## SCENARIOS
scenarioid | scenario | elecgentwh | countycap | capex | omcost | landreq | consistent | pv | cost
S1 | Baseline (10%) | 1490.4193 | 10% | 1400 | 15.7 | 2.6328 | 1 | Baseline | Base Cost
S2 | High PV (10%) | 2220.7937 | 10% | 1400 | 15.7 | 2.6328 | 1 | High PV | Base Cost
S3 | Low PV (10%) | 709.4763 | 10% | 1400 | 15.7 | 2.6328 | 1 | Low PV | Base Cost
S4 | Baseline (25%) | 1490.4193 | 25% | 1400 | 15.7 | 2.6328 | 1 | Baseline | Base Cost
S5 | High PV (25%) | 2220.7937 | 25% | 1400 | 15.7 | 2.6328 | 1 | High PV | Base Cost
S6 | Low PV (25%) | 709.4763 | 25% | 1400 | 15.7 | 2.6328 | 1 | Low PV | Base Cost
S7 | Baseline (Low Cost, 10%) | 1490.4193 | 10% | 500 | 6.1 | 2.6328 | 1 | Baseline | Low Cost
S8 | High PV (Low Cost, 10%) | 2220.7937 | 10% | 500 | 6.1 | 2.6328 | 1 | High PV | Low Cost
S9 | Low PV (Low Cost, 10%) | 709.4763 | 10% | 500 | 6.1 | 2.6328 | 1 | Low PV | Low Cost
S10 | Baseline (Low Cost, 25%) | 1490.4193 | 25% | 500 | 6.1 | 2.6328 | 1 | Baseline | Low Cost
S11 | High PV (Low Cost, 25%) | 2220.7937 | 25% | 500 | 6.1 | 2.6328 | 1 | High PV | Low Cost
S12 | Low PV (Low Cost, 25%) | 709.4763 | 25% | 500 | 6.1 | 2.6328 | 1 | Low PV | Low Cost
S13 | Baseline (High Land, 10%) | 1490.4193 | 10% | 1400 | 15.7 | 4 | 1 | Baseline | Base Cost
S14 | High PV (High Land, 10%) | 2220.7937 | 10% | 1400 | 15.7 | 4 | 1 | High PV | Base Cost
S15 | Low PV (High Land, 10%) | 709.4763 | 10% | 1400 | 15.7 | 4 | 1 | Low PV | Base Cost
S16 | Baseline (High Land, 25%) | 1490.4193 | 25% | 1400 | 15.7 | 4 | 1 | Baseline | Base Cost
S17 | High PV (High Land, 25%) | 2220.7937 | 25% | 1400 | 15.7 | 4 | 1 | High PV | Base Cost
S18 | Low PV (High Land, 25%) | 709.4763 | 25% | 1400 | 15.7 | 4 | 1 | Low PV | Base Cost
S19 | Baseline (High Land, Low Cost, 10%) | 1490.4193 | 10% | 500 | 6.1 | 4 | 1 | Baseline | Low Cost
S20 | High PV (High Land, Low Cost, 10%) | 2220.7937 | 10% | 500 | 6.1 | 4 | 1 | High PV | Low Cost
S21 | Low PV (High Land, Low Cost, 10%) | 709.4763 | 10% | 500 | 6.1 | 4 | 1 | Low PV | Low Cost
S22 | Baseline (High Land, Low Cost, 25%) | 1490.4193 | 25% | 500 | 6.1 | 4 | 1 | Baseline | Low Cost
S23 | High PV (High Land, Low Cost, 25%) | 2220.7937 | 25% | 500 | 6.1 | 4 | 1 | High PV | Low Cost
S24 | Low PV (High Land, Low Cost, 25%) | 709.4763 | 25% | 500 | 6.1 | 4 | 1 | Low PV | Low Cost

## ELECTRICITY GENERATION
year | unit | aeocase | value
2022 | Trillion kWh | Reference case | 131.156
2023 | Trillion kWh | Reference case | 172.7633
2024 | Trillion kWh | Reference case | 247.1992
2025 | Trillion kWh | Reference case | 365.2672
2026 | Trillion kWh | Reference case | 500.0014
2027 | Trillion kWh | Reference case | 623.3452
2028 | Trillion kWh | Reference case | 698.7377
2029 | Trillion kWh | Reference case | 742.2719
2030 | Trillion kWh | Reference case | 770.4241
2031 | Trillion kWh | Reference case | 814.3117
2032 | Trillion kWh | Reference case | 871.1768
2033 | Trillion kWh | Reference case | 910.7511
2034 | Trillion kWh | Reference case | 946.8491
2035 | Trillion kWh | Reference case | 968.1567
2036 | Trillion kWh | Reference case | 1006.7272
2037 | Trillion kWh | Reference case | 1046.2653
2038 | Trillion kWh | Reference case | 1085.6543
2039 | Trillion kWh | Reference case | 1111.9969
2040 | Trillion kWh | Reference case | 1148.3878
2041 | Trillion kWh | Reference case | 1168.2885
2042 | Trillion kWh | Reference case | 1190.7922
2043 | Trillion kWh | Reference case | 1218.3268
2044 | Trillion kWh | Reference case | 1257.585
2045 | Trillion kWh | Reference case | 1292.8794
2046 | Trillion kWh | Reference case | 1344.51
2047 | Trillion kWh | Reference case | 1378.8141
2048 | Trillion kWh | Reference case | 1410.0844
2049 | Trillion kWh | Reference case | 1448.6121
2050 | Trillion kWh | Reference case | 1490.4193
2022 | Trillion kWh | High Economic Growth | 131.0614
2023 | Trillion kWh | High Economic Growth | 172.5874
2024 | Trillion kWh | High Economic Growth | 246.9811
2025 | Trillion kWh | High Economic Growth | 365.0867
2026 | Trillion kWh | High Economic Growth | 502.3123
2027 | Trillion kWh | High Economic Growth | 619.2371
2028 | Trillion kWh | High Economic Growth | 689.7694
2029 | Trillion kWh | High Economic Growth | 726.9366
2030 | Trillion kWh | High Economic Growth | 739.3246
2031 | Trillion kWh | High Economic Growth | 779.9891
2032 | Trillion kWh | High Economic Growth | 845.908
2033 | Trillion kWh | High Economic Growth | 890.9466
2034 | Trillion kWh | High Economic Growth | 930.446
2035 | Trillion kWh | High Economic Growth | 978.4736
2036 | Trillion kWh | High Economic Growth | 1052.7651
2037 | Trillion kWh | High Economic Growth | 1104.9899
2038 | Trillion kWh | High Economic Growth | 1148.146
2039 | Trillion kWh | High Economic Growth | 1179.9093
2040 | Trillion kWh | High Economic Growth | 1202.715
2041 | Trillion kWh | High Economic Growth | 1237.1923
2042 | Trillion kWh | High Economic Growth | 1267.5259
2043 | Trillion kWh | High Economic Growth | 1303.4355
2044 | Trillion kWh | High Economic Growth | 1341.6382
2045 | Trillion kWh | High Economic Growth | 1382.2047
2046 | Trillion kWh | High Economic Growth | 1412.0287
2047 | Trillion kWh | High Economic Growth | 1451.7104
2048 | Trillion kWh | High Economic Growth | 1491.5562
2049 | Trillion kWh | High Economic Growth | 1544.5474
2050 | Trillion kWh | High Economic Growth | 1596.4176
2022 | Trillion kWh | Low Economic Growth | 131.2616
2023 | Trillion kWh | Low Economic Growth | 173.1976
2024 | Trillion kWh | Low Economic Growth | 246.7208
2025 | Trillion kWh | Low Economic Growth | 365.5806
2026 | Trillion kWh | Low Economic Growth | 500.6653
2027 | Trillion kWh | Low Economic Growth | 628.3555
2028 | Trillion kWh | Low Economic Growth | 706.3737
2029 | Trillion kWh | Low Economic Growth | 753.4401
2030 | Trillion kWh | Low Economic Growth | 764.3127
2031 | Trillion kWh | Low Economic Growth | 790.3528
2032 | Trillion kWh | Low Economic Growth | 819.7578
2033 | Trillion kWh | Low Economic Growth | 880.3007
2034 | Trillion kWh | Low Economic Growth | 936.5294
2035 | Trillion kWh | Low Economic Growth | 988.4308
2036 | Trillion kWh | Low Economic Growth | 1026.4059
2037 | Trillion kWh | Low Economic Growth | 1053.6737
2038 | Trillion kWh | Low Economic Growth | 1082.2299
2039 | Trillion kWh | Low Economic Growth | 1092.183
2040 | Trillion kWh | Low Economic Growth | 1111.1881
2041 | Trillion kWh | Low Economic Growth | 1132.0934
2042 | Trillion kWh | Low Economic Growth | 1159.4292
2043 | Trillion kWh | Low Economic Growth | 1194.5343
2044 | Trillion kWh | Low Economic Growth | 1218.8406
2045 | Trillion kWh | Low Economic Growth | 1249.5255
2046 | Trillion kWh | Low Economic Growth | 1284.3281
2047 | Trillion kWh | Low Economic Growth | 1324.5807
2048 | Trillion kWh | Low Economic Growth | 1368.6676
2049 | Trillion kWh | Low Economic Growth | 1403.244
2050 | Trillion kWh | Low Economic Growth | 1422.0254
2022 | Trillion kWh | High Oil Price | 131.1263
2023 | Trillion kWh | High Oil Price | 172.5109
2024 | Trillion kWh | High Oil Price | 247.0566
2025 | Trillion kWh | High Oil Price | 365.9075
2026 | Trillion kWh | High Oil Price | 501.022
2027 | Trillion kWh | High Oil Price | 602.3041
2028 | Trillion kWh | High Oil Price | 645.9625
2029 | Trillion kWh | High Oil Price | 689.1282
2030 | Trillion kWh | High Oil Price | 700.9445
2031 | Trillion kWh | High Oil Price | 721.0197
2032 | Trillion kWh | High Oil Price | 747.4469
2033 | Trillion kWh | High Oil Price | 818.6974
2034 | Trillion kWh | High Oil Price | 883.1617
2035 | Trillion kWh | High Oil Price | 929.5157
2036 | Trillion kWh | High Oil Price | 1002.6403
2037 | Trillion kWh | High Oil Price | 1069.2626
2038 | Trillion kWh | High Oil Price | 1114.1472
2039 | Trillion kWh | High Oil Price | 1155.0857
2040 | Trillion kWh | High Oil Price | 1212.6553
2041 | Trillion kWh | High Oil Price | 1249.9349
2042 | Trillion kWh | High Oil Price | 1309.8641
2043 | Trillion kWh | High Oil Price | 1353.3771
2044 | Trillion kWh | High Oil Price | 1399.8884
2045 | Trillion kWh | High Oil Price | 1455.3192
2046 | Trillion kWh | High Oil Price | 1507.1475
2047 | Trillion kWh | High Oil Price | 1536.2325
2048 | Trillion kWh | High Oil Price | 1558.5978
2049 | Trillion kWh | High Oil Price | 1587.1915
2050 | Trillion kWh | High Oil Price | 1615.1405
2022 | Trillion kWh | Low Oil Price | 131.1435
2023 | Trillion kWh | Low Oil Price | 172.5687
2024 | Trillion kWh | Low Oil Price | 246.9393
2025 | Trillion kWh | Low Oil Price | 365.7132
2026 | Trillion kWh | Low Oil Price | 501.4004
2027 | Trillion kWh | Low Oil Price | 661.531
2028 | Trillion kWh | Low Oil Price | 789.933
2029 | Trillion kWh | Low Oil Price | 844.3391
2030 | Trillion kWh | Low Oil Price | 862.9266
2031 | Trillion kWh | Low Oil Price | 885.4813
2032 | Trillion kWh | Low Oil Price | 896.6787
2033 | Trillion kWh | Low Oil Price | 933.1653
2034 | Trillion kWh | Low Oil Price | 952.0378
2035 | Trillion kWh | Low Oil Price | 978.374
2036 | Trillion kWh | Low Oil Price | 1009.9335
2037 | Trillion kWh | Low Oil Price | 1039.8698
2038 | Trillion kWh | Low Oil Price | 1047.6718
2039 | Trillion kWh | Low Oil Price | 1065.548
2040 | Trillion kWh | Low Oil Price | 1089.7568
2041 | Trillion kWh | Low Oil Price | 1113.2679
2042 | Trillion kWh | Low Oil Price | 1135.5271
2043 | Trillion kWh | Low Oil Price | 1157.2142
2044 | Trillion kWh | Low Oil Price | 1180.2451
2045 | Trillion kWh | Low Oil Price | 1206.9563
2046 | Trillion kWh | Low Oil Price | 1243.5808
2047 | Trillion kWh | Low Oil Price | 1278.3392
2048 | Trillion kWh | Low Oil Price | 1297.1501
2049 | Trillion kWh | Low Oil Price | 1313.78
2050 | Trillion kWh | Low Oil Price | 1337.9537
2022 | Trillion kWh | High Zero-Carbon Cost | 131.1106
2023 | Trillion kWh | High Zero-Carbon Cost | 172.7296
2024 | Trillion kWh | High Zero-Carbon Cost | 247.282
2025 | Trillion kWh | High Zero-Carbon Cost | 299.885
2026 | Trillion kWh | High Zero-Carbon Cost | 332.3418
2027 | Trillion kWh | High Zero-Carbon Cost | 357.6437
2028 | Trillion kWh | High Zero-Carbon Cost | 362.4176
2029 | Trillion kWh | High Zero-Carbon Cost | 386.3335
2030 | Trillion kWh | High Zero-Carbon Cost | 390.6541
2031 | Trillion kWh | High Zero-Carbon Cost | 434.942
2032 | Trillion kWh | High Zero-Carbon Cost | 467.8107
2033 | Trillion kWh | High Zero-Carbon Cost | 494.1166
2034 | Trillion kWh | High Zero-Carbon Cost | 525.2767
2035 | Trillion kWh | High Zero-Carbon Cost | 538.1987
2036 | Trillion kWh | High Zero-Carbon Cost | 557.9712
2037 | Trillion kWh | High Zero-Carbon Cost | 573.8342
2038 | Trillion kWh | High Zero-Carbon Cost | 590.9379
2039 | Trillion kWh | High Zero-Carbon Cost | 604.4941
2040 | Trillion kWh | High Zero-Carbon Cost | 618.4996
2041 | Trillion kWh | High Zero-Carbon Cost | 630.6034
2042 | Trillion kWh | High Zero-Carbon Cost | 637.283
2043 | Trillion kWh | High Zero-Carbon Cost | 640.2341
2044 | Trillion kWh | High Zero-Carbon Cost | 647.1418
2045 | Trillion kWh | High Zero-Carbon Cost | 657.1363
2046 | Trillion kWh | High Zero-Carbon Cost | 670.9971
2047 | Trillion kWh | High Zero-Carbon Cost | 679.9736
2048 | Trillion kWh | High Zero-Carbon Cost | 689.1611
2049 | Trillion kWh | High Zero-Carbon Cost | 695.623
2050 | Trillion kWh | High Zero-Carbon Cost | 709.4763
2022 | Trillion kWh | High Macro and Low Zero-Carbon Cost | 131.0579
2023 | Trillion kWh | High Macro and Low Zero-Carbon Cost | 172.618
2024 | Trillion kWh | High Macro and Low Zero-Carbon Cost | 247.6777
2025 | Trillion kWh | High Macro and Low Zero-Carbon Cost | 365.4
2026 | Trillion kWh | High Macro and Low Zero-Carbon Cost | 500.321
2027 | Trillion kWh | High Macro and Low Zero-Carbon Cost | 662.6305
2028 | Trillion kWh | High Macro and Low Zero-Carbon Cost | 789.136
2029 | Trillion kWh | High Macro and Low Zero-Carbon Cost | 817.2444
2030 | Trillion kWh | High Macro and Low Zero-Carbon Cost | 856.3813
2031 | Trillion kWh | High Macro and Low Zero-Carbon Cost | 921.697
2032 | Trillion kWh | High Macro and Low Zero-Carbon Cost | 980.9771
2033 | Trillion kWh | High Macro and Low Zero-Carbon Cost | 1052.5264
2034 | Trillion kWh | High Macro and Low Zero-Carbon Cost | 1124.4927
2035 | Trillion kWh | High Macro and Low Zero-Carbon Cost | 1192.9424
2036 | Trillion kWh | High Macro and Low Zero-Carbon Cost | 1280.21
2037 | Trillion kWh | High Macro and Low Zero-Carbon Cost | 1339.6343
2038 | Trillion kWh | High Macro and Low Zero-Carbon Cost | 1386.5076
2039 | Trillion kWh | High Macro and Low Zero-Carbon Cost | 1438.4663
2040 | Trillion kWh | High Macro and Low Zero-Carbon Cost | 1476.1847
2041 | Trillion kWh | High Macro and Low Zero-Carbon Cost | 1526.5389
2042 | Trillion kWh | High Macro and Low Zero-Carbon Cost | 1579.5365
2043 | Trillion kWh | High Macro and Low Zero-Carbon Cost | 1694.4359
2044 | Trillion kWh | High Macro and Low Zero-Carbon Cost | 1799.2538
2045 | Trillion kWh | High Macro and Low Zero-Carbon Cost | 1882.3853
2046 | Trillion kWh | High Macro and Low Zero-Carbon Cost | 1926.5504
2047 | Trillion kWh | High Macro and Low Zero-Carbon Cost | 1985.1682
2048 | Trillion kWh | High Macro and Low Zero-Carbon Cost | 2060.948
2049 | Trillion kWh | High Macro and Low Zero-Carbon Cost | 2132.9658
2050 | Trillion kWh | High Macro and Low Zero-Carbon Cost | 2220.7937

## COUNTY
fips | frr | state | statefips | statename | frrname
1001 | 6 | AL | 1 | Alabama | Southern Seaboard
1003 | 6 | AL | 1 | Alabama | Southern Seaboard
1005 | 6 | AL | 1 | Alabama | Southern Seaboard
1007 | 5 | AL | 1 | Alabama | Eastern Uplands
1009 | 5 | AL | 1 | Alabama | Eastern Uplands
1011 | 6 | AL | 1 | Alabama | Southern Seaboard
1013 | 6 | AL | 1 | Alabama | Southern Seaboard
1015 | 5 | AL | 1 | Alabama | Eastern Uplands
1017 | 6 | AL | 1 | Alabama | Southern Seaboard
1019 | 5 | AL | 1 | Alabama | Eastern Uplands
1021 | 5 | AL | 1 | Alabama | Eastern Uplands
1023 | 6 | AL | 1 | Alabama | Southern Seaboard
1025 | 6 | AL | 1 | Alabama | Southern Seaboard
1027 | 6 | AL | 1 | Alabama | Southern Seaboard
1029 | 5 | AL | 1 | Alabama | Eastern Uplands
1031 | 6 | AL | 1 | Alabama | Southern Seaboard
1033 | 6 | AL | 1 | Alabama | Southern Seaboard
1035 | 6 | AL | 1 | Alabama | Southern Seaboard
1037 | 6 | AL | 1 | Alabama | Southern Seaboard
1039 | 6 | AL | 1 | Alabama | Southern Seaboard
1041 | 6 | AL | 1 | Alabama | Southern Seaboard
1043 | 5 | AL | 1 | Alabama | Eastern Uplands
1045 | 6 | AL | 1 | Alabama | Southern Seaboard
1047 | 6 | AL | 1 | Alabama | Southern Seaboard
1049 | 5 | AL | 1 | Alabama | Eastern Uplands
1051 | 6 | AL | 1 | Alabama | Southern Seaboard
1053 | 6 | AL | 1 | Alabama | Southern Seaboard
1055 | 5 | AL | 1 | Alabama | Eastern Uplands
1057 | 6 | AL | 1 | Alabama | Southern Seaboard
1059 | 6 | AL | 1 | Alabama | Southern Seaboard
1061 | 6 | AL | 1 | Alabama | Southern Seaboard
1063 | 6 | AL | 1 | Alabama | Southern Seaboard
1065 | 6 | AL | 1 | Alabama | Southern Seaboard
1067 | 6 | AL | 1 | Alabama | Southern Seaboard
1069 | 6 | AL | 1 | Alabama | Southern Seaboard
1071 | 5 | AL | 1 | Alabama | Eastern Uplands
1073 | 5 | AL | 1 | Alabama | Eastern Uplands
1075 | 6 | AL | 1 | Alabama | Southern Seaboard
1077 | 5 | AL | 1 | Alabama | Eastern Uplands
1079 | 5 | AL | 1 | Alabama | Eastern Uplands
1081 | 6 | AL | 1 | Alabama | Southern Seaboard
1083 | 5 | AL | 1 | Alabama | Eastern Uplands
1085 | 6 | AL | 1 | Alabama | Southern Seaboard
1087 | 6 | AL | 1 | Alabama | Southern Seaboard
1089 | 5 | AL | 1 | Alabama | Eastern Uplands
1091 | 6 | AL | 1 | Alabama | Southern Seaboard
1093 | 6 | AL | 1 | Alabama | Southern Seaboard
1095 | 5 | AL | 1 | Alabama | Eastern Uplands
1097 | 6 | AL | 1 | Alabama | Southern Seaboard
1099 | 6 | AL | 1 | Alabama | Southern Seaboard
1101 | 6 | AL | 1 | Alabama | Southern Seaboard
1103 | 5 | AL | 1 | Alabama | Eastern Uplands
1105 | 6 | AL | 1 | Alabama | Southern Seaboard
1107 | 6 | AL | 1 | Alabama | Southern Seaboard
1109 | 6 | AL | 1 | Alabama | Southern Seaboard
1111 | 6 | AL | 1 | Alabama | Southern Seaboard
1113 | 6 | AL | 1 | Alabama | Southern Seaboard
1115 | 5 | AL | 1 | Alabama | Eastern Uplands
1117 | 5 | AL | 1 | Alabama | Eastern Uplands
1119 | 6 | AL | 1 | Alabama | Southern Seaboard
1121 | 6 | AL | 1 | Alabama | Southern Seaboard
1123 | 6 | AL | 1 | Alabama | Southern Seaboard
1125 | 6 | AL | 1 | Alabama | Southern Seaboard
1127 | 5 | AL | 1 | Alabama | Eastern Uplands
1129 | 6 | AL | 1 | Alabama | Southern Seaboard
1131 | 6 | AL | 1 | Alabama | Southern Seaboard
1133 | 5 | AL | 1 | Alabama | Eastern Uplands
4001 | 8 | AZ | 4 | Arizona | Basin and Range
4003 | 7 | AZ | 4 | Arizona | Fruitful Rim
4005 | 7 | AZ | 4 | Arizona | Fruitful Rim
4007 | 7 | AZ | 4 | Arizona | Fruitful Rim
4009 | 7 | AZ | 4 | Arizona | Fruitful Rim
4011 | 8 | AZ | 4 | Arizona | Basin and Range
4012 | 7 | AZ | 4 | Arizona | Fruitful Rim
4013 | 7 | AZ | 4 | Arizona | Fruitful Rim
4015 | 8 | AZ | 4 | Arizona | Basin and Range
4017 | 7 | AZ | 4 | Arizona | Fruitful Rim
4019 | 7 | AZ | 4 | Arizona | Fruitful Rim
4021 | 7 | AZ | 4 | Arizona | Fruitful Rim
4023 | 7 | AZ | 4 | Arizona | Fruitful Rim
4025 | 8 | AZ | 4 | Arizona | Basin and Range
4027 | 7 | AZ | 4 | Arizona | Fruitful Rim
5001 | 9 | AR | 5 | Arkansas | Mississippi Portal
5003 | 9 | AR | 5 | Arkansas | Mississippi Portal
5005 | 5 | AR | 5 | Arkansas | Eastern Uplands
5007 | 5 | AR | 5 | Arkansas | Eastern Uplands
5009 | 5 | AR | 5 | Arkansas | Eastern Uplands
5011 | 6 | AR | 5 | Arkansas | Southern Seaboard
5013 | 6 | AR | 5 | Arkansas | Southern Seaboard
5015 | 5 | AR | 5 | Arkansas | Eastern Uplands
5017 | 9 | AR | 5 | Arkansas | Mississippi Portal
5019 | 6 | AR | 5 | Arkansas | Southern Seaboard
5021 | 9 | AR | 5 | Arkansas | Mississippi Portal
5023 | 5 | AR | 5 | Arkansas | Eastern Uplands
5025 | 6 | AR | 5 | Arkansas | Southern Seaboard
5027 | 6 | AR | 5 | Arkansas | Southern Seaboard
5029 | 5 | AR | 5 | Arkansas | Eastern Uplands
5031 | 9 | AR | 5 | Arkansas | Mississippi Portal
5033 | 5 | AR | 5 | Arkansas | Eastern Uplands
5035 | 9 | AR | 5 | Arkansas | Mississippi Portal
5037 | 9 | AR | 5 | Arkansas | Mississippi Portal
5039 | 6 | AR | 5 | Arkansas | Southern Seaboard
5041 | 9 | AR | 5 | Arkansas | Mississippi Portal
5043 | 9 | AR | 5 | Arkansas | Mississippi Portal
5045 | 5 | AR | 5 | Arkansas | Eastern Uplands
5047 | 5 | AR | 5 | Arkansas | Eastern Uplands
5049 | 5 | AR | 5 | Arkansas | Eastern Uplands
5051 | 5 | AR | 5 | Arkansas | Eastern Uplands
5053 | 5 | AR | 5 | Arkansas | Eastern Uplands
5055 | 9 | AR | 5 | Arkansas | Mississippi Portal
5057 | 5 | AR | 5 | Arkansas | Eastern Uplands
5059 | 5 | AR | 5 | Arkansas | Eastern Uplands
5061 | 5 | AR | 5 | Arkansas | Eastern Uplands
5063 | 9 | AR | 5 | Arkansas | Mississippi Portal
5065 | 5 | AR | 5 | Arkansas | Eastern Uplands
5067 | 9 | AR | 5 | Arkansas | Mississippi Portal
5069 | 9 | AR | 5 | Arkansas | Mississippi Portal
5071 | 5 | AR | 5 | Arkansas | Eastern Uplands
5073 | 5 | AR | 5 | Arkansas | Eastern Uplands
5075 | 9 | AR | 5 | Arkansas | Mississippi Portal
5077 | 9 | AR | 5 | Arkansas | Mississippi Portal
5079 | 9 | AR | 5 | Arkansas | Mississippi Portal
5081 | 5 | AR | 5 | Arkansas | Eastern Uplands
5083 | 5 | AR | 5 | Arkansas | Eastern Uplands
5085 | 9 | AR | 5 | Arkansas | Mississippi Portal
5087 | 5 | AR | 5 | Arkansas | Eastern Uplands
5089 | 5 | AR | 5 | Arkansas | Eastern Uplands
5091 | 5 | AR | 5 | Arkansas | Eastern Uplands
5093 | 9 | AR | 5 | Arkansas | Mississippi Portal
5095 | 9 | AR | 5 | Arkansas | Mississippi Portal
5097 | 5 | AR | 5 | Arkansas | Eastern Uplands
5099 | 6 | AR | 5 | Arkansas | Southern Seaboard
5101 | 5 | AR | 5 | Arkansas | Eastern Uplands
5103 | 6 | AR | 5 | Arkansas | Southern Seaboard
5105 | 5 | AR | 5 | Arkansas | Eastern Uplands
5107 | 9 | AR | 5 | Arkansas | Mississippi Portal
5109 | 5 | AR | 5 | Arkansas | Eastern Uplands
5111 | 9 | AR | 5 | Arkansas | Mississippi Portal
5113 | 5 | AR | 5 | Arkansas | Eastern Uplands
5115 | 5 | AR | 5 | Arkansas | Eastern Uplands
5117 | 9 | AR | 5 | Arkansas | Mississippi Portal
5119 | 5 | AR | 5 | Arkansas | Eastern Uplands
5121 | 9 | AR | 5 | Arkansas | Mississippi Portal
5123 | 9 | AR | 5 | Arkansas | Mississippi Portal
5125 | 5 | AR | 5 | Arkansas | Eastern Uplands
5127 | 5 | AR | 5 | Arkansas | Eastern Uplands
5129 | 5 | AR | 5 | Arkansas | Eastern Uplands
5131 | 5 | AR | 5 | Arkansas | Eastern Uplands
5133 | 5 | AR | 5 | Arkansas | Eastern Uplands
5135 | 5 | AR | 5 | Arkansas | Eastern Uplands
5137 | 5 | AR | 5 | Arkansas | Eastern Uplands
5139 | 6 | AR | 5 | Arkansas | Southern Seaboard
5141 | 5 | AR | 5 | Arkansas | Eastern Uplands
5143 | 5 | AR | 5 | Arkansas | Eastern Uplands
5145 | 9 | AR | 5 | Arkansas | Mississippi Portal
5147 | 9 | AR | 5 | Arkansas | Mississippi Portal
5149 | 5 | AR | 5 | Arkansas | Eastern Uplands
6001 | 7 | CA | 6 | California | Fruitful Rim
6003 | 8 | CA | 6 | California | Basin and Range
6005 | 8 | CA | 6 | California | Basin and Range
6007 | 7 | CA | 6 | California | Fruitful Rim
6009 | 8 | CA | 6 | California | Basin and Range
6011 | 7 | CA | 6 | California | Fruitful Rim
6013 | 7 | CA | 6 | California | Fruitful Rim
6015 | 8 | CA | 6 | California | Basin and Range
6017 | 8 | CA | 6 | California | Basin and Range
6019 | 7 | CA | 6 | California | Fruitful Rim
6021 | 7 | CA | 6 | California | Fruitful Rim
6023 | 8 | CA | 6 | California | Basin and Range
6025 | 7 | CA | 6 | California | Fruitful Rim
6027 | 8 | CA | 6 | California | Basin and Range
6029 | 7 | CA | 6 | California | Fruitful Rim
6031 | 7 | CA | 6 | California | Fruitful Rim
6033 | 7 | CA | 6 | California | Fruitful Rim
6035 | 8 | CA | 6 | California | Basin and Range
6037 | 7 | CA | 6 | California | Fruitful Rim
6039 | 7 | CA | 6 | California | Fruitful Rim
6041 | 7 | CA | 6 | California | Fruitful Rim
6043 | 8 | CA | 6 | California | Basin and Range
6045 | 8 | CA | 6 | California | Basin and Range
6047 | 7 | CA | 6 | California | Fruitful Rim
6049 | 8 | CA | 6 | California | Basin and Range
6051 | 8 | CA | 6 | California | Basin and Range
6053 | 7 | CA | 6 | California | Fruitful Rim
6055 | 7 | CA | 6 | California | Fruitful Rim
6057 | 8 | CA | 6 | California | Basin and Range
6059 | 7 | CA | 6 | California | Fruitful Rim
6061 | 8 | CA | 6 | California | Basin and Range
6063 | 8 | CA | 6 | California | Basin and Range
6065 | 7 | CA | 6 | California | Fruitful Rim
6067 | 7 | CA | 6 | California | Fruitful Rim
6069 | 7 | CA | 6 | California | Fruitful Rim
6071 | 7 | CA | 6 | California | Fruitful Rim
6073 | 7 | CA | 6 | California | Fruitful Rim
6075 | 7 | CA | 6 | California | Fruitful Rim
6077 | 7 | CA | 6 | California | Fruitful Rim
6079 | 7 | CA | 6 | California | Fruitful Rim
6081 | 7 | CA | 6 | California | Fruitful Rim
6083 | 7 | CA | 6 | California | Fruitful Rim
6085 | 7 | CA | 6 | California | Fruitful Rim
6087 | 7 | CA | 6 | California | Fruitful Rim
6089 | 8 | CA | 6 | California | Basin and Range
6091 | 8 | CA | 6 | California | Basin and Range
6093 | 8 | CA | 6 | California | Basin and Range
6095 | 7 | CA | 6 | California | Fruitful Rim
6097 | 7 | CA | 6 | California | Fruitful Rim
6099 | 7 | CA | 6 | California | Fruitful Rim
6101 | 7 | CA | 6 | California | Fruitful Rim
6103 | 7 | CA | 6 | California | Fruitful Rim
6105 | 8 | CA | 6 | California | Basin and Range
6107 | 7 | CA | 6 | California | Fruitful Rim
6109 | 8 | CA | 6 | California | Basin and Range
6111 | 7 | CA | 6 | California | Fruitful Rim
6113 | 7 | CA | 6 | California | Fruitful Rim
6115 | 7 | CA | 6 | California | Fruitful Rim
8001 | 4 | CO | 8 | Colorado | Prairie Gateway
8003 | 8 | CO | 8 | Colorado | Basin and Range
8005 | 4 | CO | 8 | Colorado | Prairie Gateway
8007 | 8 | CO | 8 | Colorado | Basin and Range
8009 | 4 | CO | 8 | Colorado | Prairie Gateway
8011 | 4 | CO | 8 | Colorado | Prairie Gateway
8013 | 3 | CO | 8 | Colorado | Northern Great Plains
8014 | 3 | CO | 8 | Colorado | Northern Great Plains
8015 | 8 | CO | 8 | Colorado | Basin and Range
8017 | 4 | CO | 8 | Colorado | Prairie Gateway
8019 | 8 | CO | 8 | Colorado | Basin and Range
8021 | 8 | CO | 8 | Colorado | Basin and Range
8023 | 8 | CO | 8 | Colorado | Basin and Range
8025 | 4 | CO | 8 | Colorado | Prairie Gateway
8027 | 4 | CO | 8 | Colorado | Prairie Gateway
8029 | 8 | CO | 8 | Colorado | Basin and Range
8031 | 4 | CO | 8 | Colorado | Prairie Gateway
8033 | 8 | CO | 8 | Colorado | Basin and Range
8035 | 4 | CO | 8 | Colorado | Prairie Gateway
8037 | 8 | CO | 8 | Colorado | Basin and Range
8039 | 4 | CO | 8 | Colorado | Prairie Gateway
8041 | 4 | CO | 8 | Colorado | Prairie Gateway
8043 | 4 | CO | 8 | Colorado | Prairie Gateway
8045 | 8 | CO | 8 | Colorado | Basin and Range
8047 | 8 | CO | 8 | Colorado | Basin and Range
8049 | 8 | CO | 8 | Colorado | Basin and Range
8051 | 8 | CO | 8 | Colorado | Basin and Range
8053 | 8 | CO | 8 | Colorado | Basin and Range
8055 | 4 | CO | 8 | Colorado | Prairie Gateway
8057 | 8 | CO | 8 | Colorado | Basin and Range
8059 | 3 | CO | 8 | Colorado | Northern Great Plains
8061 | 4 | CO | 8 | Colorado | Prairie Gateway
8063 | 4 | CO | 8 | Colorado | Prairie Gateway
8065 | 8 | CO | 8 | Colorado | Basin and Range
8067 | 8 | CO | 8 | Colorado | Basin and Range
8069 | 3 | CO | 8 | Colorado | Northern Great Plains
8071 | 4 | CO | 8 | Colorado | Prairie Gateway
8073 | 4 | CO | 8 | Colorado | Prairie Gateway
8075 | 3 | CO | 8 | Colorado | Northern Great Plains
8077 | 8 | CO | 8 | Colorado | Basin and Range
8079 | 8 | CO | 8 | Colorado | Basin and Range
8081 | 8 | CO | 8 | Colorado | Basin and Range
8083 | 8 | CO | 8 | Colorado | Basin and Range
8085 | 8 | CO | 8 | Colorado | Basin and Range
8087 | 3 | CO | 8 | Colorado | Northern Great Plains
8089 | 4 | CO | 8 | Colorado | Prairie Gateway
8091 | 8 | CO | 8 | Colorado | Basin and Range
8093 | 8 | CO | 8 | Colorado | Basin and Range
8095 | 4 | CO | 8 | Colorado | Prairie Gateway
8097 | 8 | CO | 8 | Colorado | Basin and Range
8099 | 4 | CO | 8 | Colorado | Prairie Gateway
8101 | 4 | CO | 8 | Colorado | Prairie Gateway
8103 | 8 | CO | 8 | Colorado | Basin and Range
8105 | 8 | CO | 8 | Colorado | Basin and Range
8107 | 8 | CO | 8 | Colorado | Basin and Range
8109 | 8 | CO | 8 | Colorado | Basin and Range
8111 | 8 | CO | 8 | Colorado | Basin and Range
8113 | 8 | CO | 8 | Colorado | Basin and Range
8115 | 3 | CO | 8 | Colorado | Northern Great Plains
8117 | 8 | CO | 8 | Colorado | Basin and Range
8119 | 8 | CO | 8 | Colorado | Basin and Range
8121 | 4 | CO | 8 | Colorado | Prairie Gateway
8123 | 3 | CO | 8 | Colorado | Northern Great Plains
8125 | 4 | CO | 8 | Colorado | Prairie Gateway
9001 | 2 | CT | 9 | Connecticut | Northern Crescent
9003 | 2 | CT | 9 | Connecticut | Northern Crescent
9005 | 2 | CT | 9 | Connecticut | Northern Crescent
9007 | 2 | CT | 9 | Connecticut | Northern Crescent
9009 | 2 | CT | 9 | Connecticut | Northern Crescent
9011 | 2 | CT | 9 | Connecticut | Northern Crescent
9013 | 2 | CT | 9 | Connecticut | Northern Crescent
9015 | 2 | CT | 9 | Connecticut | Northern Crescent
10001 | 6 | DE | 10 | Delaware | Southern Seaboard
10003 | 6 | DE | 10 | Delaware | Southern Seaboard
10005 | 6 | DE | 10 | Delaware | Southern Seaboard
11001 | 6 | DC | 11 | District of Columbia | Southern Seaboard
12001 | 7 | FL | 12 | Florida | Fruitful Rim
12003 | 7 | FL | 12 | Florida | Fruitful Rim
12005 | 7 | FL | 12 | Florida | Fruitful Rim
12007 | 7 | FL | 12 | Florida | Fruitful Rim
12009 | 7 | FL | 12 | Florida | Fruitful Rim
12011 | 7 | FL | 12 | Florida | Fruitful Rim
12013 | 7 | FL | 12 | Florida | Fruitful Rim
12015 | 7 | FL | 12 | Florida | Fruitful Rim
12017 | 7 | FL | 12 | Florida | Fruitful Rim
12019 | 7 | FL | 12 | Florida | Fruitful Rim
12021 | 7 | FL | 12 | Florida | Fruitful Rim
12023 | 7 | FL | 12 | Florida | Fruitful Rim
12027 | 7 | FL | 12 | Florida | Fruitful Rim
12029 | 7 | FL | 12 | Florida | Fruitful Rim
12031 | 7 | FL | 12 | Florida | Fruitful Rim
12033 | 7 | FL | 12 | Florida | Fruitful Rim
12035 | 7 | FL | 12 | Florida | Fruitful Rim
12037 | 7 | FL | 12 | Florida | Fruitful Rim
12039 | 7 | FL | 12 | Florida | Fruitful Rim
12041 | 7 | FL | 12 | Florida | Fruitful Rim
12043 | 7 | FL | 12 | Florida | Fruitful Rim
12045 | 7 | FL | 12 | Florida | Fruitful Rim
12047 | 7 | FL | 12 | Florida | Fruitful Rim
12049 | 7 | FL | 12 | Florida | Fruitful Rim
12051 | 7 | FL | 12 | Florida | Fruitful Rim
12053 | 7 | FL | 12 | Florida | Fruitful Rim
12055 | 7 | FL | 12 | Florida | Fruitful Rim
12057 | 7 | FL | 12 | Florida | Fruitful Rim
12059 | 7 | FL | 12 | Florida | Fruitful Rim
12061 | 7 | FL | 12 | Florida | Fruitful Rim
12063 | 7 | FL | 12 | Florida | Fruitful Rim
12065 | 7 | FL | 12 | Florida | Fruitful Rim
12067 | 7 | FL | 12 | Florida | Fruitful Rim
12069 | 7 | FL | 12 | Florida | Fruitful Rim
12071 | 7 | FL | 12 | Florida | Fruitful Rim
12073 | 7 | FL | 12 | Florida | Fruitful Rim
12075 | 7 | FL | 12 | Florida | Fruitful Rim
12077 | 7 | FL | 12 | Florida | Fruitful Rim
12079 | 7 | FL | 12 | Florida | Fruitful Rim
12081 | 7 | FL | 12 | Florida | Fruitful Rim
12083 | 7 | FL | 12 | Florida | Fruitful Rim
12085 | 7 | FL | 12 | Florida | Fruitful Rim
12086 | 7 | FL | 12 | Florida | Fruitful Rim
12087 | 7 | FL | 12 | Florida | Fruitful Rim
12089 | 7 | FL | 12 | Florida | Fruitful Rim
12091 | 7 | FL | 12 | Florida | Fruitful Rim
12093 | 7 | FL | 12 | Florida | Fruitful Rim
12095 | 7 | FL | 12 | Florida | Fruitful Rim
12097 | 7 | FL | 12 | Florida | Fruitful Rim
12099 | 7 | FL | 12 | Florida | Fruitful Rim
12101 | 7 | FL | 12 | Florida | Fruitful Rim
12103 | 7 | FL | 12 | Florida | Fruitful Rim
12105 | 7 | FL | 12 | Florida | Fruitful Rim
12107 | 7 | FL | 12 | Florida | Fruitful Rim
12109 | 7 | FL | 12 | Florida | Fruitful Rim
12111 | 7 | FL | 12 | Florida | Fruitful Rim
12113 | 7 | FL | 12 | Florida | Fruitful Rim
12115 | 7 | FL | 12 | Florida | Fruitful Rim
12117 | 7 | FL | 12 | Florida | Fruitful Rim
12119 | 7 | FL | 12 | Florida | Fruitful Rim
12121 | 7 | FL | 12 | Florida | Fruitful Rim
12123 | 7 | FL | 12 | Florida | Fruitful Rim
12125 | 7 | FL | 12 | Florida | Fruitful Rim
12127 | 7 | FL | 12 | Florida | Fruitful Rim
12129 | 7 | FL | 12 | Florida | Fruitful Rim
12131 | 7 | FL | 12 | Florida | Fruitful Rim
12133 | 7 | FL | 12 | Florida | Fruitful Rim
13001 | 7 | GA | 13 | Georgia | Fruitful Rim
13003 | 6 | GA | 13 | Georgia | Southern Seaboard
13005 | 7 | GA | 13 | Georgia | Fruitful Rim
13007 | 6 | GA | 13 | Georgia | Southern Seaboard
13009 | 6 | GA | 13 | Georgia | Southern Seaboard
13011 | 6 | GA | 13 | Georgia | Southern Seaboard
13013 | 6 | GA | 13 | Georgia | Southern Seaboard
13015 | 5 | GA | 13 | Georgia | Eastern Uplands
13017 | 6 | GA | 13 | Georgia | Southern Seaboard
13019 | 6 | GA | 13 | Georgia | Southern Seaboard
13021 | 6 | GA | 13 | Georgia | Southern Seaboard
13023 | 6 | GA | 13 | Georgia | Southern Seaboard
13025 | 7 | GA | 13 | Georgia | Fruitful Rim
13027 | 6 | GA | 13 | Georgia | Southern Seaboard
13029 | 7 | GA | 13 | Georgia | Fruitful Rim
13031 | 6 | GA | 13 | Georgia | Southern Seaboard
13033 | 6 | GA | 13 | Georgia | Southern Seaboard
13035 | 6 | GA | 13 | Georgia | Southern Seaboard
13037 | 6 | GA | 13 | Georgia | Southern Seaboard
13039 | 7 | GA | 13 | Georgia | Fruitful Rim
13043 | 6 | GA | 13 | Georgia | Southern Seaboard
13045 | 6 | GA | 13 | Georgia | Southern Seaboard
13047 | 5 | GA | 13 | Georgia | Eastern Uplands
13049 | 7 | GA | 13 | Georgia | Fruitful Rim
13051 | 7 | GA | 13 | Georgia | Fruitful Rim
13053 | 6 | GA | 13 | Georgia | Southern Seaboard
13055 | 5 | GA | 13 | Georgia | Eastern Uplands
13057 | 6 | GA | 13 | Georgia | Southern Seaboard
13059 | 6 | GA | 13 | Georgia | Southern Seaboard
13061 | 6 | GA | 13 | Georgia | Southern Seaboard
13063 | 6 | GA | 13 | Georgia | Southern Seaboard
13065 | 6 | GA | 13 | Georgia | Southern Seaboard
13067 | 6 | GA | 13 | Georgia | Southern Seaboard
13069 | 6 | GA | 13 | Georgia | Southern Seaboard
13071 | 6 | GA | 13 | Georgia | Southern Seaboard
13073 | 6 | GA | 13 | Georgia | Southern Seaboard
13075 | 6 | GA | 13 | Georgia | Southern Seaboard
13077 | 6 | GA | 13 | Georgia | Southern Seaboard
13079 | 6 | GA | 13 | Georgia | Southern Seaboard
13081 | 6 | GA | 13 | Georgia | Southern Seaboard
13083 | 5 | GA | 13 | Georgia | Eastern Uplands
13085 | 6 | GA | 13 | Georgia | Southern Seaboard
13087 | 6 | GA | 13 | Georgia | Southern Seaboard
13089 | 6 | GA | 13 | Georgia | Southern Seaboard
13091 | 6 | GA | 13 | Georgia | Southern Seaboard
13093 | 6 | GA | 13 | Georgia | Southern Seaboard
13095 | 6 | GA | 13 | Georgia | Southern Seaboard
13097 | 6 | GA | 13 | Georgia | Southern Seaboard
13099 | 6 | GA | 13 | Georgia | Southern Seaboard
13101 | 6 | GA | 13 | Georgia | Southern Seaboard
13103 | 6 | GA | 13 | Georgia | Southern Seaboard
13105 | 6 | GA | 13 | Georgia | Southern Seaboard
13107 | 6 | GA | 13 | Georgia | Southern Seaboard
13109 | 7 | GA | 13 | Georgia | Fruitful Rim
13111 | 6 | GA | 13 | Georgia | Southern Seaboard
13113 | 6 | GA | 13 | Georgia | Southern Seaboard
13115 | 5 | GA | 13 | Georgia | Eastern Uplands
13117 | 6 | GA | 13 | Georgia | Southern Seaboard
13119 | 6 | GA | 13 | Georgia | Southern Seaboard
13121 | 6 | GA | 13 | Georgia | Southern Seaboard
13123 | 6 | GA | 13 | Georgia | Southern Seaboard
13125 | 6 | GA | 13 | Georgia | Southern Seaboard
13127 | 7 | GA | 13 | Georgia | Fruitful Rim
13129 | 5 | GA | 13 | Georgia | Eastern Uplands
13131 | 6 | GA | 13 | Georgia | Southern Seaboard
13133 | 6 | GA | 13 | Georgia | Southern Seaboard
13135 | 6 | GA | 13 | Georgia | Southern Seaboard
13137 | 6 | GA | 13 | Georgia | Southern Seaboard
13139 | 6 | GA | 13 | Georgia | Southern Seaboard
13141 | 6 | GA | 13 | Georgia | Southern Seaboard
13143 | 6 | GA | 13 | Georgia | Southern Seaboard
13145 | 6 | GA | 13 | Georgia | Southern Seaboard
13147 | 6 | GA | 13 | Georgia | Southern Seaboard
13149 | 6 | GA | 13 | Georgia | Southern Seaboard
13151 | 6 | GA | 13 | Georgia | Southern Seaboard
13153 | 6 | GA | 13 | Georgia | Southern Seaboard
13155 | 6 | GA | 13 | Georgia | Southern Seaboard
13157 | 6 | GA | 13 | Georgia | Southern Seaboard
13159 | 6 | GA | 13 | Georgia | Southern Seaboard
13161 | 6 | GA | 13 | Georgia | Southern Seaboard
13163 | 6 | GA | 13 | Georgia | Southern Seaboard
13165 | 6 | GA | 13 | Georgia | Southern Seaboard
13167 | 6 | GA | 13 | Georgia | Southern Seaboard
13169 | 6 | GA | 13 | Georgia | Southern Seaboard
13171 | 6 | GA | 13 | Georgia | Southern Seaboard
13173 | 6 | GA | 13 | Georgia | Southern Seaboard
13175 | 6 | GA | 13 | Georgia | Southern Seaboard
13177 | 6 | GA | 13 | Georgia | Southern Seaboard
13179 | 7 | GA | 13 | Georgia | Fruitful Rim
13181 | 6 | GA | 13 | Georgia | Southern Seaboard
13183 | 7 | GA | 13 | Georgia | Fruitful Rim
13185 | 6 | GA | 13 | Georgia | Southern Seaboard
13187 | 6 | GA | 13 | Georgia | Southern Seaboard
13189 | 6 | GA | 13 | Georgia | Southern Seaboard
13191 | 7 | GA | 13 | Georgia | Fruitful Rim
13193 | 6 | GA | 13 | Georgia | Southern Seaboard
13195 | 6 | GA | 13 | Georgia | Southern Seaboard
13197 | 6 | GA | 13 | Georgia | Southern Seaboard
13199 | 6 | GA | 13 | Georgia | Southern Seaboard
13201 | 6 | GA | 13 | Georgia | Southern Seaboard
13205 | 6 | GA | 13 | Georgia | Southern Seaboard
13207 | 6 | GA | 13 | Georgia | Southern Seaboard
13209 | 6 | GA | 13 | Georgia | Southern Seaboard
13211 | 6 | GA | 13 | Georgia | Southern Seaboard
13213 | 5 | GA | 13 | Georgia | Eastern Uplands
13215 | 6 | GA | 13 | Georgia | Southern Seaboard
13217 | 6 | GA | 13 | Georgia | Southern Seaboard
13219 | 6 | GA | 13 | Georgia | Southern Seaboard
13221 | 6 | GA | 13 | Georgia | Southern Seaboard
13223 | 5 | GA | 13 | Georgia | Eastern Uplands
13225 | 6 | GA | 13 | Georgia | Southern Seaboard
13227 | 6 | GA | 13 | Georgia | Southern Seaboard
13229 | 7 | GA | 13 | Georgia | Fruitful Rim
13231 | 6 | GA | 13 | Georgia | Southern Seaboard
13233 | 5 | GA | 13 | Georgia | Eastern Uplands
13235 | 6 | GA | 13 | Georgia | Southern Seaboard
13237 | 6 | GA | 13 | Georgia | Southern Seaboard
13239 | 6 | GA | 13 | Georgia | Southern Seaboard
13241 | 6 | GA | 13 | Georgia | Southern Seaboard
13243 | 6 | GA | 13 | Georgia | Southern Seaboard
13245 | 6 | GA | 13 | Georgia | Southern Seaboard
13247 | 6 | GA | 13 | Georgia | Southern Seaboard
13249 | 6 | GA | 13 | Georgia | Southern Seaboard
13251 | 6 | GA | 13 | Georgia | Southern Seaboard
13253 | 6 | GA | 13 | Georgia | Southern Seaboard
13255 | 6 | GA | 13 | Georgia | Southern Seaboard
13257 | 6 | GA | 13 | Georgia | Southern Seaboard
13259 | 6 | GA | 13 | Georgia | Southern Seaboard
13261 | 6 | GA | 13 | Georgia | Southern Seaboard
13263 | 6 | GA | 13 | Georgia | Southern Seaboard
13265 | 6 | GA | 13 | Georgia | Southern Seaboard
13267 | 7 | GA | 13 | Georgia | Fruitful Rim
13269 | 6 | GA | 13 | Georgia | Southern Seaboard
13271 | 6 | GA | 13 | Georgia | Southern Seaboard
13273 | 6 | GA | 13 | Georgia | Southern Seaboard
13275 | 6 | GA | 13 | Georgia | Southern Seaboard
13277 | 6 | GA | 13 | Georgia | Southern Seaboard
13279 | 7 | GA | 13 | Georgia | Fruitful Rim
13281 | 6 | GA | 13 | Georgia | Southern Seaboard
13283 | 6 | GA | 13 | Georgia | Southern Seaboard
13285 | 6 | GA | 13 | Georgia | Southern Seaboard
13287 | 6 | GA | 13 | Georgia | Southern Seaboard
13289 | 6 | GA | 13 | Georgia | Southern Seaboard
13291 | 6 | GA | 13 | Georgia | Southern Seaboard
13293 | 6 | GA | 13 | Georgia | Southern Seaboard
13295 | 5 | GA | 13 | Georgia | Eastern Uplands
13297 | 6 | GA | 13 | Georgia | Southern Seaboard
13299 | 7 | GA | 13 | Georgia | Fruitful Rim
13301 | 6 | GA | 13 | Georgia | Southern Seaboard
13303 | 6 | GA | 13 | Georgia | Southern Seaboard
13305 | 7 | GA | 13 | Georgia | Fruitful Rim
13307 | 6 | GA | 13 | Georgia | Southern Seaboard
13309 | 6 | GA | 13 | Georgia | Southern Seaboard
13311 | 6 | GA | 13 | Georgia | Southern Seaboard
13313 | 5 | GA | 13 | Georgia | Eastern Uplands
13315 | 6 | GA | 13 | Georgia | Southern Seaboard
13317 | 6 | GA | 13 | Georgia | Southern Seaboard
13319 | 6 | GA | 13 | Georgia | Southern Seaboard
13321 | 6 | GA | 13 | Georgia | Southern Seaboard
16001 | 7 | ID | 16 | Idaho | Fruitful Rim
16003 | 7 | ID | 16 | Idaho | Fruitful Rim
16005 | 7 | ID | 16 | Idaho | Fruitful Rim
16007 | 7 | ID | 16 | Idaho | Fruitful Rim
16009 | 8 | ID | 16 | Idaho | Basin and Range
16011 | 7 | ID | 16 | Idaho | Fruitful Rim
16013 | 7 | ID | 16 | Idaho | Fruitful Rim
16015 | 7 | ID | 16 | Idaho | Fruitful Rim
16017 | 8 | ID | 16 | Idaho | Basin and Range
16019 | 7 | ID | 16 | Idaho | Fruitful Rim
16021 | 8 | ID | 16 | Idaho | Basin and Range
16023 | 7 | ID | 16 | Idaho | Fruitful Rim
16025 | 7 | ID | 16 | Idaho | Fruitful Rim
16027 | 7 | ID | 16 | Idaho | Fruitful Rim
16029 | 7 | ID | 16 | Idaho | Fruitful Rim
16031 | 7 | ID | 16 | Idaho | Fruitful Rim
16033 | 7 | ID | 16 | Idaho | Fruitful Rim
16035 | 8 | ID | 16 | Idaho | Basin and Range
16037 | 7 | ID | 16 | Idaho | Fruitful Rim
16039 | 7 | ID | 16 | Idaho | Fruitful Rim
16041 | 7 | ID | 16 | Idaho | Fruitful Rim
16043 | 7 | ID | 16 | Idaho | Fruitful Rim
16045 | 7 | ID | 16 | Idaho | Fruitful Rim
16047 | 7 | ID | 16 | Idaho | Fruitful Rim
16049 | 8 | ID | 16 | Idaho | Basin and Range
16051 | 7 | ID | 16 | Idaho | Fruitful Rim
16053 | 7 | ID | 16 | Idaho | Fruitful Rim
16055 | 8 | ID | 16 | Idaho | Basin and Range
16057 | 8 | ID | 16 | Idaho | Basin and Range
16059 | 7 | ID | 16 | Idaho | Fruitful Rim
16061 | 8 | ID | 16 | Idaho | Basin and Range
16063 | 7 | ID | 16 | Idaho | Fruitful Rim
16065 | 7 | ID | 16 | Idaho | Fruitful Rim
16067 | 7 | ID | 16 | Idaho | Fruitful Rim
16069 | 8 | ID | 16 | Idaho | Basin and Range
16071 | 7 | ID | 16 | Idaho | Fruitful Rim
16073 | 7 | ID | 16 | Idaho | Fruitful Rim
16075 | 7 | ID | 16 | Idaho | Fruitful Rim
16077 | 7 | ID | 16 | Idaho | Fruitful Rim
16079 | 8 | ID | 16 | Idaho | Basin and Range
16081 | 7 | ID | 16 | Idaho | Fruitful Rim
16083 | 7 | ID | 16 | Idaho | Fruitful Rim
16085 | 7 | ID | 16 | Idaho | Fruitful Rim
16087 | 7 | ID | 16 | Idaho | Fruitful Rim
17001 | 1 | IL | 17 | Illinois | Heartland
17003 | 1 | IL | 17 | Illinois | Heartland
17005 | 1 | IL | 17 | Illinois | Heartland
17007 | 1 | IL | 17 | Illinois | Heartland
17009 | 1 | IL | 17 | Illinois | Heartland
17011 | 1 | IL | 17 | Illinois | Heartland
17013 | 1 | IL | 17 | Illinois | Heartland
17015 | 1 | IL | 17 | Illinois | Heartland
17017 | 1 | IL | 17 | Illinois | Heartland
17019 | 1 | IL | 17 | Illinois | Heartland
17021 | 1 | IL | 17 | Illinois | Heartland
17023 | 1 | IL | 17 | Illinois | Heartland
17025 | 1 | IL | 17 | Illinois | Heartland
17027 | 1 | IL | 17 | Illinois | Heartland
17029 | 1 | IL | 17 | Illinois | Heartland
17031 | 1 | IL | 17 | Illinois | Heartland
17033 | 1 | IL | 17 | Illinois | Heartland
17035 | 1 | IL | 17 | Illinois | Heartland
17037 | 1 | IL | 17 | Illinois | Heartland
17039 | 1 | IL | 17 | Illinois | Heartland
17041 | 1 | IL | 17 | Illinois | Heartland
17043 | 1 | IL | 17 | Illinois | Heartland
17045 | 1 | IL | 17 | Illinois | Heartland
17047 | 1 | IL | 17 | Illinois | Heartland
17049 | 1 | IL | 17 | Illinois | Heartland
17051 | 1 | IL | 17 | Illinois | Heartland
17053 | 1 | IL | 17 | Illinois | Heartland
17055 | 1 | IL | 17 | Illinois | Heartland
17057 | 1 | IL | 17 | Illinois | Heartland
17059 | 1 | IL | 17 | Illinois | Heartland
17061 | 1 | IL | 17 | Illinois | Heartland
17063 | 1 | IL | 17 | Illinois | Heartland
17065 | 1 | IL | 17 | Illinois | Heartland
17067 | 1 | IL | 17 | Illinois | Heartland
17069 | 1 | IL | 17 | Illinois | Heartland
17071 | 1 | IL | 17 | Illinois | Heartland
17073 | 1 | IL | 17 | Illinois | Heartland
17075 | 1 | IL | 17 | Illinois | Heartland
17077 | 1 | IL | 17 | Illinois | Heartland
17079 | 1 | IL | 17 | Illinois | Heartland
17081 | 1 | IL | 17 | Illinois | Heartland
17083 | 1 | IL | 17 | Illinois | Heartland
17085 | 1 | IL | 17 | Illinois | Heartland
17087 | 1 | IL | 17 | Illinois | Heartland
17089 | 1 | IL | 17 | Illinois | Heartland
17091 | 1 | IL | 17 | Illinois | Heartland
17093 | 1 | IL | 17 | Illinois | Heartland
17095 | 1 | IL | 17 | Illinois | Heartland
17097 | 1 | IL | 17 | Illinois | Heartland
17099 | 1 | IL | 17 | Illinois | Heartland
17101 | 1 | IL | 17 | Illinois | Heartland
17103 | 1 | IL | 17 | Illinois | Heartland
17105 | 1 | IL | 17 | Illinois | Heartland
17107 | 1 | IL | 17 | Illinois | Heartland
17109 | 1 | IL | 17 | Illinois | Heartland
17111 | 1 | IL | 17 | Illinois | Heartland
17113 | 1 | IL | 17 | Illinois | Heartland
17115 | 1 | IL | 17 | Illinois | Heartland
17117 | 1 | IL | 17 | Illinois | Heartland
17119 | 1 | IL | 17 | Illinois | Heartland
17121 | 1 | IL | 17 | Illinois | Heartland
17123 | 1 | IL | 17 | Illinois | Heartland
17125 | 1 | IL | 17 | Illinois | Heartland
17127 | 1 | IL | 17 | Illinois | Heartland
17129 | 1 | IL | 17 | Illinois | Heartland
17131 | 1 | IL | 17 | Illinois | Heartland
17133 | 1 | IL | 17 | Illinois | Heartland
17135 | 1 | IL | 17 | Illinois | Heartland
17137 | 1 | IL | 17 | Illinois | Heartland
17139 | 1 | IL | 17 | Illinois | Heartland
17141 | 1 | IL | 17 | Illinois | Heartland
17143 | 1 | IL | 17 | Illinois | Heartland
17145 | 1 | IL | 17 | Illinois | Heartland
17147 | 1 | IL | 17 | Illinois | Heartland
17149 | 1 | IL | 17 | Illinois | Heartland
17151 | 1 | IL | 17 | Illinois | Heartland
17153 | 1 | IL | 17 | Illinois | Heartland
17155 | 1 | IL | 17 | Illinois | Heartland
17157 | 1 | IL | 17 | Illinois | Heartland
17159 | 1 | IL | 17 | Illinois | Heartland
17161 | 1 | IL | 17 | Illinois | Heartland
17163 | 1 | IL | 17 | Illinois | Heartland
17165 | 1 | IL | 17 | Illinois | Heartland
17167 | 1 | IL | 17 | Illinois | Heartland
17169 | 1 | IL | 17 | Illinois | Heartland
17171 | 1 | IL | 17 | Illinois | Heartland
17173 | 1 | IL | 17 | Illinois | Heartland
17175 | 1 | IL | 17 | Illinois | Heartland
17177 | 1 | IL | 17 | Illinois | Heartland
17179 | 1 | IL | 17 | Illinois | Heartland
17181 | 1 | IL | 17 | Illinois | Heartland
17183 | 1 | IL | 17 | Illinois | Heartland
17185 | 1 | IL | 17 | Illinois | Heartland
17187 | 1 | IL | 17 | Illinois | Heartland
17189 | 1 | IL | 17 | Illinois | Heartland
17191 | 1 | IL | 17 | Illinois | Heartland
17193 | 1 | IL | 17 | Illinois | Heartland
17195 | 1 | IL | 17 | Illinois | Heartland
17197 | 1 | IL | 17 | Illinois | Heartland
17199 | 1 | IL | 17 | Illinois | Heartland
17201 | 1 | IL | 17 | Illinois | Heartland
17203 | 1 | IL | 17 | Illinois | Heartland
18001 | 1 | IN | 18 | Indiana | Heartland
18003 | 1 | IN | 18 | Indiana | Heartland
18005 | 1 | IN | 18 | Indiana | Heartland
18007 | 1 | IN | 18 | Indiana | Heartland
18009 | 1 | IN | 18 | Indiana | Heartland
18011 | 1 | IN | 18 | Indiana | Heartland
18013 | 1 | IN | 18 | Indiana | Heartland
18015 | 1 | IN | 18 | Indiana | Heartland
18017 | 1 | IN | 18 | Indiana | Heartland
18019 | 1 | IN | 18 | Indiana | Heartland
18021 | 1 | IN | 18 | Indiana | Heartland
18023 | 1 | IN | 18 | Indiana | Heartland
18025 | 1 | IN | 18 | Indiana | Heartland
18027 | 1 | IN | 18 | Indiana | Heartland
18029 | 1 | IN | 18 | Indiana | Heartland
18031 | 1 | IN | 18 | Indiana | Heartland
18033 | 1 | IN | 18 | Indiana | Heartland
18035 | 1 | IN | 18 | Indiana | Heartland
18037 | 1 | IN | 18 | Indiana | Heartland
18039 | 1 | IN | 18 | Indiana | Heartland
18041 | 1 | IN | 18 | Indiana | Heartland
18043 | 1 | IN | 18 | Indiana | Heartland
18045 | 1 | IN | 18 | Indiana | Heartland
18047 | 1 | IN | 18 | Indiana | Heartland
18049 | 1 | IN | 18 | Indiana | Heartland
18051 | 1 | IN | 18 | Indiana | Heartland
18053 | 1 | IN | 18 | Indiana | Heartland
18055 | 1 | IN | 18 | Indiana | Heartland
18057 | 1 | IN | 18 | Indiana | Heartland
18059 | 1 | IN | 18 | Indiana | Heartland
18061 | 1 | IN | 18 | Indiana | Heartland
18063 | 1 | IN | 18 | Indiana | Heartland
18065 | 1 | IN | 18 | Indiana | Heartland
18067 | 1 | IN | 18 | Indiana | Heartland
18069 | 1 | IN | 18 | Indiana | Heartland
18071 | 1 | IN | 18 | Indiana | Heartland
18073 | 1 | IN | 18 | Indiana | Heartland
18075 | 1 | IN | 18 | Indiana | Heartland
18077 | 1 | IN | 18 | Indiana | Heartland
18079 | 1 | IN | 18 | Indiana | Heartland
18081 | 1 | IN | 18 | Indiana | Heartland
18083 | 1 | IN | 18 | Indiana | Heartland
18085 | 1 | IN | 18 | Indiana | Heartland
18087 | 1 | IN | 18 | Indiana | Heartland
18089 | 1 | IN | 18 | Indiana | Heartland
18091 | 1 | IN | 18 | Indiana | Heartland
18093 | 1 | IN | 18 | Indiana | Heartland
18095 | 1 | IN | 18 | Indiana | Heartland
18097 | 1 | IN | 18 | Indiana | Heartland
18099 | 1 | IN | 18 | Indiana | Heartland
18101 | 1 | IN | 18 | Indiana | Heartland
18103 | 1 | IN | 18 | Indiana | Heartland
18105 | 1 | IN | 18 | Indiana | Heartland
18107 | 1 | IN | 18 | Indiana | Heartland
18109 | 1 | IN | 18 | Indiana | Heartland
18111 | 1 | IN | 18 | Indiana | Heartland
18113 | 1 | IN | 18 | Indiana | Heartland
18115 | 1 | IN | 18 | Indiana | Heartland
18117 | 1 | IN | 18 | Indiana | Heartland
18119 | 1 | IN | 18 | Indiana | Heartland
18121 | 1 | IN | 18 | Indiana | Heartland
18123 | 1 | IN | 18 | Indiana | Heartland
18125 | 1 | IN | 18 | Indiana | Heartland
18127 | 1 | IN | 18 | Indiana | Heartland
18129 | 1 | IN | 18 | Indiana | Heartland
18131 | 1 | IN | 18 | Indiana | Heartland
18133 | 1 | IN | 18 | Indiana | Heartland
18135 | 1 | IN | 18 | Indiana | Heartland
18137 | 1 | IN | 18 | Indiana | Heartland
18139 | 1 | IN | 18 | Indiana | Heartland
18141 | 1 | IN | 18 | Indiana | Heartland
18143 | 1 | IN | 18 | Indiana | Heartland
18145 | 1 | IN | 18 | Indiana | Heartland
18147 | 1 | IN | 18 | Indiana | Heartland
18149 | 1 | IN | 18 | Indiana | Heartland
18151 | 1 | IN | 18 | Indiana | Heartland
18153 | 1 | IN | 18 | Indiana | Heartland
18155 | 1 | IN | 18 | Indiana | Heartland
18157 | 1 | IN | 18 | Indiana | Heartland
18159 | 1 | IN | 18 | Indiana | Heartland
18161 | 1 | IN | 18 | Indiana | Heartland
18163 | 1 | IN | 18 | Indiana | Heartland
18165 | 1 | IN | 18 | Indiana | Heartland
18167 | 1 | IN | 18 | Indiana | Heartland
18169 | 1 | IN | 18 | Indiana | Heartland
18171 | 1 | IN | 18 | Indiana | Heartland
18173 | 1 | IN | 18 | Indiana | Heartland
18175 | 1 | IN | 18 | Indiana | Heartland
18177 | 1 | IN | 18 | Indiana | Heartland
18179 | 1 | IN | 18 | Indiana | Heartland
18181 | 1 | IN | 18 | Indiana | Heartland
18183 | 1 | IN | 18 | Indiana | Heartland
19001 | 1 | IA | 19 | Iowa | Heartland
19003 | 1 | IA | 19 | Iowa | Heartland
19005 | 1 | IA | 19 | Iowa | Heartland
19007 | 1 | IA | 19 | Iowa | Heartland
19009 | 1 | IA | 19 | Iowa | Heartland
19011 | 1 | IA | 19 | Iowa | Heartland
19013 | 1 | IA | 19 | Iowa | Heartland
19015 | 1 | IA | 19 | Iowa | Heartland
19017 | 1 | IA | 19 | Iowa | Heartland
19019 | 1 | IA | 19 | Iowa | Heartland
19021 | 1 | IA | 19 | Iowa | Heartland
19023 | 1 | IA | 19 | Iowa | Heartland
19025 | 1 | IA | 19 | Iowa | Heartland
19027 | 1 | IA | 19 | Iowa | Heartland
19029 | 1 | IA | 19 | Iowa | Heartland
19031 | 1 | IA | 19 | Iowa | Heartland
19033 | 1 | IA | 19 | Iowa | Heartland
19035 | 1 | IA | 19 | Iowa | Heartland
19037 | 1 | IA | 19 | Iowa | Heartland
19039 | 1 | IA | 19 | Iowa | Heartland
19041 | 1 | IA | 19 | Iowa | Heartland
19043 | 1 | IA | 19 | Iowa | Heartland
19045 | 1 | IA | 19 | Iowa | Heartland
19047 | 1 | IA | 19 | Iowa | Heartland
19049 | 1 | IA | 19 | Iowa | Heartland
19051 | 1 | IA | 19 | Iowa | Heartland
19053 | 1 | IA | 19 | Iowa | Heartland
19055 | 1 | IA | 19 | Iowa | Heartland
19057 | 1 | IA | 19 | Iowa | Heartland
19059 | 1 | IA | 19 | Iowa | Heartland
19061 | 1 | IA | 19 | Iowa | Heartland
19063 | 1 | IA | 19 | Iowa | Heartland
19065 | 1 | IA | 19 | Iowa | Heartland
19067 | 1 | IA | 19 | Iowa | Heartland
19069 | 1 | IA | 19 | Iowa | Heartland
19071 | 1 | IA | 19 | Iowa | Heartland
19073 | 1 | IA | 19 | Iowa | Heartland
19075 | 1 | IA | 19 | Iowa | Heartland
19077 | 1 | IA | 19 | Iowa | Heartland
19079 | 1 | IA | 19 | Iowa | Heartland
19081 | 1 | IA | 19 | Iowa | Heartland
19083 | 1 | IA | 19 | Iowa | Heartland
19085 | 1 | IA | 19 | Iowa | Heartland
19087 | 1 | IA | 19 | Iowa | Heartland
19089 | 1 | IA | 19 | Iowa | Heartland
19091 | 1 | IA | 19 | Iowa | Heartland
19093 | 1 | IA | 19 | Iowa | Heartland
19095 | 1 | IA | 19 | Iowa | Heartland
19097 | 1 | IA | 19 | Iowa | Heartland
19099 | 1 | IA | 19 | Iowa | Heartland
19101 | 1 | IA | 19 | Iowa | Heartland
19103 | 1 | IA | 19 | Iowa | Heartland
19105 | 1 | IA | 19 | Iowa | Heartland
19107 | 1 | IA | 19 | Iowa | Heartland
19109 | 1 | IA | 19 | Iowa | Heartland
19111 | 1 | IA | 19 | Iowa | Heartland
19113 | 1 | IA | 19 | Iowa | Heartland
19115 | 1 | IA | 19 | Iowa | Heartland
19117 | 1 | IA | 19 | Iowa | Heartland
19119 | 1 | IA | 19 | Iowa | Heartland
19121 | 1 | IA | 19 | Iowa | Heartland
19123 | 1 | IA | 19 | Iowa | Heartland
19125 | 1 | IA | 19 | Iowa | Heartland
19127 | 1 | IA | 19 | Iowa | Heartland
19129 | 1 | IA | 19 | Iowa | Heartland
19131 | 1 | IA | 19 | Iowa | Heartland
19133 | 1 | IA | 19 | Iowa | Heartland
19135 | 1 | IA | 19 | Iowa | Heartland
19137 | 1 | IA | 19 | Iowa | Heartland
19139 | 1 | IA | 19 | Iowa | Heartland
19141 | 1 | IA | 19 | Iowa | Heartland
19143 | 1 | IA | 19 | Iowa | Heartland
19145 | 1 | IA | 19 | Iowa | Heartland
19147 | 1 | IA | 19 | Iowa | Heartland
19149 | 1 | IA | 19 | Iowa | Heartland
19151 | 1 | IA | 19 | Iowa | Heartland
19153 | 1 | IA | 19 | Iowa | Heartland
19155 | 1 | IA | 19 | Iowa | Heartland
19157 | 1 | IA | 19 | Iowa | Heartland
19159 | 1 | IA | 19 | Iowa | Heartland
19161 | 1 | IA | 19 | Iowa | Heartland
19163 | 1 | IA | 19 | Iowa | Heartland
19165 | 1 | IA | 19 | Iowa | Heartland
19167 | 1 | IA | 19 | Iowa | Heartland
19169 | 1 | IA | 19 | Iowa | Heartland
19171 | 1 | IA | 19 | Iowa | Heartland
19173 | 1 | IA | 19 | Iowa | Heartland
19175 | 1 | IA | 19 | Iowa | Heartland
19177 | 1 | IA | 19 | Iowa | Heartland
19179 | 1 | IA | 19 | Iowa | Heartland
19181 | 1 | IA | 19 | Iowa | Heartland
19183 | 1 | IA | 19 | Iowa | Heartland
19185 | 1 | IA | 19 | Iowa | Heartland
19187 | 1 | IA | 19 | Iowa | Heartland
19189 | 1 | IA | 19 | Iowa | Heartland
19191 | 1 | IA | 19 | Iowa | Heartland
19193 | 1 | IA | 19 | Iowa | Heartland
19195 | 1 | IA | 19 | Iowa | Heartland
19197 | 1 | IA | 19 | Iowa | Heartland
20001 | 4 | KS | 20 | Kansas | Prairie Gateway
20003 | 4 | KS | 20 | Kansas | Prairie Gateway
20005 | 4 | KS | 20 | Kansas | Prairie Gateway
20007 | 4 | KS | 20 | Kansas | Prairie Gateway
20009 | 4 | KS | 20 | Kansas | Prairie Gateway
20011 | 4 | KS | 20 | Kansas | Prairie Gateway
20013 | 4 | KS | 20 | Kansas | Prairie Gateway
20015 | 4 | KS | 20 | Kansas | Prairie Gateway
20017 | 4 | KS | 20 | Kansas | Prairie Gateway
20019 | 4 | KS | 20 | Kansas | Prairie Gateway
20021 | 4 | KS | 20 | Kansas | Prairie Gateway
20023 | 4 | KS | 20 | Kansas | Prairie Gateway
20025 | 4 | KS | 20 | Kansas | Prairie Gateway
20027 | 4 | KS | 20 | Kansas | Prairie Gateway
20029 | 4 | KS | 20 | Kansas | Prairie Gateway
20031 | 4 | KS | 20 | Kansas | Prairie Gateway
20033 | 4 | KS | 20 | Kansas | Prairie Gateway
20035 | 4 | KS | 20 | Kansas | Prairie Gateway
20037 | 4 | KS | 20 | Kansas | Prairie Gateway
20039 | 4 | KS | 20 | Kansas | Prairie Gateway
20041 | 4 | KS | 20 | Kansas | Prairie Gateway
20043 | 4 | KS | 20 | Kansas | Prairie Gateway
20045 | 4 | KS | 20 | Kansas | Prairie Gateway
20047 | 4 | KS | 20 | Kansas | Prairie Gateway
20049 | 4 | KS | 20 | Kansas | Prairie Gateway
20051 | 4 | KS | 20 | Kansas | Prairie Gateway
20053 | 4 | KS | 20 | Kansas | Prairie Gateway
20055 | 4 | KS | 20 | Kansas | Prairie Gateway
20057 | 4 | KS | 20 | Kansas | Prairie Gateway
20059 | 4 | KS | 20 | Kansas | Prairie Gateway
20061 | 4 | KS | 20 | Kansas | Prairie Gateway
20063 | 4 | KS | 20 | Kansas | Prairie Gateway
20065 | 4 | KS | 20 | Kansas | Prairie Gateway
20067 | 4 | KS | 20 | Kansas | Prairie Gateway
20069 | 4 | KS | 20 | Kansas | Prairie Gateway
20071 | 4 | KS | 20 | Kansas | Prairie Gateway
20073 | 4 | KS | 20 | Kansas | Prairie Gateway
20075 | 4 | KS | 20 | Kansas | Prairie Gateway
20077 | 4 | KS | 20 | Kansas | Prairie Gateway
20079 | 4 | KS | 20 | Kansas | Prairie Gateway
20081 | 4 | KS | 20 | Kansas | Prairie Gateway
20083 | 4 | KS | 20 | Kansas | Prairie Gateway
20085 | 4 | KS | 20 | Kansas | Prairie Gateway
20087 | 4 | KS | 20 | Kansas | Prairie Gateway
20089 | 4 | KS | 20 | Kansas | Prairie Gateway
20091 | 4 | KS | 20 | Kansas | Prairie Gateway
20093 | 4 | KS | 20 | Kansas | Prairie Gateway
20095 | 4 | KS | 20 | Kansas | Prairie Gateway
20097 | 4 | KS | 20 | Kansas | Prairie Gateway
20099 | 4 | KS | 20 | Kansas | Prairie Gateway
20101 | 4 | KS | 20 | Kansas | Prairie Gateway
20103 | 4 | KS | 20 | Kansas | Prairie Gateway
20105 | 4 | KS | 20 | Kansas | Prairie Gateway
20107 | 4 | KS | 20 | Kansas | Prairie Gateway
20109 | 4 | KS | 20 | Kansas | Prairie Gateway
20111 | 4 | KS | 20 | Kansas | Prairie Gateway
20113 | 4 | KS | 20 | Kansas | Prairie Gateway
20115 | 4 | KS | 20 | Kansas | Prairie Gateway
20117 | 4 | KS | 20 | Kansas | Prairie Gateway
20119 | 4 | KS | 20 | Kansas | Prairie Gateway
20121 | 4 | KS | 20 | Kansas | Prairie Gateway
20123 | 4 | KS | 20 | Kansas | Prairie Gateway
20125 | 4 | KS | 20 | Kansas | Prairie Gateway
20127 | 4 | KS | 20 | Kansas | Prairie Gateway
20129 | 4 | KS | 20 | Kansas | Prairie Gateway
20131 | 4 | KS | 20 | Kansas | Prairie Gateway
20133 | 4 | KS | 20 | Kansas | Prairie Gateway
20135 | 4 | KS | 20 | Kansas | Prairie Gateway
20137 | 4 | KS | 20 | Kansas | Prairie Gateway
20139 | 4 | KS | 20 | Kansas | Prairie Gateway
20141 | 4 | KS | 20 | Kansas | Prairie Gateway
20143 | 4 | KS | 20 | Kansas | Prairie Gateway
20145 | 4 | KS | 20 | Kansas | Prairie Gateway
20147 | 4 | KS | 20 | Kansas | Prairie Gateway
20149 | 4 | KS | 20 | Kansas | Prairie Gateway
20151 | 4 | KS | 20 | Kansas | Prairie Gateway
20153 | 4 | KS | 20 | Kansas | Prairie Gateway
20155 | 4 | KS | 20 | Kansas | Prairie Gateway
20157 | 4 | KS | 20 | Kansas | Prairie Gateway
20159 | 4 | KS | 20 | Kansas | Prairie Gateway
20161 | 4 | KS | 20 | Kansas | Prairie Gateway
20163 | 4 | KS | 20 | Kansas | Prairie Gateway
20165 | 4 | KS | 20 | Kansas | Prairie Gateway
20167 | 4 | KS | 20 | Kansas | Prairie Gateway
20169 | 4 | KS | 20 | Kansas | Prairie Gateway
20171 | 4 | KS | 20 | Kansas | Prairie Gateway
20173 | 4 | KS | 20 | Kansas | Prairie Gateway
20175 | 4 | KS | 20 | Kansas | Prairie Gateway
20177 | 4 | KS | 20 | Kansas | Prairie Gateway
20179 | 4 | KS | 20 | Kansas | Prairie Gateway
20181 | 4 | KS | 20 | Kansas | Prairie Gateway
20183 | 4 | KS | 20 | Kansas | Prairie Gateway
20185 | 4 | KS | 20 | Kansas | Prairie Gateway
20187 | 4 | KS | 20 | Kansas | Prairie Gateway
20189 | 4 | KS | 20 | Kansas | Prairie Gateway
20191 | 4 | KS | 20 | Kansas | Prairie Gateway
20193 | 4 | KS | 20 | Kansas | Prairie Gateway
20195 | 4 | KS | 20 | Kansas | Prairie Gateway
20197 | 4 | KS | 20 | Kansas | Prairie Gateway
20199 | 4 | KS | 20 | Kansas | Prairie Gateway
20201 | 4 | KS | 20 | Kansas | Prairie Gateway
20203 | 4 | KS | 20 | Kansas | Prairie Gateway
20205 | 4 | KS | 20 | Kansas | Prairie Gateway
20207 | 4 | KS | 20 | Kansas | Prairie Gateway
20209 | 4 | KS | 20 | Kansas | Prairie Gateway
21001 | 5 | KY | 21 | Kentucky | Eastern Uplands
21003 | 5 | KY | 21 | Kentucky | Eastern Uplands
21005 | 5 | KY | 21 | Kentucky | Eastern Uplands
21007 | 1 | KY | 21 | Kentucky | Heartland
21009 | 5 | KY | 21 | Kentucky | Eastern Uplands
21011 | 5 | KY | 21 | Kentucky | Eastern Uplands
21013 | 5 | KY | 21 | Kentucky | Eastern Uplands
21015 | 5 | KY | 21 | Kentucky | Eastern Uplands
21017 | 5 | KY | 21 | Kentucky | Eastern Uplands
21019 | 5 | KY | 21 | Kentucky | Eastern Uplands
21021 | 5 | KY | 21 | Kentucky | Eastern Uplands
21023 | 5 | KY | 21 | Kentucky | Eastern Uplands
21025 | 5 | KY | 21 | Kentucky | Eastern Uplands
21027 | 5 | KY | 21 | Kentucky | Eastern Uplands
21029 | 5 | KY | 21 | Kentucky | Eastern Uplands
21031 | 5 | KY | 21 | Kentucky | Eastern Uplands
21033 | 1 | KY | 21 | Kentucky | Heartland
21035 | 1 | KY | 21 | Kentucky | Heartland
21037 | 5 | KY | 21 | Kentucky | Eastern Uplands
21039 | 1 | KY | 21 | Kentucky | Heartland
21041 | 5 | KY | 21 | Kentucky | Eastern Uplands
21043 | 5 | KY | 21 | Kentucky | Eastern Uplands
21045 | 5 | KY | 21 | Kentucky | Eastern Uplands
21047 | 1 | KY | 21 | Kentucky | Heartland
21049 | 5 | KY | 21 | Kentucky | Eastern Uplands
21051 | 5 | KY | 21 | Kentucky | Eastern Uplands
21053 | 5 | KY | 21 | Kentucky | Eastern Uplands
21055 | 1 | KY | 21 | Kentucky | Heartland
21057 | 5 | KY | 21 | Kentucky | Eastern Uplands
21059 | 1 | KY | 21 | Kentucky | Heartland
21061 | 5 | KY | 21 | Kentucky | Eastern Uplands
21063 | 5 | KY | 21 | Kentucky | Eastern Uplands
21065 | 5 | KY | 21 | Kentucky | Eastern Uplands
21067 | 5 | KY | 21 | Kentucky | Eastern Uplands
21069 | 5 | KY | 21 | Kentucky | Eastern Uplands
21071 | 5 | KY | 21 | Kentucky | Eastern Uplands
21073 | 5 | KY | 21 | Kentucky | Eastern Uplands
21075 | 1 | KY | 21 | Kentucky | Heartland
21077 | 5 | KY | 21 | Kentucky | Eastern Uplands
21079 | 5 | KY | 21 | Kentucky | Eastern Uplands
21081 | 5 | KY | 21 | Kentucky | Eastern Uplands
21083 | 1 | KY | 21 | Kentucky | Heartland
21085 | 5 | KY | 21 | Kentucky | Eastern Uplands
21087 | 5 | KY | 21 | Kentucky | Eastern Uplands
21089 | 5 | KY | 21 | Kentucky | Eastern Uplands
21091 | 1 | KY | 21 | Kentucky | Heartland
21093 | 5 | KY | 21 | Kentucky | Eastern Uplands
21095 | 5 | KY | 21 | Kentucky | Eastern Uplands
21097 | 5 | KY | 21 | Kentucky | Eastern Uplands
21099 | 5 | KY | 21 | Kentucky | Eastern Uplands
21101 | 1 | KY | 21 | Kentucky | Heartland
21103 | 5 | KY | 21 | Kentucky | Eastern Uplands
21105 | 1 | KY | 21 | Kentucky | Heartland
21107 | 1 | KY | 21 | Kentucky | Heartland
21109 | 5 | KY | 21 | Kentucky | Eastern Uplands
21111 | 5 | KY | 21 | Kentucky | Eastern Uplands
21113 | 5 | KY | 21 | Kentucky | Eastern Uplands
21115 | 5 | KY | 21 | Kentucky | Eastern Uplands
21117 | 5 | KY | 21 | Kentucky | Eastern Uplands
21119 | 5 | KY | 21 | Kentucky | Eastern Uplands
21121 | 5 | KY | 21 | Kentucky | Eastern Uplands
21123 | 5 | KY | 21 | Kentucky | Eastern Uplands
21125 | 5 | KY | 21 | Kentucky | Eastern Uplands
21127 | 5 | KY | 21 | Kentucky | Eastern Uplands
21129 | 5 | KY | 21 | Kentucky | Eastern Uplands
21131 | 5 | KY | 21 | Kentucky | Eastern Uplands
21133 | 5 | KY | 21 | Kentucky | Eastern Uplands
21135 | 5 | KY | 21 | Kentucky | Eastern Uplands
21137 | 5 | KY | 21 | Kentucky | Eastern Uplands
21139 | 1 | KY | 21 | Kentucky | Heartland
21141 | 1 | KY | 21 | Kentucky | Heartland
21143 | 1 | KY | 21 | Kentucky | Heartland
21145 | 1 | KY | 21 | Kentucky | Heartland
21147 | 5 | KY | 21 | Kentucky | Eastern Uplands
21149 | 1 | KY | 21 | Kentucky | Heartland
21151 | 5 | KY | 21 | Kentucky | Eastern Uplands
21153 | 5 | KY | 21 | Kentucky | Eastern Uplands
21155 | 5 | KY | 21 | Kentucky | Eastern Uplands
21157 | 1 | KY | 21 | Kentucky | Heartland
21159 | 5 | KY | 21 | Kentucky | Eastern Uplands
21161 | 5 | KY | 21 | Kentucky | Eastern Uplands
21163 | 5 | KY | 21 | Kentucky | Eastern Uplands
21165 | 5 | KY | 21 | Kentucky | Eastern Uplands
21167 | 5 | KY | 21 | Kentucky | Eastern Uplands
21169 | 5 | KY | 21 | Kentucky | Eastern Uplands
21171 | 5 | KY | 21 | Kentucky | Eastern Uplands
21173 | 5 | KY | 21 | Kentucky | Eastern Uplands
21175 | 5 | KY | 21 | Kentucky | Eastern Uplands
21177 | 1 | KY | 21 | Kentucky | Heartland
21179 | 5 | KY | 21 | Kentucky | Eastern Uplands
21181 | 5 | KY | 21 | Kentucky | Eastern Uplands
21183 | 1 | KY | 21 | Kentucky | Heartland
21185 | 5 | KY | 21 | Kentucky | Eastern Uplands
21187 | 5 | KY | 21 | Kentucky | Eastern Uplands
21189 | 5 | KY | 21 | Kentucky | Eastern Uplands
21191 | 5 | KY | 21 | Kentucky | Eastern Uplands
21193 | 5 | KY | 21 | Kentucky | Eastern Uplands
21195 | 5 | KY | 21 | Kentucky | Eastern Uplands
21197 | 5 | KY | 21 | Kentucky | Eastern Uplands
21199 | 5 | KY | 21 | Kentucky | Eastern Uplands
21201 | 5 | KY | 21 | Kentucky | Eastern Uplands
21203 | 5 | KY | 21 | Kentucky | Eastern Uplands
21205 | 5 | KY | 21 | Kentucky | Eastern Uplands
21207 | 5 | KY | 21 | Kentucky | Eastern Uplands
21209 | 5 | KY | 21 | Kentucky | Eastern Uplands
21211 | 5 | KY | 21 | Kentucky | Eastern Uplands
21213 | 1 | KY | 21 | Kentucky | Heartland
21215 | 5 | KY | 21 | Kentucky | Eastern Uplands
21217 | 5 | KY | 21 | Kentucky | Eastern Uplands
21219 | 1 | KY | 21 | Kentucky | Heartland
21221 | 1 | KY | 21 | Kentucky | Heartland
21223 | 5 | KY | 21 | Kentucky | Eastern Uplands
21225 | 1 | KY | 21 | Kentucky | Heartland
21227 | 5 | KY | 21 | Kentucky | Eastern Uplands
21229 | 5 | KY | 21 | Kentucky | Eastern Uplands
21231 | 5 | KY | 21 | Kentucky | Eastern Uplands
21233 | 1 | KY | 21 | Kentucky | Heartland
21235 | 5 | KY | 21 | Kentucky | Eastern Uplands
21237 | 5 | KY | 21 | Kentucky | Eastern Uplands
21239 | 5 | KY | 21 | Kentucky | Eastern Uplands
22001 | 9 | LA | 22 | Louisiana | Mississippi Portal
22003 | 9 | LA | 22 | Louisiana | Mississippi Portal
22005 | 9 | LA | 22 | Louisiana | Mississippi Portal
22007 | 9 | LA | 22 | Louisiana | Mississippi Portal
22009 | 9 | LA | 22 | Louisiana | Mississippi Portal
22011 | 9 | LA | 22 | Louisiana | Mississippi Portal
22013 | 6 | LA | 22 | Louisiana | Southern Seaboard
22015 | 6 | LA | 22 | Louisiana | Southern Seaboard
22017 | 6 | LA | 22 | Louisiana | Southern Seaboard
22019 | 9 | LA | 22 | Louisiana | Mississippi Portal
22021 | 6 | LA | 22 | Louisiana | Southern Seaboard
22023 | 9 | LA | 22 | Louisiana | Mississippi Portal
22025 | 9 | LA | 22 | Louisiana | Mississippi Portal
22027 | 6 | LA | 22 | Louisiana | Southern Seaboard
22029 | 9 | LA | 22 | Louisiana | Mississippi Portal
22031 | 6 | LA | 22 | Louisiana | Southern Seaboard
22033 | 9 | LA | 22 | Louisiana | Mississippi Portal
22035 | 9 | LA | 22 | Louisiana | Mississippi Portal
22037 | 9 | LA | 22 | Louisiana | Mississippi Portal
22039 | 9 | LA | 22 | Louisiana | Mississippi Portal
22041 | 9 | LA | 22 | Louisiana | Mississippi Portal
22043 | 9 | LA | 22 | Louisiana | Mississippi Portal
22045 | 9 | LA | 22 | Louisiana | Mississippi Portal
22047 | 9 | LA | 22 | Louisiana | Mississippi Portal
22049 | 6 | LA | 22 | Louisiana | Southern Seaboard
22051 | 9 | LA | 22 | Louisiana | Mississippi Portal
22053 | 9 | LA | 22 | Louisiana | Mississippi Portal
22055 | 9 | LA | 22 | Louisiana | Mississippi Portal
22057 | 9 | LA | 22 | Louisiana | Mississippi Portal
22059 | 9 | LA | 22 | Louisiana | Mississippi Portal
22061 | 6 | LA | 22 | Louisiana | Southern Seaboard
22063 | 9 | LA | 22 | Louisiana | Mississippi Portal
22065 | 9 | LA | 22 | Louisiana | Mississippi Portal
22067 | 9 | LA | 22 | Louisiana | Mississippi Portal
22069 | 6 | LA | 22 | Louisiana | Southern Seaboard
22071 | 9 | LA | 22 | Louisiana | Mississippi Portal
22073 | 6 | LA | 22 | Louisiana | Southern Seaboard
22075 | 9 | LA | 22 | Louisiana | Mississippi Portal
22077 | 9 | LA | 22 | Louisiana | Mississippi Portal
22079 | 9 | LA | 22 | Louisiana | Mississippi Portal
22081 | 6 | LA | 22 | Louisiana | Southern Seaboard
22083 | 9 | LA | 22 | Louisiana | Mississippi Portal
22085 | 6 | LA | 22 | Louisiana | Southern Seaboard
22087 | 9 | LA | 22 | Louisiana | Mississippi Portal
22089 | 9 | LA | 22 | Louisiana | Mississippi Portal
22091 | 9 | LA | 22 | Louisiana | Mississippi Portal
22093 | 9 | LA | 22 | Louisiana | Mississippi Portal
22095 | 9 | LA | 22 | Louisiana | Mississippi Portal
22097 | 9 | LA | 22 | Louisiana | Mississippi Portal
22099 | 9 | LA | 22 | Louisiana | Mississippi Portal
22101 | 9 | LA | 22 | Louisiana | Mississippi Portal
22103 | 9 | LA | 22 | Louisiana | Mississippi Portal
22105 | 9 | LA | 22 | Louisiana | Mississippi Portal
22107 | 9 | LA | 22 | Louisiana | Mississippi Portal
22109 | 9 | LA | 22 | Louisiana | Mississippi Portal
22111 | 6 | LA | 22 | Louisiana | Southern Seaboard
22113 | 9 | LA | 22 | Louisiana | Mississippi Portal
22115 | 6 | LA | 22 | Louisiana | Southern Seaboard
22117 | 9 | LA | 22 | Louisiana | Mississippi Portal
22119 | 6 | LA | 22 | Louisiana | Southern Seaboard
22121 | 9 | LA | 22 | Louisiana | Mississippi Portal
22123 | 9 | LA | 22 | Louisiana | Mississippi Portal
22125 | 9 | LA | 22 | Louisiana | Mississippi Portal
22127 | 6 | LA | 22 | Louisiana | Southern Seaboard
23001 | 2 | ME | 23 | Maine | Northern Crescent
23003 | 2 | ME | 23 | Maine | Northern Crescent
23005 | 2 | ME | 23 | Maine | Northern Crescent
23007 | 2 | ME | 23 | Maine | Northern Crescent
23009 | 2 | ME | 23 | Maine | Northern Crescent
23011 | 2 | ME | 23 | Maine | Northern Crescent
23013 | 2 | ME | 23 | Maine | Northern Crescent
23015 | 2 | ME | 23 | Maine | Northern Crescent
23017 | 2 | ME | 23 | Maine | Northern Crescent
23019 | 2 | ME | 23 | Maine | Northern Crescent
23021 | 2 | ME | 23 | Maine | Northern Crescent
23023 | 2 | ME | 23 | Maine | Northern Crescent
23025 | 2 | ME | 23 | Maine | Northern Crescent
23027 | 2 | ME | 23 | Maine | Northern Crescent
23029 | 2 | ME | 23 | Maine | Northern Crescent
23031 | 2 | ME | 23 | Maine | Northern Crescent
24001 | 5 | MD | 24 | Maryland | Eastern Uplands
24003 | 6 | MD | 24 | Maryland | Southern Seaboard
24005 | 2 | MD | 24 | Maryland | Northern Crescent
24009 | 6 | MD | 24 | Maryland | Southern Seaboard
24011 | 6 | MD | 24 | Maryland | Southern Seaboard
24013 | 2 | MD | 24 | Maryland | Northern Crescent
24015 | 6 | MD | 24 | Maryland | Southern Seaboard
24017 | 6 | MD | 24 | Maryland | Southern Seaboard
24019 | 6 | MD | 24 | Maryland | Southern Seaboard
24021 | 2 | MD | 24 | Maryland | Northern Crescent
24023 | 5 | MD | 24 | Maryland | Eastern Uplands
24025 | 2 | MD | 24 | Maryland | Northern Crescent
24027 | 2 | MD | 24 | Maryland | Northern Crescent
24029 | 6 | MD | 24 | Maryland | Southern Seaboard
24031 | 2 | MD | 24 | Maryland | Northern Crescent
24033 | 6 | MD | 24 | Maryland | Southern Seaboard
24035 | 6 | MD | 24 | Maryland | Southern Seaboard
24037 | 6 | MD | 24 | Maryland | Southern Seaboard
24039 | 6 | MD | 24 | Maryland | Southern Seaboard
24041 | 6 | MD | 24 | Maryland | Southern Seaboard
24043 | 2 | MD | 24 | Maryland | Northern Crescent
24045 | 6 | MD | 24 | Maryland | Southern Seaboard
24047 | 6 | MD | 24 | Maryland | Southern Seaboard
24510 | 2 | MD | 24 | Maryland | Northern Crescent
25001 | 2 | MA | 25 | Massachusetts | Northern Crescent
25003 | 2 | MA | 25 | Massachusetts | Northern Crescent
25005 | 2 | MA | 25 | Massachusetts | Northern Crescent
25007 | 2 | MA | 25 | Massachusetts | Northern Crescent
25009 | 2 | MA | 25 | Massachusetts | Northern Crescent
25011 | 2 | MA | 25 | Massachusetts | Northern Crescent
25013 | 2 | MA | 25 | Massachusetts | Northern Crescent
25015 | 2 | MA | 25 | Massachusetts | Northern Crescent
25017 | 2 | MA | 25 | Massachusetts | Northern Crescent
25021 | 2 | MA | 25 | Massachusetts | Northern Crescent
25023 | 2 | MA | 25 | Massachusetts | Northern Crescent
25025 | 2 | MA | 25 | Massachusetts | Northern Crescent
25027 | 2 | MA | 25 | Massachusetts | Northern Crescent
26001 | 2 | MI | 26 | Michigan | Northern Crescent
26003 | 2 | MI | 26 | Michigan | Northern Crescent
26005 | 2 | MI | 26 | Michigan | Northern Crescent
26007 | 2 | MI | 26 | Michigan | Northern Crescent
26009 | 2 | MI | 26 | Michigan | Northern Crescent
26011 | 2 | MI | 26 | Michigan | Northern Crescent
26013 | 2 | MI | 26 | Michigan | Northern Crescent
26015 | 2 | MI | 26 | Michigan | Northern Crescent
26017 | 2 | MI | 26 | Michigan | Northern Crescent
26019 | 2 | MI | 26 | Michigan | Northern Crescent
26021 | 2 | MI | 26 | Michigan | Northern Crescent
26023 | 2 | MI | 26 | Michigan | Northern Crescent
26025 | 2 | MI | 26 | Michigan | Northern Crescent
26027 | 2 | MI | 26 | Michigan | Northern Crescent
26029 | 2 | MI | 26 | Michigan | Northern Crescent
26031 | 2 | MI | 26 | Michigan | Northern Crescent
26033 | 2 | MI | 26 | Michigan | Northern Crescent
26035 | 2 | MI | 26 | Michigan | Northern Crescent
26037 | 2 | MI | 26 | Michigan | Northern Crescent
26039 | 2 | MI | 26 | Michigan | Northern Crescent
26041 | 2 | MI | 26 | Michigan | Northern Crescent
26043 | 2 | MI | 26 | Michigan | Northern Crescent
26045 | 2 | MI | 26 | Michigan | Northern Crescent
26047 | 2 | MI | 26 | Michigan | Northern Crescent
26049 | 2 | MI | 26 | Michigan | Northern Crescent
26051 | 2 | MI | 26 | Michigan | Northern Crescent
26053 | 2 | MI | 26 | Michigan | Northern Crescent
26055 | 2 | MI | 26 | Michigan | Northern Crescent
26057 | 2 | MI | 26 | Michigan | Northern Crescent
26059 | 2 | MI | 26 | Michigan | Northern Crescent
26061 | 2 | MI | 26 | Michigan | Northern Crescent
26063 | 2 | MI | 26 | Michigan | Northern Crescent
26065 | 2 | MI | 26 | Michigan | Northern Crescent
26067 | 2 | MI | 26 | Michigan | Northern Crescent
26069 | 2 | MI | 26 | Michigan | Northern Crescent
26071 | 2 | MI | 26 | Michigan | Northern Crescent
26073 | 2 | MI | 26 | Michigan | Northern Crescent
26075 | 2 | MI | 26 | Michigan | Northern Crescent
26077 | 2 | MI | 26 | Michigan | Northern Crescent
26079 | 2 | MI | 26 | Michigan | Northern Crescent
26081 | 2 | MI | 26 | Michigan | Northern Crescent
26083 | 2 | MI | 26 | Michigan | Northern Crescent
26085 | 2 | MI | 26 | Michigan | Northern Crescent
26087 | 2 | MI | 26 | Michigan | Northern Crescent
26089 | 2 | MI | 26 | Michigan | Northern Crescent
26091 | 2 | MI | 26 | Michigan | Northern Crescent
26093 | 2 | MI | 26 | Michigan | Northern Crescent
26095 | 2 | MI | 26 | Michigan | Northern Crescent
26097 | 2 | MI | 26 | Michigan | Northern Crescent
26099 | 2 | MI | 26 | Michigan | Northern Crescent
26101 | 2 | MI | 26 | Michigan | Northern Crescent
26103 | 2 | MI | 26 | Michigan | Northern Crescent
26105 | 2 | MI | 26 | Michigan | Northern Crescent
26107 | 2 | MI | 26 | Michigan | Northern Crescent
26109 | 2 | MI | 26 | Michigan | Northern Crescent
26111 | 2 | MI | 26 | Michigan | Northern Crescent
26113 | 2 | MI | 26 | Michigan | Northern Crescent
26115 | 2 | MI | 26 | Michigan | Northern Crescent
26117 | 2 | MI | 26 | Michigan | Northern Crescent
26119 | 2 | MI | 26 | Michigan | Northern Crescent
26121 | 2 | MI | 26 | Michigan | Northern Crescent
26123 | 2 | MI | 26 | Michigan | Northern Crescent
26125 | 2 | MI | 26 | Michigan | Northern Crescent
26127 | 2 | MI | 26 | Michigan | Northern Crescent
26129 | 2 | MI | 26 | Michigan | Northern Crescent
26131 | 2 | MI | 26 | Michigan | Northern Crescent
26133 | 2 | MI | 26 | Michigan | Northern Crescent
26135 | 2 | MI | 26 | Michigan | Northern Crescent
26137 | 2 | MI | 26 | Michigan | Northern Crescent
26139 | 2 | MI | 26 | Michigan | Northern Crescent
26141 | 2 | MI | 26 | Michigan | Northern Crescent
26143 | 2 | MI | 26 | Michigan | Northern Crescent
26145 | 2 | MI | 26 | Michigan | Northern Crescent
26147 | 2 | MI | 26 | Michigan | Northern Crescent
26149 | 2 | MI | 26 | Michigan | Northern Crescent
26151 | 2 | MI | 26 | Michigan | Northern Crescent
26153 | 2 | MI | 26 | Michigan | Northern Crescent
26155 | 2 | MI | 26 | Michigan | Northern Crescent
26157 | 2 | MI | 26 | Michigan | Northern Crescent
26159 | 2 | MI | 26 | Michigan | Northern Crescent
26161 | 2 | MI | 26 | Michigan | Northern Crescent
26163 | 2 | MI | 26 | Michigan | Northern Crescent
26165 | 2 | MI | 26 | Michigan | Northern Crescent
27001 | 2 | MN | 27 | Minnesota | Northern Crescent
27003 | 2 | MN | 27 | Minnesota | Northern Crescent
27005 | 3 | MN | 27 | Minnesota | Northern Great Plains
27007 | 2 | MN | 27 | Minnesota | Northern Crescent
27009 | 2 | MN | 27 | Minnesota | Northern Crescent
27011 | 1 | MN | 27 | Minnesota | Heartland
27013 | 1 | MN | 27 | Minnesota | Heartland
27015 | 1 | MN | 27 | Minnesota | Heartland
27017 | 2 | MN | 27 | Minnesota | Northern Crescent
27019 | 2 | MN | 27 | Minnesota | Northern Crescent
27021 | 2 | MN | 27 | Minnesota | Northern Crescent
27023 | 1 | MN | 27 | Minnesota | Heartland
27025 | 2 | MN | 27 | Minnesota | Northern Crescent
27027 | 3 | MN | 27 | Minnesota | Northern Great Plains
27029 | 3 | MN | 27 | Minnesota | Northern Great Plains
27031 | 2 | MN | 27 | Minnesota | Northern Crescent
27033 | 1 | MN | 27 | Minnesota | Heartland
27035 | 2 | MN | 27 | Minnesota | Northern Crescent
27037 | 1 | MN | 27 | Minnesota | Heartland
27039 | 1 | MN | 27 | Minnesota | Heartland
27041 | 1 | MN | 27 | Minnesota | Heartland
27043 | 1 | MN | 27 | Minnesota | Heartland
27045 | 1 | MN | 27 | Minnesota | Heartland
27047 | 1 | MN | 27 | Minnesota | Heartland
27049 | 1 | MN | 27 | Minnesota | Heartland
27051 | 1 | MN | 27 | Minnesota | Heartland
27053 | 2 | MN | 27 | Minnesota | Northern Crescent
27055 | 1 | MN | 27 | Minnesota | Heartland
27057 | 2 | MN | 27 | Minnesota | Northern Crescent
27059 | 2 | MN | 27 | Minnesota | Northern Crescent
27061 | 2 | MN | 27 | Minnesota | Northern Crescent
27063 | 1 | MN | 27 | Minnesota | Heartland
27065 | 2 | MN | 27 | Minnesota | Northern Crescent
27067 | 2 | MN | 27 | Minnesota | Northern Crescent
27069 | 3 | MN | 27 | Minnesota | Northern Great Plains
27071 | 2 | MN | 27 | Minnesota | Northern Crescent
27073 | 1 | MN | 27 | Minnesota | Heartland
27075 | 2 | MN | 27 | Minnesota | Northern Crescent
27077 | 2 | MN | 27 | Minnesota | Northern Crescent
27079 | 1 | MN | 27 | Minnesota | Heartland
27081 | 1 | MN | 27 | Minnesota | Heartland
27083 | 1 | MN | 27 | Minnesota | Heartland
27085 | 2 | MN | 27 | Minnesota | Northern Crescent
27087 | 3 | MN | 27 | Minnesota | Northern Great Plains
27089 | 3 | MN | 27 | Minnesota | Northern Great Plains
27091 | 1 | MN | 27 | Minnesota | Heartland
27093 | 2 | MN | 27 | Minnesota | Northern Crescent
27095 | 2 | MN | 27 | Minnesota | Northern Crescent
27097 | 2 | MN | 27 | Minnesota | Northern Crescent
27099 | 1 | MN | 27 | Minnesota | Heartland
27101 | 1 | MN | 27 | Minnesota | Heartland
27103 | 1 | MN | 27 | Minnesota | Heartland
27105 | 1 | MN | 27 | Minnesota | Heartland
27107 | 3 | MN | 27 | Minnesota | Northern Great Plains
27109 | 1 | MN | 27 | Minnesota | Heartland
27111 | 1 | MN | 27 | Minnesota | Heartland
27113 | 3 | MN | 27 | Minnesota | Northern Great Plains
27115 | 2 | MN | 27 | Minnesota | Northern Crescent
27117 | 1 | MN | 27 | Minnesota | Heartland
27119 | 3 | MN | 27 | Minnesota | Northern Great Plains
27121 | 1 | MN | 27 | Minnesota | Heartland
27123 | 2 | MN | 27 | Minnesota | Northern Crescent
27125 | 3 | MN | 27 | Minnesota | Northern Great Plains
27127 | 1 | MN | 27 | Minnesota | Heartland
27129 | 2 | MN | 27 | Minnesota | Northern Crescent
27131 | 1 | MN | 27 | Minnesota | Heartland
27133 | 1 | MN | 27 | Minnesota | Heartland
27135 | 3 | MN | 27 | Minnesota | Northern Great Plains
27137 | 2 | MN | 27 | Minnesota | Northern Crescent
27139 | 2 | MN | 27 | Minnesota | Northern Crescent
27141 | 2 | MN | 27 | Minnesota | Northern Crescent
27143 | 2 | MN | 27 | Minnesota | Northern Crescent
27145 | 2 | MN | 27 | Minnesota | Northern Crescent
27147 | 1 | MN | 27 | Minnesota | Heartland
27149 | 1 | MN | 27 | Minnesota | Heartland
27151 | 1 | MN | 27 | Minnesota | Heartland
27153 | 2 | MN | 27 | Minnesota | Northern Crescent
27155 | 1 | MN | 27 | Minnesota | Heartland
27157 | 1 | MN | 27 | Minnesota | Heartland
27159 | 2 | MN | 27 | Minnesota | Northern Crescent
27161 | 1 | MN | 27 | Minnesota | Heartland
27163 | 2 | MN | 27 | Minnesota | Northern Crescent
27165 | 1 | MN | 27 | Minnesota | Heartland
27167 | 1 | MN | 27 | Minnesota | Heartland
27169 | 1 | MN | 27 | Minnesota | Heartland
27171 | 2 | MN | 27 | Minnesota | Northern Crescent
27173 | 1 | MN | 27 | Minnesota | Heartland
28001 | 9 | MS | 28 | Mississippi | Mississippi Portal
28003 | 9 | MS | 28 | Mississippi | Mississippi Portal
28005 | 9 | MS | 28 | Mississippi | Mississippi Portal
28007 | 9 | MS | 28 | Mississippi | Mississippi Portal
28009 | 9 | MS | 28 | Mississippi | Mississippi Portal
28011 | 9 | MS | 28 | Mississippi | Mississippi Portal
28013 | 9 | MS | 28 | Mississippi | Mississippi Portal
28015 | 9 | MS | 28 | Mississippi | Mississippi Portal
28017 | 9 | MS | 28 | Mississippi | Mississippi Portal
28019 | 9 | MS | 28 | Mississippi | Mississippi Portal
28021 | 9 | MS | 28 | Mississippi | Mississippi Portal
28023 | 6 | MS | 28 | Mississippi | Southern Seaboard
28025 | 9 | MS | 28 | Mississippi | Mississippi Portal
28027 | 9 | MS | 28 | Mississippi | Mississippi Portal
28029 | 9 | MS | 28 | Mississippi | Mississippi Portal
28031 | 6 | MS | 28 | Mississippi | Southern Seaboard
28033 | 9 | MS | 28 | Mississippi | Mississippi Portal
28035 | 6 | MS | 28 | Mississippi | Southern Seaboard
28037 | 9 | MS | 28 | Mississippi | Mississippi Portal
28039 | 6 | MS | 28 | Mississippi | Southern Seaboard
28041 | 6 | MS | 28 | Mississippi | Southern Seaboard
28043 | 9 | MS | 28 | Mississippi | Mississippi Portal
28045 | 6 | MS | 28 | Mississippi | Southern Seaboard
28047 | 6 | MS | 28 | Mississippi | Southern Seaboard
28049 | 9 | MS | 28 | Mississippi | Mississippi Portal
28051 | 9 | MS | 28 | Mississippi | Mississippi Portal
28053 | 9 | MS | 28 | Mississippi | Mississippi Portal
28055 | 9 | MS | 28 | Mississippi | Mississippi Portal
28057 | 9 | MS | 28 | Mississippi | Mississippi Portal
28059 | 6 | MS | 28 | Mississippi | Southern Seaboard
28061 | 6 | MS | 28 | Mississippi | Southern Seaboard
28063 | 9 | MS | 28 | Mississippi | Mississippi Portal
28065 | 6 | MS | 28 | Mississippi | Southern Seaboard
28067 | 6 | MS | 28 | Mississippi | Southern Seaboard
28069 | 9 | MS | 28 | Mississippi | Mississippi Portal
28071 | 9 | MS | 28 | Mississippi | Mississippi Portal
28073 | 6 | MS | 28 | Mississippi | Southern Seaboard
28075 | 6 | MS | 28 | Mississippi | Southern Seaboard
28077 | 6 | MS | 28 | Mississippi | Southern Seaboard
28079 | 9 | MS | 28 | Mississippi | Mississippi Portal
28081 | 9 | MS | 28 | Mississippi | Mississippi Portal
28083 | 9 | MS | 28 | Mississippi | Mississippi Portal
28085 | 9 | MS | 28 | Mississippi | Mississippi Portal
28087 | 9 | MS | 28 | Mississippi | Mississippi Portal
28089 | 9 | MS | 28 | Mississippi | Mississippi Portal
28091 | 6 | MS | 28 | Mississippi | Southern Seaboard
28093 | 9 | MS | 28 | Mississippi | Mississippi Portal
28095 | 9 | MS | 28 | Mississippi | Mississippi Portal
28097 | 9 | MS | 28 | Mississippi | Mississippi Portal
28099 | 9 | MS | 28 | Mississippi | Mississippi Portal
28101 | 6 | MS | 28 | Mississippi | Southern Seaboard
28103 | 9 | MS | 28 | Mississippi | Mississippi Portal
28105 | 9 | MS | 28 | Mississippi | Mississippi Portal
28107 | 9 | MS | 28 | Mississippi | Mississippi Portal
28109 | 6 | MS | 28 | Mississippi | Southern Seaboard
28111 | 6 | MS | 28 | Mississippi | Southern Seaboard
28113 | 6 | MS | 28 | Mississippi | Southern Seaboard
28115 | 9 | MS | 28 | Mississippi | Mississippi Portal
28117 | 9 | MS | 28 | Mississippi | Mississippi Portal
28119 | 9 | MS | 28 | Mississippi | Mississippi Portal
28121 | 9 | MS | 28 | Mississippi | Mississippi Portal
28123 | 9 | MS | 28 | Mississippi | Mississippi Portal
28125 | 9 | MS | 28 | Mississippi | Mississippi Portal
28127 | 6 | MS | 28 | Mississippi | Southern Seaboard
28129 | 6 | MS | 28 | Mississippi | Southern Seaboard
28131 | 6 | MS | 28 | Mississippi | Southern Seaboard
28133 | 9 | MS | 28 | Mississippi | Mississippi Portal
28135 | 9 | MS | 28 | Mississippi | Mississippi Portal
28137 | 9 | MS | 28 | Mississippi | Mississippi Portal
28139 | 9 | MS | 28 | Mississippi | Mississippi Portal
28141 | 9 | MS | 28 | Mississippi | Mississippi Portal
28143 | 9 | MS | 28 | Mississippi | Mississippi Portal
28145 | 9 | MS | 28 | Mississippi | Mississippi Portal
28147 | 6 | MS | 28 | Mississippi | Southern Seaboard
28149 | 9 | MS | 28 | Mississippi | Mississippi Portal
28151 | 9 | MS | 28 | Mississippi | Mississippi Portal
28153 | 6 | MS | 28 | Mississippi | Southern Seaboard
28155 | 9 | MS | 28 | Mississippi | Mississippi Portal
28157 | 9 | MS | 28 | Mississippi | Mississippi Portal
28159 | 9 | MS | 28 | Mississippi | Mississippi Portal
28161 | 9 | MS | 28 | Mississippi | Mississippi Portal
28163 | 9 | MS | 28 | Mississippi | Mississippi Portal
29001 | 1 | MO | 29 | Missouri | Heartland
29003 | 1 | MO | 29 | Missouri | Heartland
29005 | 1 | MO | 29 | Missouri | Heartland
29007 | 1 | MO | 29 | Missouri | Heartland
29009 | 5 | MO | 29 | Missouri | Eastern Uplands
29011 | 5 | MO | 29 | Missouri | Eastern Uplands
29013 | 1 | MO | 29 | Missouri | Heartland
29015 | 1 | MO | 29 | Missouri | Heartland
29017 | 5 | MO | 29 | Missouri | Eastern Uplands
29019 | 1 | MO | 29 | Missouri | Heartland
29021 | 1 | MO | 29 | Missouri | Heartland
29023 | 1 | MO | 29 | Missouri | Heartland
29025 | 1 | MO | 29 | Missouri | Heartland
29027 | 1 | MO | 29 | Missouri | Heartland
29029 | 1 | MO | 29 | Missouri | Heartland
29031 | 1 | MO | 29 | Missouri | Heartland
29033 | 1 | MO | 29 | Missouri | Heartland
29035 | 5 | MO | 29 | Missouri | Eastern Uplands
29037 | 1 | MO | 29 | Missouri | Heartland
29039 | 1 | MO | 29 | Missouri | Heartland
29041 | 1 | MO | 29 | Missouri | Heartland
29043 | 5 | MO | 29 | Missouri | Eastern Uplands
29045 | 1 | MO | 29 | Missouri | Heartland
29047 | 1 | MO | 29 | Missouri | Heartland
29049 | 1 | MO | 29 | Missouri | Heartland
29051 | 1 | MO | 29 | Missouri | Heartland
29053 | 1 | MO | 29 | Missouri | Heartland
29055 | 1 | MO | 29 | Missouri | Heartland
29057 | 5 | MO | 29 | Missouri | Eastern Uplands
29059 | 1 | MO | 29 | Missouri | Heartland
29061 | 1 | MO | 29 | Missouri | Heartland
29063 | 1 | MO | 29 | Missouri | Heartland
29065 | 5 | MO | 29 | Missouri | Eastern Uplands
29067 | 5 | MO | 29 | Missouri | Eastern Uplands
29069 | 1 | MO | 29 | Missouri | Heartland
29071 | 1 | MO | 29 | Missouri | Heartland
29073 | 1 | MO | 29 | Missouri | Heartland
29075 | 1 | MO | 29 | Missouri | Heartland
29077 | 5 | MO | 29 | Missouri | Eastern Uplands
29079 | 1 | MO | 29 | Missouri | Heartland
29081 | 1 | MO | 29 | Missouri | Heartland
29083 | 1 | MO | 29 | Missouri | Heartland
29085 | 1 | MO | 29 | Missouri | Heartland
29087 | 1 | MO | 29 | Missouri | Heartland
29089 | 1 | MO | 29 | Missouri | Heartland
29091 | 5 | MO | 29 | Missouri | Eastern Uplands
29093 | 5 | MO | 29 | Missouri | Eastern Uplands
29095 | 1 | MO | 29 | Missouri | Heartland
29097 | 5 | MO | 29 | Missouri | Eastern Uplands
29099 | 1 | MO | 29 | Missouri | Heartland
29101 | 1 | MO | 29 | Missouri | Heartland
29103 | 1 | MO | 29 | Missouri | Heartland
29105 | 1 | MO | 29 | Missouri | Heartland
29107 | 1 | MO | 29 | Missouri | Heartland
29109 | 5 | MO | 29 | Missouri | Eastern Uplands
29111 | 1 | MO | 29 | Missouri | Heartland
29113 | 1 | MO | 29 | Missouri | Heartland
29115 | 1 | MO | 29 | Missouri | Heartland
29117 | 1 | MO | 29 | Missouri | Heartland
29119 | 5 | MO | 29 | Missouri | Eastern Uplands
29121 | 1 | MO | 29 | Missouri | Heartland
29123 | 5 | MO | 29 | Missouri | Eastern Uplands
29125 | 1 | MO | 29 | Missouri | Heartland
29127 | 1 | MO | 29 | Missouri | Heartland
29129 | 1 | MO | 29 | Missouri | Heartland
29131 | 1 | MO | 29 | Missouri | Heartland
29133 | 1 | MO | 29 | Missouri | Heartland
29135 | 1 | MO | 29 | Missouri | Heartland
29137 | 1 | MO | 29 | Missouri | Heartland
29139 | 1 | MO | 29 | Missouri | Heartland
29141 | 1 | MO | 29 | Missouri | Heartland
29143 | 1 | MO | 29 | Missouri | Heartland
29145 | 5 | MO | 29 | Missouri | Eastern Uplands
29147 | 1 | MO | 29 | Missouri | Heartland
29149 | 5 | MO | 29 | Missouri | Eastern Uplands
29151 | 1 | MO | 29 | Missouri | Heartland
29153 | 5 | MO | 29 | Missouri | Eastern Uplands
29155 | 1 | MO | 29 | Missouri | Heartland
29157 | 1 | MO | 29 | Missouri | Heartland
29159 | 1 | MO | 29 | Missouri | Heartland
29161 | 1 | MO | 29 | Missouri | Heartland
29163 | 1 | MO | 29 | Missouri | Heartland
29165 | 1 | MO | 29 | Missouri | Heartland
29167 | 1 | MO | 29 | Missouri | Heartland
29169 | 1 | MO | 29 | Missouri | Heartland
29171 | 1 | MO | 29 | Missouri | Heartland
29173 | 1 | MO | 29 | Missouri | Heartland
29175 | 1 | MO | 29 | Missouri | Heartland
29177 | 1 | MO | 29 | Missouri | Heartland
29179 | 5 | MO | 29 | Missouri | Eastern Uplands
29181 | 5 | MO | 29 | Missouri | Eastern Uplands
29183 | 1 | MO | 29 | Missouri | Heartland
29185 | 1 | MO | 29 | Missouri | Heartland
29186 | 1 | MO | 29 | Missouri | Heartland
29187 | 1 | MO | 29 | Missouri | Heartland
29189 | 1 | MO | 29 | Missouri | Heartland
29195 | 1 | MO | 29 | Missouri | Heartland
29197 | 1 | MO | 29 | Missouri | Heartland
29199 | 1 | MO | 29 | Missouri | Heartland
29201 | 1 | MO | 29 | Missouri | Heartland
29203 | 5 | MO | 29 | Missouri | Eastern Uplands
29205 | 1 | MO | 29 | Missouri | Heartland
29207 | 1 | MO | 29 | Missouri | Heartland
29209 | 5 | MO | 29 | Missouri | Eastern Uplands
29211 | 1 | MO | 29 | Missouri | Heartland
29213 | 5 | MO | 29 | Missouri | Eastern Uplands
29215 | 5 | MO | 29 | Missouri | Eastern Uplands
29217 | 1 | MO | 29 | Missouri | Heartland
29219 | 1 | MO | 29 | Missouri | Heartland
29221 | 1 | MO | 29 | Missouri | Heartland
29223 | 5 | MO | 29 | Missouri | Eastern Uplands
29225 | 5 | MO | 29 | Missouri | Eastern Uplands
29227 | 1 | MO | 29 | Missouri | Heartland
29229 | 5 | MO | 29 | Missouri | Eastern Uplands
29510 | 1 | MO | 29 | Missouri | Heartland
30001 | 8 | MT | 30 | Montana | Basin and Range
30003 | 8 | MT | 30 | Montana | Basin and Range
30005 | 3 | MT | 30 | Montana | Northern Great Plains
30007 | 8 | MT | 30 | Montana | Basin and Range
30009 | 8 | MT | 30 | Montana | Basin and Range
30011 | 3 | MT | 30 | Montana | Northern Great Plains
30013 | 8 | MT | 30 | Montana | Basin and Range
30015 | 3 | MT | 30 | Montana | Northern Great Plains
30017 | 3 | MT | 30 | Montana | Northern Great Plains
30019 | 3 | MT | 30 | Montana | Northern Great Plains
30021 | 3 | MT | 30 | Montana | Northern Great Plains
30023 | 8 | MT | 30 | Montana | Basin and Range
30025 | 3 | MT | 30 | Montana | Northern Great Plains
30027 | 8 | MT | 30 | Montana | Basin and Range
30029 | 8 | MT | 30 | Montana | Basin and Range
30031 | 8 | MT | 30 | Montana | Basin and Range
30033 | 3 | MT | 30 | Montana | Northern Great Plains
30035 | 3 | MT | 30 | Montana | Northern Great Plains
30037 | 8 | MT | 30 | Montana | Basin and Range
30039 | 8 | MT | 30 | Montana | Basin and Range
30041 | 3 | MT | 30 | Montana | Northern Great Plains
30043 | 8 | MT | 30 | Montana | Basin and Range
30045 | 8 | MT | 30 | Montana | Basin and Range
30047 | 8 | MT | 30 | Montana | Basin and Range
30049 | 8 | MT | 30 | Montana | Basin and Range
30051 | 3 | MT | 30 | Montana | Northern Great Plains
30053 | 8 | MT | 30 | Montana | Basin and Range
30055 | 3 | MT | 30 | Montana | Northern Great Plains
30057 | 8 | MT | 30 | Montana | Basin and Range
30059 | 8 | MT | 30 | Montana | Basin and Range
30061 | 8 | MT | 30 | Montana | Basin and Range
30063 | 8 | MT | 30 | Montana | Basin and Range
30065 | 8 | MT | 30 | Montana | Basin and Range
30067 | 8 | MT | 30 | Montana | Basin and Range
30069 | 8 | MT | 30 | Montana | Basin and Range
30071 | 3 | MT | 30 | Montana | Northern Great Plains
30073 | 3 | MT | 30 | Montana | Northern Great Plains
30075 | 3 | MT | 30 | Montana | Northern Great Plains
30077 | 8 | MT | 30 | Montana | Basin and Range
30079 | 3 | MT | 30 | Montana | Northern Great Plains
30081 | 8 | MT | 30 | Montana | Basin and Range
30083 | 3 | MT | 30 | Montana | Northern Great Plains
30085 | 3 | MT | 30 | Montana | Northern Great Plains
30087 | 3 | MT | 30 | Montana | Northern Great Plains
30089 | 8 | MT | 30 | Montana | Basin and Range
30091 | 3 | MT | 30 | Montana | Northern Great Plains
30093 | 8 | MT | 30 | Montana | Basin and Range
30095 | 8 | MT | 30 | Montana | Basin and Range
30097 | 8 | MT | 30 | Montana | Basin and Range
30099 | 3 | MT | 30 | Montana | Northern Great Plains
30101 | 3 | MT | 30 | Montana | Northern Great Plains
30103 | 8 | MT | 30 | Montana | Basin and Range
30105 | 3 | MT | 30 | Montana | Northern Great Plains
30107 | 8 | MT | 30 | Montana | Basin and Range
30109 | 3 | MT | 30 | Montana | Northern Great Plains
30111 | 8 | MT | 30 | Montana | Basin and Range
31001 | 4 | NE | 31 | Nebraska | Prairie Gateway
31003 | 1 | NE | 31 | Nebraska | Heartland
31005 | 3 | NE | 31 | Nebraska | Northern Great Plains
31007 | 3 | NE | 31 | Nebraska | Northern Great Plains
31009 | 3 | NE | 31 | Nebraska | Northern Great Plains
31011 | 1 | NE | 31 | Nebraska | Heartland
31013 | 3 | NE | 31 | Nebraska | Northern Great Plains
31015 | 3 | NE | 31 | Nebraska | Northern Great Plains
31017 | 3 | NE | 31 | Nebraska | Northern Great Plains
31019 | 4 | NE | 31 | Nebraska | Prairie Gateway
31021 | 1 | NE | 31 | Nebraska | Heartland
31023 | 1 | NE | 31 | Nebraska | Heartland
31025 | 1 | NE | 31 | Nebraska | Heartland
31027 | 1 | NE | 31 | Nebraska | Heartland
31029 | 4 | NE | 31 | Nebraska | Prairie Gateway
31031 | 3 | NE | 31 | Nebraska | Northern Great Plains
31033 | 3 | NE | 31 | Nebraska | Northern Great Plains
31035 | 4 | NE | 31 | Nebraska | Prairie Gateway
31037 | 1 | NE | 31 | Nebraska | Heartland
31039 | 1 | NE | 31 | Nebraska | Heartland
31041 | 4 | NE | 31 | Nebraska | Prairie Gateway
31043 | 1 | NE | 31 | Nebraska | Heartland
31045 | 3 | NE | 31 | Nebraska | Northern Great Plains
31047 | 4 | NE | 31 | Nebraska | Prairie Gateway
31049 | 3 | NE | 31 | Nebraska | Northern Great Plains
31051 | 1 | NE | 31 | Nebraska | Heartland
31053 | 1 | NE | 31 | Nebraska | Heartland
31055 | 1 | NE | 31 | Nebraska | Heartland
31057 | 4 | NE | 31 | Nebraska | Prairie Gateway
31059 | 4 | NE | 31 | Nebraska | Prairie Gateway
31061 | 4 | NE | 31 | Nebraska | Prairie Gateway
31063 | 4 | NE | 31 | Nebraska | Prairie Gateway
31065 | 4 | NE | 31 | Nebraska | Prairie Gateway
31067 | 4 | NE | 31 | Nebraska | Prairie Gateway
31069 | 3 | NE | 31 | Nebraska | Northern Great Plains
31071 | 3 | NE | 31 | Nebraska | Northern Great Plains
31073 | 4 | NE | 31 | Nebraska | Prairie Gateway
31075 | 3 | NE | 31 | Nebraska | Northern Great Plains
31077 | 4 | NE | 31 | Nebraska | Prairie Gateway
31079 | 4 | NE | 31 | Nebraska | Prairie Gateway
31081 | 1 | NE | 31 | Nebraska | Heartland
31083 | 4 | NE | 31 | Nebraska | Prairie Gateway
31085 | 4 | NE | 31 | Nebraska | Prairie Gateway
31087 | 4 | NE | 31 | Nebraska | Prairie Gateway
31089 | 3 | NE | 31 | Nebraska | Northern Great Plains
31091 | 3 | NE | 31 | Nebraska | Northern Great Plains
31093 | 4 | NE | 31 | Nebraska | Prairie Gateway
31095 | 4 | NE | 31 | Nebraska | Prairie Gateway
31097 | 4 | NE | 31 | Nebraska | Prairie Gateway
31099 | 4 | NE | 31 | Nebraska | Prairie Gateway
31101 | 4 | NE | 31 | Nebraska | Prairie Gateway
31103 | 3 | NE | 31 | Nebraska | Northern Great Plains
31105 | 3 | NE | 31 | Nebraska | Northern Great Plains
31107 | 1 | NE | 31 | Nebraska | Heartland
31109 | 1 | NE | 31 | Nebraska | Heartland
31111 | 4 | NE | 31 | Nebraska | Prairie Gateway
31113 | 3 | NE | 31 | Nebraska | Northern Great Plains
31115 | 3 | NE | 31 | Nebraska | Northern Great Plains
31117 | 3 | NE | 31 | Nebraska | Northern Great Plains
31119 | 1 | NE | 31 | Nebraska | Heartland
31121 | 1 | NE | 31 | Nebraska | Heartland
31123 | 3 | NE | 31 | Nebraska | Northern Great Plains
31125 | 1 | NE | 31 | Nebraska | Heartland
31127 | 4 | NE | 31 | Nebraska | Prairie Gateway
31129 | 4 | NE | 31 | Nebraska | Prairie Gateway
31131 | 4 | NE | 31 | Nebraska | Prairie Gateway
31133 | 4 | NE | 31 | Nebraska | Prairie Gateway
31135 | 4 | NE | 31 | Nebraska | Prairie Gateway
31137 | 4 | NE | 31 | Nebraska | Prairie Gateway
31139 | 1 | NE | 31 | Nebraska | Heartland
31141 | 1 | NE | 31 | Nebraska | Heartland
31143 | 1 | NE | 31 | Nebraska | Heartland
31145 | 4 | NE | 31 | Nebraska | Prairie Gateway
31147 | 4 | NE | 31 | Nebraska | Prairie Gateway
31149 | 3 | NE | 31 | Nebraska | Northern Great Plains
31151 | 4 | NE | 31 | Nebraska | Prairie Gateway
31153 | 1 | NE | 31 | Nebraska | Heartland
31155 | 1 | NE | 31 | Nebraska | Heartland
31157 | 3 | NE | 31 | Nebraska | Northern Great Plains
31159 | 1 | NE | 31 | Nebraska | Heartland
31161 | 3 | NE | 31 | Nebraska | Northern Great Plains
31163 | 4 | NE | 31 | Nebraska | Prairie Gateway
31165 | 3 | NE | 31 | Nebraska | Northern Great Plains
31167 | 1 | NE | 31 | Nebraska | Heartland
31169 | 4 | NE | 31 | Nebraska | Prairie Gateway
31171 | 3 | NE | 31 | Nebraska | Northern Great Plains
31173 | 1 | NE | 31 | Nebraska | Heartland
31175 | 4 | NE | 31 | Nebraska | Prairie Gateway
31177 | 1 | NE | 31 | Nebraska | Heartland
31179 | 1 | NE | 31 | Nebraska | Heartland
31181 | 4 | NE | 31 | Nebraska | Prairie Gateway
31183 | 3 | NE | 31 | Nebraska | Northern Great Plains
31185 | 1 | NE | 31 | Nebraska | Heartland
32001 | 8 | NV | 32 | Nevada | Basin and Range
32003 | 8 | NV | 32 | Nevada | Basin and Range
32005 | 8 | NV | 32 | Nevada | Basin and Range
32007 | 8 | NV | 32 | Nevada | Basin and Range
32009 | 8 | NV | 32 | Nevada | Basin and Range
32011 | 8 | NV | 32 | Nevada | Basin and Range
32013 | 8 | NV | 32 | Nevada | Basin and Range
32015 | 8 | NV | 32 | Nevada | Basin and Range
32017 | 8 | NV | 32 | Nevada | Basin and Range
32019 | 8 | NV | 32 | Nevada | Basin and Range
32021 | 8 | NV | 32 | Nevada | Basin and Range
32023 | 8 | NV | 32 | Nevada | Basin and Range
32027 | 8 | NV | 32 | Nevada | Basin and Range
32029 | 8 | NV | 32 | Nevada | Basin and Range
32031 | 8 | NV | 32 | Nevada | Basin and Range
32033 | 8 | NV | 32 | Nevada | Basin and Range
32510 | 8 | NV | 32 | Nevada | Basin and Range
33001 | 2 | NH | 33 | New Hampshire | Northern Crescent
33003 | 2 | NH | 33 | New Hampshire | Northern Crescent
33005 | 2 | NH | 33 | New Hampshire | Northern Crescent
33007 | 2 | NH | 33 | New Hampshire | Northern Crescent
33009 | 2 | NH | 33 | New Hampshire | Northern Crescent
33011 | 2 | NH | 33 | New Hampshire | Northern Crescent
33013 | 2 | NH | 33 | New Hampshire | Northern Crescent
33015 | 2 | NH | 33 | New Hampshire | Northern Crescent
33017 | 2 | NH | 33 | New Hampshire | Northern Crescent
33019 | 2 | NH | 33 | New Hampshire | Northern Crescent
34001 | 2 | NJ | 34 | New Jersey | Northern Crescent
34003 | 2 | NJ | 34 | New Jersey | Northern Crescent
34005 | 2 | NJ | 34 | New Jersey | Northern Crescent
34007 | 2 | NJ | 34 | New Jersey | Northern Crescent
34009 | 2 | NJ | 34 | New Jersey | Northern Crescent
34011 | 2 | NJ | 34 | New Jersey | Northern Crescent
34013 | 2 | NJ | 34 | New Jersey | Northern Crescent
34015 | 2 | NJ | 34 | New Jersey | Northern Crescent
34019 | 2 | NJ | 34 | New Jersey | Northern Crescent
34021 | 2 | NJ | 34 | New Jersey | Northern Crescent
34023 | 2 | NJ | 34 | New Jersey | Northern Crescent
34025 | 2 | NJ | 34 | New Jersey | Northern Crescent
34027 | 2 | NJ | 34 | New Jersey | Northern Crescent
34029 | 2 | NJ | 34 | New Jersey | Northern Crescent
34031 | 2 | NJ | 34 | New Jersey | Northern Crescent
34033 | 2 | NJ | 34 | New Jersey | Northern Crescent
34035 | 2 | NJ | 34 | New Jersey | Northern Crescent
34037 | 2 | NJ | 34 | New Jersey | Northern Crescent
34039 | 2 | NJ | 34 | New Jersey | Northern Crescent
34041 | 2 | NJ | 34 | New Jersey | Northern Crescent
35001 | 8 | NM | 35 | New Mexico | Basin and Range
35003 | 8 | NM | 35 | New Mexico | Basin and Range
35005 | 4 | NM | 35 | New Mexico | Prairie Gateway
35006 | 8 | NM | 35 | New Mexico | Basin and Range
35007 | 4 | NM | 35 | New Mexico | Prairie Gateway
35009 | 4 | NM | 35 | New Mexico | Prairie Gateway
35011 | 4 | NM | 35 | New Mexico | Prairie Gateway
35013 | 4 | NM | 35 | New Mexico | Prairie Gateway
35015 | 4 | NM | 35 | New Mexico | Prairie Gateway
35017 | 8 | NM | 35 | New Mexico | Basin and Range
35019 | 4 | NM | 35 | New Mexico | Prairie Gateway
35021 | 4 | NM | 35 | New Mexico | Prairie Gateway
35023 | 8 | NM | 35 | New Mexico | Basin and Range
35025 | 4 | NM | 35 | New Mexico | Prairie Gateway
35027 | 4 | NM | 35 | New Mexico | Prairie Gateway
35028 | 8 | NM | 35 | New Mexico | Basin and Range
35029 | 8 | NM | 35 | New Mexico | Basin and Range
35031 | 8 | NM | 35 | New Mexico | Basin and Range
35033 | 4 | NM | 35 | New Mexico | Prairie Gateway
35035 | 4 | NM | 35 | New Mexico | Prairie Gateway
35037 | 4 | NM | 35 | New Mexico | Prairie Gateway
35039 | 8 | NM | 35 | New Mexico | Basin and Range
35041 | 4 | NM | 35 | New Mexico | Prairie Gateway
35043 | 8 | NM | 35 | New Mexico | Basin and Range
35045 | 8 | NM | 35 | New Mexico | Basin and Range
35047 | 4 | NM | 35 | New Mexico | Prairie Gateway
35049 | 8 | NM | 35 | New Mexico | Basin and Range
35051 | 8 | NM | 35 | New Mexico | Basin and Range
35053 | 8 | NM | 35 | New Mexico | Basin and Range
35055 | 8 | NM | 35 | New Mexico | Basin and Range
35057 | 4 | NM | 35 | New Mexico | Prairie Gateway
35059 | 4 | NM | 35 | New Mexico | Prairie Gateway
35061 | 8 | NM | 35 | New Mexico | Basin and Range
36001 | 2 | NY | 36 | New York | Northern Crescent
36003 | 2 | NY | 36 | New York | Northern Crescent
36005 | 2 | NY | 36 | New York | Northern Crescent
36007 | 2 | NY | 36 | New York | Northern Crescent
36009 | 2 | NY | 36 | New York | Northern Crescent
36011 | 2 | NY | 36 | New York | Northern Crescent
36013 | 2 | NY | 36 | New York | Northern Crescent
36015 | 2 | NY | 36 | New York | Northern Crescent
36017 | 2 | NY | 36 | New York | Northern Crescent
36019 | 2 | NY | 36 | New York | Northern Crescent
36021 | 2 | NY | 36 | New York | Northern Crescent
36023 | 2 | NY | 36 | New York | Northern Crescent
36025 | 2 | NY | 36 | New York | Northern Crescent
36027 | 2 | NY | 36 | New York | Northern Crescent
36029 | 2 | NY | 36 | New York | Northern Crescent
36031 | 2 | NY | 36 | New York | Northern Crescent
36033 | 2 | NY | 36 | New York | Northern Crescent
36035 | 2 | NY | 36 | New York | Northern Crescent
36037 | 2 | NY | 36 | New York | Northern Crescent
36039 | 2 | NY | 36 | New York | Northern Crescent
36041 | 2 | NY | 36 | New York | Northern Crescent
36043 | 2 | NY | 36 | New York | Northern Crescent
36045 | 2 | NY | 36 | New York | Northern Crescent
36047 | 2 | NY | 36 | New York | Northern Crescent
36049 | 2 | NY | 36 | New York | Northern Crescent
36051 | 2 | NY | 36 | New York | Northern Crescent
36053 | 2 | NY | 36 | New York | Northern Crescent
36055 | 2 | NY | 36 | New York | Northern Crescent
36057 | 2 | NY | 36 | New York | Northern Crescent
36059 | 2 | NY | 36 | New York | Northern Crescent
36061 | 2 | NY | 36 | New York | Northern Crescent
36063 | 2 | NY | 36 | New York | Northern Crescent
36065 | 2 | NY | 36 | New York | Northern Crescent
36067 | 2 | NY | 36 | New York | Northern Crescent
36069 | 2 | NY | 36 | New York | Northern Crescent
36071 | 2 | NY | 36 | New York | Northern Crescent
36073 | 2 | NY | 36 | New York | Northern Crescent
36075 | 2 | NY | 36 | New York | Northern Crescent
36077 | 2 | NY | 36 | New York | Northern Crescent
36079 | 2 | NY | 36 | New York | Northern Crescent
36081 | 2 | NY | 36 | New York | Northern Crescent
36083 | 2 | NY | 36 | New York | Northern Crescent
36085 | 2 | NY | 36 | New York | Northern Crescent
36087 | 2 | NY | 36 | New York | Northern Crescent
36089 | 2 | NY | 36 | New York | Northern Crescent
36091 | 2 | NY | 36 | New York | Northern Crescent
36093 | 2 | NY | 36 | New York | Northern Crescent
36095 | 2 | NY | 36 | New York | Northern Crescent
36097 | 2 | NY | 36 | New York | Northern Crescent
36099 | 2 | NY | 36 | New York | Northern Crescent
36101 | 2 | NY | 36 | New York | Northern Crescent
36103 | 2 | NY | 36 | New York | Northern Crescent
36105 | 2 | NY | 36 | New York | Northern Crescent
36107 | 2 | NY | 36 | New York | Northern Crescent
36109 | 2 | NY | 36 | New York | Northern Crescent
36111 | 2 | NY | 36 | New York | Northern Crescent
36113 | 2 | NY | 36 | New York | Northern Crescent
36115 | 2 | NY | 36 | New York | Northern Crescent
36117 | 2 | NY | 36 | New York | Northern Crescent
36119 | 2 | NY | 36 | New York | Northern Crescent
36121 | 2 | NY | 36 | New York | Northern Crescent
36123 | 2 | NY | 36 | New York | Northern Crescent
37001 | 6 | NC | 37 | North Carolina | Southern Seaboard
37003 | 6 | NC | 37 | North Carolina | Southern Seaboard
37005 | 6 | NC | 37 | North Carolina | Southern Seaboard
37007 | 6 | NC | 37 | North Carolina | Southern Seaboard
37009 | 6 | NC | 37 | North Carolina | Southern Seaboard
37011 | 6 | NC | 37 | North Carolina | Southern Seaboard
37013 | 6 | NC | 37 | North Carolina | Southern Seaboard
37015 | 6 | NC | 37 | North Carolina | Southern Seaboard
37017 | 6 | NC | 37 | North Carolina | Southern Seaboard
37019 | 6 | NC | 37 | North Carolina | Southern Seaboard
37021 | 5 | NC | 37 | North Carolina | Eastern Uplands
37023 | 5 | NC | 37 | North Carolina | Eastern Uplands
37025 | 6 | NC | 37 | North Carolina | Southern Seaboard
37027 | 6 | NC | 37 | North Carolina | Southern Seaboard
37029 | 6 | NC | 37 | North Carolina | Southern Seaboard
37031 | 6 | NC | 37 | North Carolina | Southern Seaboard
37033 | 6 | NC | 37 | North Carolina | Southern Seaboard
37035 | 6 | NC | 37 | North Carolina | Southern Seaboard
37037 | 6 | NC | 37 | North Carolina | Southern Seaboard
37039 | 5 | NC | 37 | North Carolina | Eastern Uplands
37041 | 6 | NC | 37 | North Carolina | Southern Seaboard
37043 | 5 | NC | 37 | North Carolina | Eastern Uplands
37045 | 6 | NC | 37 | North Carolina | Southern Seaboard
37047 | 6 | NC | 37 | North Carolina | Southern Seaboard
37049 | 6 | NC | 37 | North Carolina | Southern Seaboard
37051 | 6 | NC | 37 | North Carolina | Southern Seaboard
37053 | 6 | NC | 37 | North Carolina | Southern Seaboard
37055 | 6 | NC | 37 | North Carolina | Southern Seaboard
37057 | 6 | NC | 37 | North Carolina | Southern Seaboard
37059 | 6 | NC | 37 | North Carolina | Southern Seaboard
37061 | 6 | NC | 37 | North Carolina | Southern Seaboard
37063 | 6 | NC | 37 | North Carolina | Southern Seaboard
37065 | 6 | NC | 37 | North Carolina | Southern Seaboard
37067 | 6 | NC | 37 | North Carolina | Southern Seaboard
37069 | 6 | NC | 37 | North Carolina | Southern Seaboard
37071 | 6 | NC | 37 | North Carolina | Southern Seaboard
37073 | 6 | NC | 37 | North Carolina | Southern Seaboard
37075 | 5 | NC | 37 | North Carolina | Eastern Uplands
37077 | 6 | NC | 37 | North Carolina | Southern Seaboard
37079 | 6 | NC | 37 | North Carolina | Southern Seaboard
37081 | 6 | NC | 37 | North Carolina | Southern Seaboard
37083 | 6 | NC | 37 | North Carolina | Southern Seaboard
37085 | 6 | NC | 37 | North Carolina | Southern Seaboard
37087 | 5 | NC | 37 | North Carolina | Eastern Uplands
37089 | 5 | NC | 37 | North Carolina | Eastern Uplands
37091 | 6 | NC | 37 | North Carolina | Southern Seaboard
37093 | 6 | NC | 37 | North Carolina | Southern Seaboard
37095 | 6 | NC | 37 | North Carolina | Southern Seaboard
37097 | 6 | NC | 37 | North Carolina | Southern Seaboard
37099 | 5 | NC | 37 | North Carolina | Eastern Uplands
37101 | 6 | NC | 37 | North Carolina | Southern Seaboard
37103 | 6 | NC | 37 | North Carolina | Southern Seaboard
37105 | 6 | NC | 37 | North Carolina | Southern Seaboard
37107 | 6 | NC | 37 | North Carolina | Southern Seaboard
37109 | 6 | NC | 37 | North Carolina | Southern Seaboard
37111 | 5 | NC | 37 | North Carolina | Eastern Uplands
37113 | 5 | NC | 37 | North Carolina | Eastern Uplands
37115 | 5 | NC | 37 | North Carolina | Eastern Uplands
37117 | 6 | NC | 37 | North Carolina | Southern Seaboard
37119 | 6 | NC | 37 | North Carolina | Southern Seaboard
37121 | 5 | NC | 37 | North Carolina | Eastern Uplands
37123 | 6 | NC | 37 | North Carolina | Southern Seaboard
37125 | 6 | NC | 37 | North Carolina | Southern Seaboard
37127 | 6 | NC | 37 | North Carolina | Southern Seaboard
37129 | 6 | NC | 37 | North Carolina | Southern Seaboard
37131 | 6 | NC | 37 | North Carolina | Southern Seaboard
37133 | 6 | NC | 37 | North Carolina | Southern Seaboard
37135 | 6 | NC | 37 | North Carolina | Southern Seaboard
37137 | 6 | NC | 37 | North Carolina | Southern Seaboard
37139 | 6 | NC | 37 | North Carolina | Southern Seaboard
37141 | 6 | NC | 37 | North Carolina | Southern Seaboard
37143 | 6 | NC | 37 | North Carolina | Southern Seaboard
37145 | 6 | NC | 37 | North Carolina | Southern Seaboard
37147 | 6 | NC | 37 | North Carolina | Southern Seaboard
37149 | 5 | NC | 37 | North Carolina | Eastern Uplands
37151 | 6 | NC | 37 | North Carolina | Southern Seaboard
37153 | 6 | NC | 37 | North Carolina | Southern Seaboard
37155 | 6 | NC | 37 | North Carolina | Southern Seaboard
37157 | 6 | NC | 37 | North Carolina | Southern Seaboard
37159 | 6 | NC | 37 | North Carolina | Southern Seaboard
37161 | 5 | NC | 37 | North Carolina | Eastern Uplands
37163 | 6 | NC | 37 | North Carolina | Southern Seaboard
37165 | 6 | NC | 37 | North Carolina | Southern Seaboard
37167 | 6 | NC | 37 | North Carolina | Southern Seaboard
37169 | 6 | NC | 37 | North Carolina | Southern Seaboard
37171 | 6 | NC | 37 | North Carolina | Southern Seaboard
37173 | 5 | NC | 37 | North Carolina | Eastern Uplands
37175 | 5 | NC | 37 | North Carolina | Eastern Uplands
37177 | 6 | NC | 37 | North Carolina | Southern Seaboard
37179 | 6 | NC | 37 | North Carolina | Southern Seaboard
37181 | 6 | NC | 37 | North Carolina | Southern Seaboard
37183 | 6 | NC | 37 | North Carolina | Southern Seaboard
37185 | 6 | NC | 37 | North Carolina | Southern Seaboard
37187 | 6 | NC | 37 | North Carolina | Southern Seaboard
37189 | 6 | NC | 37 | North Carolina | Southern Seaboard
37191 | 6 | NC | 37 | North Carolina | Southern Seaboard
37193 | 6 | NC | 37 | North Carolina | Southern Seaboard
37195 | 6 | NC | 37 | North Carolina | Southern Seaboard
37197 | 6 | NC | 37 | North Carolina | Southern Seaboard
37199 | 5 | NC | 37 | North Carolina | Eastern Uplands
38001 | 3 | ND | 38 | North Dakota | Northern Great Plains
38003 | 3 | ND | 38 | North Dakota | Northern Great Plains
38005 | 3 | ND | 38 | North Dakota | Northern Great Plains
38007 | 3 | ND | 38 | North Dakota | Northern Great Plains
38009 | 3 | ND | 38 | North Dakota | Northern Great Plains
38011 | 3 | ND | 38 | North Dakota | Northern Great Plains
38013 | 3 | ND | 38 | North Dakota | Northern Great Plains
38015 | 3 | ND | 38 | North Dakota | Northern Great Plains
38017 | 3 | ND | 38 | North Dakota | Northern Great Plains
38019 | 3 | ND | 38 | North Dakota | Northern Great Plains
38021 | 3 | ND | 38 | North Dakota | Northern Great Plains
38023 | 3 | ND | 38 | North Dakota | Northern Great Plains
38025 | 3 | ND | 38 | North Dakota | Northern Great Plains
38027 | 3 | ND | 38 | North Dakota | Northern Great Plains
38029 | 3 | ND | 38 | North Dakota | Northern Great Plains
38031 | 3 | ND | 38 | North Dakota | Northern Great Plains
38033 | 3 | ND | 38 | North Dakota | Northern Great Plains
38035 | 3 | ND | 38 | North Dakota | Northern Great Plains
38037 | 3 | ND | 38 | North Dakota | Northern Great Plains
38039 | 3 | ND | 38 | North Dakota | Northern Great Plains
38041 | 3 | ND | 38 | North Dakota | Northern Great Plains
38043 | 3 | ND | 38 | North Dakota | Northern Great Plains
38045 | 3 | ND | 38 | North Dakota | Northern Great Plains
38047 | 3 | ND | 38 | North Dakota | Northern Great Plains
38049 | 3 | ND | 38 | North Dakota | Northern Great Plains
38051 | 3 | ND | 38 | North Dakota | Northern Great Plains
38053 | 3 | ND | 38 | North Dakota | Northern Great Plains
38055 | 3 | ND | 38 | North Dakota | Northern Great Plains
38057 | 3 | ND | 38 | North Dakota | Northern Great Plains
38059 | 3 | ND | 38 | North Dakota | Northern Great Plains
38061 | 3 | ND | 38 | North Dakota | Northern Great Plains
38063 | 3 | ND | 38 | North Dakota | Northern Great Plains
38065 | 3 | ND | 38 | North Dakota | Northern Great Plains
38067 | 3 | ND | 38 | North Dakota | Northern Great Plains
38069 | 3 | ND | 38 | North Dakota | Northern Great Plains
38071 | 3 | ND | 38 | North Dakota | Northern Great Plains
38073 | 3 | ND | 38 | North Dakota | Northern Great Plains
38075 | 3 | ND | 38 | North Dakota | Northern Great Plains
38077 | 3 | ND | 38 | North Dakota | Northern Great Plains
38079 | 3 | ND | 38 | North Dakota | Northern Great Plains
38081 | 3 | ND | 38 | North Dakota | Northern Great Plains
38083 | 3 | ND | 38 | North Dakota | Northern Great Plains
38085 | 3 | ND | 38 | North Dakota | Northern Great Plains
38087 | 3 | ND | 38 | North Dakota | Northern Great Plains
38089 | 3 | ND | 38 | North Dakota | Northern Great Plains
38091 | 3 | ND | 38 | North Dakota | Northern Great Plains
38093 | 3 | ND | 38 | North Dakota | Northern Great Plains
38095 | 3 | ND | 38 | North Dakota | Northern Great Plains
38097 | 3 | ND | 38 | North Dakota | Northern Great Plains
38099 | 3 | ND | 38 | North Dakota | Northern Great Plains
38101 | 3 | ND | 38 | North Dakota | Northern Great Plains
38103 | 3 | ND | 38 | North Dakota | Northern Great Plains
38105 | 3 | ND | 38 | North Dakota | Northern Great Plains
39001 | 1 | OH | 39 | Ohio | Heartland
39003 | 1 | OH | 39 | Ohio | Heartland
39005 | 2 | OH | 39 | Ohio | Northern Crescent
39007 | 2 | OH | 39 | Ohio | Northern Crescent
39009 | 5 | OH | 39 | Ohio | Eastern Uplands
39011 | 1 | OH | 39 | Ohio | Heartland
39013 | 5 | OH | 39 | Ohio | Eastern Uplands
39015 | 1 | OH | 39 | Ohio | Heartland
39017 | 1 | OH | 39 | Ohio | Heartland
39019 | 5 | OH | 39 | Ohio | Eastern Uplands
39021 | 1 | OH | 39 | Ohio | Heartland
39023 | 1 | OH | 39 | Ohio | Heartland
39025 | 1 | OH | 39 | Ohio | Heartland
39027 | 1 | OH | 39 | Ohio | Heartland
39029 | 2 | OH | 39 | Ohio | Northern Crescent
39031 | 5 | OH | 39 | Ohio | Eastern Uplands
39033 | 2 | OH | 39 | Ohio | Northern Crescent
39035 | 2 | OH | 39 | Ohio | Northern Crescent
39037 | 1 | OH | 39 | Ohio | Heartland
39039 | 1 | OH | 39 | Ohio | Heartland
39041 | 1 | OH | 39 | Ohio | Heartland
39043 | 2 | OH | 39 | Ohio | Northern Crescent
39045 | 1 | OH | 39 | Ohio | Heartland
39047 | 1 | OH | 39 | Ohio | Heartland
39049 | 1 | OH | 39 | Ohio | Heartland
39051 | 1 | OH | 39 | Ohio | Heartland
39053 | 1 | OH | 39 | Ohio | Heartland
39055 | 2 | OH | 39 | Ohio | Northern Crescent
39057 | 1 | OH | 39 | Ohio | Heartland
39059 | 5 | OH | 39 | Ohio | Eastern Uplands
39061 | 1 | OH | 39 | Ohio | Heartland
39063 | 1 | OH | 39 | Ohio | Heartland
39065 | 1 | OH | 39 | Ohio | Heartland
39067 | 5 | OH | 39 | Ohio | Eastern Uplands
39069 | 1 | OH | 39 | Ohio | Heartland
39071 | 1 | OH | 39 | Ohio | Heartland
39073 | 5 | OH | 39 | Ohio | Eastern Uplands
39075 | 5 | OH | 39 | Ohio | Eastern Uplands
39077 | 2 | OH | 39 | Ohio | Northern Crescent
39079 | 1 | OH | 39 | Ohio | Heartland
39081 | 5 | OH | 39 | Ohio | Eastern Uplands
39083 | 1 | OH | 39 | Ohio | Heartland
39085 | 2 | OH | 39 | Ohio | Northern Crescent
39087 | 1 | OH | 39 | Ohio | Heartland
39089 | 1 | OH | 39 | Ohio | Heartland
39091 | 1 | OH | 39 | Ohio | Heartland
39093 | 2 | OH | 39 | Ohio | Northern Crescent
39095 | 1 | OH | 39 | Ohio | Heartland
39097 | 1 | OH | 39 | Ohio | Heartland
39099 | 2 | OH | 39 | Ohio | Northern Crescent
39101 | 1 | OH | 39 | Ohio | Heartland
39103 | 2 | OH | 39 | Ohio | Northern Crescent
39105 | 5 | OH | 39 | Ohio | Eastern Uplands
39107 | 1 | OH | 39 | Ohio | Heartland
39109 | 1 | OH | 39 | Ohio | Heartland
39111 | 5 | OH | 39 | Ohio | Eastern Uplands
39113 | 1 | OH | 39 | Ohio | Heartland
39115 | 5 | OH | 39 | Ohio | Eastern Uplands
39117 | 1 | OH | 39 | Ohio | Heartland
39119 | 5 | OH | 39 | Ohio | Eastern Uplands
39121 | 5 | OH | 39 | Ohio | Eastern Uplands
39123 | 2 | OH | 39 | Ohio | Northern Crescent
39125 | 1 | OH | 39 | Ohio | Heartland
39127 | 5 | OH | 39 | Ohio | Eastern Uplands
39129 | 1 | OH | 39 | Ohio | Heartland
39131 | 1 | OH | 39 | Ohio | Heartland
39133 | 2 | OH | 39 | Ohio | Northern Crescent
39135 | 1 | OH | 39 | Ohio | Heartland
39137 | 1 | OH | 39 | Ohio | Heartland
39139 | 2 | OH | 39 | Ohio | Northern Crescent
39141 | 1 | OH | 39 | Ohio | Heartland
39143 | 2 | OH | 39 | Ohio | Northern Crescent
39145 | 1 | OH | 39 | Ohio | Heartland
39147 | 2 | OH | 39 | Ohio | Northern Crescent
39149 | 1 | OH | 39 | Ohio | Heartland
39151 | 2 | OH | 39 | Ohio | Northern Crescent
39153 | 2 | OH | 39 | Ohio | Northern Crescent
39155 | 2 | OH | 39 | Ohio | Northern Crescent
39157 | 5 | OH | 39 | Ohio | Eastern Uplands
39159 | 1 | OH | 39 | Ohio | Heartland
39161 | 1 | OH | 39 | Ohio | Heartland
39163 | 5 | OH | 39 | Ohio | Eastern Uplands
39165 | 1 | OH | 39 | Ohio | Heartland
39167 | 5 | OH | 39 | Ohio | Eastern Uplands
39169 | 2 | OH | 39 | Ohio | Northern Crescent
39171 | 1 | OH | 39 | Ohio | Heartland
39173 | 1 | OH | 39 | Ohio | Heartland
39175 | 2 | OH | 39 | Ohio | Northern Crescent
40001 | 5 | OK | 40 | Oklahoma | Eastern Uplands
40003 | 4 | OK | 40 | Oklahoma | Prairie Gateway
40005 | 4 | OK | 40 | Oklahoma | Prairie Gateway
40007 | 4 | OK | 40 | Oklahoma | Prairie Gateway
40009 | 4 | OK | 40 | Oklahoma | Prairie Gateway
40011 | 4 | OK | 40 | Oklahoma | Prairie Gateway
40013 | 4 | OK | 40 | Oklahoma | Prairie Gateway
40015 | 4 | OK | 40 | Oklahoma | Prairie Gateway
40017 | 4 | OK | 40 | Oklahoma | Prairie Gateway
40019 | 4 | OK | 40 | Oklahoma | Prairie Gateway
40021 | 5 | OK | 40 | Oklahoma | Eastern Uplands
40023 | 5 | OK | 40 | Oklahoma | Eastern Uplands
40025 | 4 | OK | 40 | Oklahoma | Prairie Gateway
40027 | 4 | OK | 40 | Oklahoma | Prairie Gateway
40029 | 4 | OK | 40 | Oklahoma | Prairie Gateway
40031 | 4 | OK | 40 | Oklahoma | Prairie Gateway
40033 | 4 | OK | 40 | Oklahoma | Prairie Gateway
40035 | 5 | OK | 40 | Oklahoma | Eastern Uplands
40037 | 4 | OK | 40 | Oklahoma | Prairie Gateway
40039 | 4 | OK | 40 | Oklahoma | Prairie Gateway
40041 | 5 | OK | 40 | Oklahoma | Eastern Uplands
40043 | 4 | OK | 40 | Oklahoma | Prairie Gateway
40045 | 4 | OK | 40 | Oklahoma | Prairie Gateway
40047 | 4 | OK | 40 | Oklahoma | Prairie Gateway
40049 | 4 | OK | 40 | Oklahoma | Prairie Gateway
40051 | 4 | OK | 40 | Oklahoma | Prairie Gateway
40053 | 4 | OK | 40 | Oklahoma | Prairie Gateway
40055 | 4 | OK | 40 | Oklahoma | Prairie Gateway
40057 | 4 | OK | 40 | Oklahoma | Prairie Gateway
40059 | 4 | OK | 40 | Oklahoma | Prairie Gateway
40061 | 5 | OK | 40 | Oklahoma | Eastern Uplands
40063 | 5 | OK | 40 | Oklahoma | Eastern Uplands
40065 | 4 | OK | 40 | Oklahoma | Prairie Gateway
40067 | 4 | OK | 40 | Oklahoma | Prairie Gateway
40069 | 4 | OK | 40 | Oklahoma | Prairie Gateway
40071 | 4 | OK | 40 | Oklahoma | Prairie Gateway
40073 | 4 | OK | 40 | Oklahoma | Prairie Gateway
40075 | 4 | OK | 40 | Oklahoma | Prairie Gateway
40077 | 5 | OK | 40 | Oklahoma | Eastern Uplands
40079 | 5 | OK | 40 | Oklahoma | Eastern Uplands
40081 | 4 | OK | 40 | Oklahoma | Prairie Gateway
40083 | 4 | OK | 40 | Oklahoma | Prairie Gateway
40085 | 4 | OK | 40 | Oklahoma | Prairie Gateway
40087 | 4 | OK | 40 | Oklahoma | Prairie Gateway
40089 | 5 | OK | 40 | Oklahoma | Eastern Uplands
40091 | 5 | OK | 40 | Oklahoma | Eastern Uplands
40093 | 4 | OK | 40 | Oklahoma | Prairie Gateway
40095 | 4 | OK | 40 | Oklahoma | Prairie Gateway
40097 | 5 | OK | 40 | Oklahoma | Eastern Uplands
40099 | 4 | OK | 40 | Oklahoma | Prairie Gateway
40101 | 5 | OK | 40 | Oklahoma | Eastern Uplands
40103 | 4 | OK | 40 | Oklahoma | Prairie Gateway
40105 | 5 | OK | 40 | Oklahoma | Eastern Uplands
40107 | 4 | OK | 40 | Oklahoma | Prairie Gateway
40109 | 4 | OK | 40 | Oklahoma | Prairie Gateway
40111 | 5 | OK | 40 | Oklahoma | Eastern Uplands
40113 | 5 | OK | 40 | Oklahoma | Eastern Uplands
40115 | 5 | OK | 40 | Oklahoma | Eastern Uplands
40117 | 5 | OK | 40 | Oklahoma | Eastern Uplands
40119 | 4 | OK | 40 | Oklahoma | Prairie Gateway
40121 | 5 | OK | 40 | Oklahoma | Eastern Uplands
40123 | 4 | OK | 40 | Oklahoma | Prairie Gateway
40125 | 4 | OK | 40 | Oklahoma | Prairie Gateway
40127 | 5 | OK | 40 | Oklahoma | Eastern Uplands
40129 | 4 | OK | 40 | Oklahoma | Prairie Gateway
40131 | 5 | OK | 40 | Oklahoma | Eastern Uplands
40133 | 4 | OK | 40 | Oklahoma | Prairie Gateway
40135 | 5 | OK | 40 | Oklahoma | Eastern Uplands
40137 | 4 | OK | 40 | Oklahoma | Prairie Gateway
40139 | 4 | OK | 40 | Oklahoma | Prairie Gateway
40141 | 4 | OK | 40 | Oklahoma | Prairie Gateway
40143 | 5 | OK | 40 | Oklahoma | Eastern Uplands
40145 | 5 | OK | 40 | Oklahoma | Eastern Uplands
40147 | 5 | OK | 40 | Oklahoma | Eastern Uplands
40149 | 4 | OK | 40 | Oklahoma | Prairie Gateway
40151 | 4 | OK | 40 | Oklahoma | Prairie Gateway
40153 | 4 | OK | 40 | Oklahoma | Prairie Gateway
41001 | 7 | OR | 41 | Oregon | Fruitful Rim
41003 | 7 | OR | 41 | Oregon | Fruitful Rim
41005 | 7 | OR | 41 | Oregon | Fruitful Rim
41007 | 7 | OR | 41 | Oregon | Fruitful Rim
41009 | 7 | OR | 41 | Oregon | Fruitful Rim
41011 | 7 | OR | 41 | Oregon | Fruitful Rim
41013 | 8 | OR | 41 | Oregon | Basin and Range
41015 | 7 | OR | 41 | Oregon | Fruitful Rim
41017 | 8 | OR | 41 | Oregon | Basin and Range
41019 | 7 | OR | 41 | Oregon | Fruitful Rim
41021 | 8 | OR | 41 | Oregon | Basin and Range
41023 | 8 | OR | 41 | Oregon | Basin and Range
41025 | 8 | OR | 41 | Oregon | Basin and Range
41027 | 8 | OR | 41 | Oregon | Basin and Range
41029 | 7 | OR | 41 | Oregon | Fruitful Rim
41031 | 8 | OR | 41 | Oregon | Basin and Range
41033 | 7 | OR | 41 | Oregon | Fruitful Rim
41035 | 8 | OR | 41 | Oregon | Basin and Range
41037 | 8 | OR | 41 | Oregon | Basin and Range
41039 | 7 | OR | 41 | Oregon | Fruitful Rim
41041 | 7 | OR | 41 | Oregon | Fruitful Rim
41043 | 7 | OR | 41 | Oregon | Fruitful Rim
41045 | 8 | OR | 41 | Oregon | Basin and Range
41047 | 7 | OR | 41 | Oregon | Fruitful Rim
41049 | 8 | OR | 41 | Oregon | Basin and Range
41051 | 7 | OR | 41 | Oregon | Fruitful Rim
41053 | 7 | OR | 41 | Oregon | Fruitful Rim
41055 | 8 | OR | 41 | Oregon | Basin and Range
41057 | 7 | OR | 41 | Oregon | Fruitful Rim
41059 | 7 | OR | 41 | Oregon | Fruitful Rim
41061 | 7 | OR | 41 | Oregon | Fruitful Rim
41063 | 7 | OR | 41 | Oregon | Fruitful Rim
41065 | 8 | OR | 41 | Oregon | Basin and Range
41067 | 7 | OR | 41 | Oregon | Fruitful Rim
41069 | 8 | OR | 41 | Oregon | Basin and Range
41071 | 7 | OR | 41 | Oregon | Fruitful Rim
42001 | 2 | PA | 42 | Pennsylvania | Northern Crescent
42003 | 5 | PA | 42 | Pennsylvania | Eastern Uplands
42005 | 5 | PA | 42 | Pennsylvania | Eastern Uplands
42007 | 5 | PA | 42 | Pennsylvania | Eastern Uplands
42009 | 2 | PA | 42 | Pennsylvania | Northern Crescent
42011 | 2 | PA | 42 | Pennsylvania | Northern Crescent
42013 | 2 | PA | 42 | Pennsylvania | Northern Crescent
42015 | 2 | PA | 42 | Pennsylvania | Northern Crescent
42017 | 2 | PA | 42 | Pennsylvania | Northern Crescent
42019 | 5 | PA | 42 | Pennsylvania | Eastern Uplands
42021 | 2 | PA | 42 | Pennsylvania | Northern Crescent
42023 | 2 | PA | 42 | Pennsylvania | Northern Crescent
42025 | 2 | PA | 42 | Pennsylvania | Northern Crescent
42027 | 2 | PA | 42 | Pennsylvania | Northern Crescent
42029 | 2 | PA | 42 | Pennsylvania | Northern Crescent
42031 | 5 | PA | 42 | Pennsylvania | Eastern Uplands
42033 | 2 | PA | 42 | Pennsylvania | Northern Crescent
42035 | 2 | PA | 42 | Pennsylvania | Northern Crescent
42037 | 2 | PA | 42 | Pennsylvania | Northern Crescent
42039 | 2 | PA | 42 | Pennsylvania | Northern Crescent
42041 | 2 | PA | 42 | Pennsylvania | Northern Crescent
42043 | 2 | PA | 42 | Pennsylvania | Northern Crescent
42045 | 2 | PA | 42 | Pennsylvania | Northern Crescent
42047 | 2 | PA | 42 | Pennsylvania | Northern Crescent
42049 | 2 | PA | 42 | Pennsylvania | Northern Crescent
42051 | 5 | PA | 42 | Pennsylvania | Eastern Uplands
42053 | 2 | PA | 42 | Pennsylvania | Northern Crescent
42055 | 2 | PA | 42 | Pennsylvania | Northern Crescent
42057 | 2 | PA | 42 | Pennsylvania | Northern Crescent
42059 | 5 | PA | 42 | Pennsylvania | Eastern Uplands
42061 | 2 | PA | 42 | Pennsylvania | Northern Crescent
42063 | 5 | PA | 42 | Pennsylvania | Eastern Uplands
42065 | 5 | PA | 42 | Pennsylvania | Eastern Uplands
42067 | 2 | PA | 42 | Pennsylvania | Northern Crescent
42069 | 2 | PA | 42 | Pennsylvania | Northern Crescent
42071 | 2 | PA | 42 | Pennsylvania | Northern Crescent
42073 | 5 | PA | 42 | Pennsylvania | Eastern Uplands
42075 | 2 | PA | 42 | Pennsylvania | Northern Crescent
42077 | 2 | PA | 42 | Pennsylvania | Northern Crescent
42079 | 2 | PA | 42 | Pennsylvania | Northern Crescent
42081 | 2 | PA | 42 | Pennsylvania | Northern Crescent
42083 | 2 | PA | 42 | Pennsylvania | Northern Crescent
42085 | 2 | PA | 42 | Pennsylvania | Northern Crescent
42087 | 2 | PA | 42 | Pennsylvania | Northern Crescent
42089 | 2 | PA | 42 | Pennsylvania | Northern Crescent
42091 | 2 | PA | 42 | Pennsylvania | Northern Crescent
42093 | 2 | PA | 42 | Pennsylvania | Northern Crescent
42095 | 2 | PA | 42 | Pennsylvania | Northern Crescent
42097 | 2 | PA | 42 | Pennsylvania | Northern Crescent
42099 | 2 | PA | 42 | Pennsylvania | Northern Crescent
42101 | 2 | PA | 42 | Pennsylvania | Northern Crescent
42103 | 2 | PA | 42 | Pennsylvania | Northern Crescent
42105 | 2 | PA | 42 | Pennsylvania | Northern Crescent
42107 | 2 | PA | 42 | Pennsylvania | Northern Crescent
42109 | 2 | PA | 42 | Pennsylvania | Northern Crescent
42111 | 5 | PA | 42 | Pennsylvania | Eastern Uplands
42113 | 2 | PA | 42 | Pennsylvania | Northern Crescent
42115 | 2 | PA | 42 | Pennsylvania | Northern Crescent
42117 | 2 | PA | 42 | Pennsylvania | Northern Crescent
42119 | 2 | PA | 42 | Pennsylvania | Northern Crescent
42121 | 2 | PA | 42 | Pennsylvania | Northern Crescent
42123 | 2 | PA | 42 | Pennsylvania | Northern Crescent
42125 | 5 | PA | 42 | Pennsylvania | Eastern Uplands
42127 | 2 | PA | 42 | Pennsylvania | Northern Crescent
42129 | 5 | PA | 42 | Pennsylvania | Eastern Uplands
42131 | 2 | PA | 42 | Pennsylvania | Northern Crescent
42133 | 2 | PA | 42 | Pennsylvania | Northern Crescent
44001 | 2 | RI | 44 | Rhode Island | Northern Crescent
44003 | 2 | RI | 44 | Rhode Island | Northern Crescent
44005 | 2 | RI | 44 | Rhode Island | Northern Crescent
44007 | 2 | RI | 44 | Rhode Island | Northern Crescent
44009 | 2 | RI | 44 | Rhode Island | Northern Crescent
45001 | 6 | SC | 45 | South Carolina | Southern Seaboard
45003 | 6 | SC | 45 | South Carolina | Southern Seaboard
45005 | 7 | SC | 45 | South Carolina | Fruitful Rim
45007 | 6 | SC | 45 | South Carolina | Southern Seaboard
45009 | 7 | SC | 45 | South Carolina | Fruitful Rim
45011 | 7 | SC | 45 | South Carolina | Fruitful Rim
45013 | 7 | SC | 45 | South Carolina | Fruitful Rim
45015 | 7 | SC | 45 | South Carolina | Fruitful Rim
45017 | 6 | SC | 45 | South Carolina | Southern Seaboard
45019 | 7 | SC | 45 | South Carolina | Fruitful Rim
45021 | 6 | SC | 45 | South Carolina | Southern Seaboard
45023 | 6 | SC | 45 | South Carolina | Southern Seaboard
45025 | 6 | SC | 45 | South Carolina | Southern Seaboard
45027 | 6 | SC | 45 | South Carolina | Southern Seaboard
45029 | 7 | SC | 45 | South Carolina | Fruitful Rim
45031 | 6 | SC | 45 | South Carolina | Southern Seaboard
45033 | 6 | SC | 45 | South Carolina | Southern Seaboard
45035 | 7 | SC | 45 | South Carolina | Fruitful Rim
45037 | 6 | SC | 45 | South Carolina | Southern Seaboard
45039 | 6 | SC | 45 | South Carolina | Southern Seaboard
45041 | 6 | SC | 45 | South Carolina | Southern Seaboard
45043 | 6 | SC | 45 | South Carolina | Southern Seaboard
45045 | 6 | SC | 45 | South Carolina | Southern Seaboard
45047 | 6 | SC | 45 | South Carolina | Southern Seaboard
45049 | 7 | SC | 45 | South Carolina | Fruitful Rim
45051 | 6 | SC | 45 | South Carolina | Southern Seaboard
45053 | 7 | SC | 45 | South Carolina | Fruitful Rim
45055 | 6 | SC | 45 | South Carolina | Southern Seaboard
45057 | 6 | SC | 45 | South Carolina | Southern Seaboard
45059 | 6 | SC | 45 | South Carolina | Southern Seaboard
45061 | 6 | SC | 45 | South Carolina | Southern Seaboard
45063 | 6 | SC | 45 | South Carolina | Southern Seaboard
45065 | 6 | SC | 45 | South Carolina | Southern Seaboard
45067 | 6 | SC | 45 | South Carolina | Southern Seaboard
45069 | 6 | SC | 45 | South Carolina | Southern Seaboard
45071 | 6 | SC | 45 | South Carolina | Southern Seaboard
45073 | 6 | SC | 45 | South Carolina | Southern Seaboard
45075 | 6 | SC | 45 | South Carolina | Southern Seaboard
45077 | 6 | SC | 45 | South Carolina | Southern Seaboard
45079 | 6 | SC | 45 | South Carolina | Southern Seaboard
45081 | 6 | SC | 45 | South Carolina | Southern Seaboard
45083 | 6 | SC | 45 | South Carolina | Southern Seaboard
45085 | 6 | SC | 45 | South Carolina | Southern Seaboard
45087 | 6 | SC | 45 | South Carolina | Southern Seaboard
45089 | 6 | SC | 45 | South Carolina | Southern Seaboard
45091 | 6 | SC | 45 | South Carolina | Southern Seaboard
46003 | 3 | SD | 46 | South Dakota | Northern Great Plains
46005 | 3 | SD | 46 | South Dakota | Northern Great Plains
46007 | 3 | SD | 46 | South Dakota | Northern Great Plains
46009 | 1 | SD | 46 | South Dakota | Heartland
46011 | 1 | SD | 46 | South Dakota | Heartland
46013 | 3 | SD | 46 | South Dakota | Northern Great Plains
46015 | 3 | SD | 46 | South Dakota | Northern Great Plains
46017 | 3 | SD | 46 | South Dakota | Northern Great Plains
46019 | 3 | SD | 46 | South Dakota | Northern Great Plains
46021 | 3 | SD | 46 | South Dakota | Northern Great Plains
46023 | 1 | SD | 46 | South Dakota | Heartland
46025 | 3 | SD | 46 | South Dakota | Northern Great Plains
46027 | 1 | SD | 46 | South Dakota | Heartland
46029 | 3 | SD | 46 | South Dakota | Northern Great Plains
46031 | 3 | SD | 46 | South Dakota | Northern Great Plains
46033 | 3 | SD | 46 | South Dakota | Northern Great Plains
46035 | 1 | SD | 46 | South Dakota | Heartland
46037 | 3 | SD | 46 | South Dakota | Northern Great Plains
46039 | 3 | SD | 46 | South Dakota | Northern Great Plains
46041 | 3 | SD | 46 | South Dakota | Northern Great Plains
46043 | 1 | SD | 46 | South Dakota | Heartland
46045 | 3 | SD | 46 | South Dakota | Northern Great Plains
46047 | 3 | SD | 46 | South Dakota | Northern Great Plains
46049 | 3 | SD | 46 | South Dakota | Northern Great Plains
46051 | 3 | SD | 46 | South Dakota | Northern Great Plains
46053 | 3 | SD | 46 | South Dakota | Northern Great Plains
46055 | 3 | SD | 46 | South Dakota | Northern Great Plains
46057 | 3 | SD | 46 | South Dakota | Northern Great Plains
46059 | 3 | SD | 46 | South Dakota | Northern Great Plains
46061 | 1 | SD | 46 | South Dakota | Heartland
46063 | 3 | SD | 46 | South Dakota | Northern Great Plains
46065 | 3 | SD | 46 | South Dakota | Northern Great Plains
46067 | 1 | SD | 46 | South Dakota | Heartland
46069 | 3 | SD | 46 | South Dakota | Northern Great Plains
46071 | 3 | SD | 46 | South Dakota | Northern Great Plains
46073 | 3 | SD | 46 | South Dakota | Northern Great Plains
46075 | 3 | SD | 46 | South Dakota | Northern Great Plains
46077 | 1 | SD | 46 | South Dakota | Heartland
46079 | 1 | SD | 46 | South Dakota | Heartland
46081 | 3 | SD | 46 | South Dakota | Northern Great Plains
46083 | 1 | SD | 46 | South Dakota | Heartland
46085 | 3 | SD | 46 | South Dakota | Northern Great Plains
46087 | 1 | SD | 46 | South Dakota | Heartland
46089 | 3 | SD | 46 | South Dakota | Northern Great Plains
46091 | 3 | SD | 46 | South Dakota | Northern Great Plains
46093 | 3 | SD | 46 | South Dakota | Northern Great Plains
46095 | 3 | SD | 46 | South Dakota | Northern Great Plains
46097 | 1 | SD | 46 | South Dakota | Heartland
46099 | 1 | SD | 46 | South Dakota | Heartland
46101 | 1 | SD | 46 | South Dakota | Heartland
46102 | 3 | SD | 46 | South Dakota | Northern Great Plains
46103 | 3 | SD | 46 | South Dakota | Northern Great Plains
46105 | 3 | SD | 46 | South Dakota | Northern Great Plains
46107 | 3 | SD | 46 | South Dakota | Northern Great Plains
46109 | 3 | SD | 46 | South Dakota | Northern Great Plains
46111 | 1 | SD | 46 | South Dakota | Heartland
46115 | 3 | SD | 46 | South Dakota | Northern Great Plains
46117 | 3 | SD | 46 | South Dakota | Northern Great Plains
46119 | 3 | SD | 46 | South Dakota | Northern Great Plains
46121 | 3 | SD | 46 | South Dakota | Northern Great Plains
46123 | 3 | SD | 46 | South Dakota | Northern Great Plains
46125 | 1 | SD | 46 | South Dakota | Heartland
46127 | 1 | SD | 46 | South Dakota | Heartland
46129 | 3 | SD | 46 | South Dakota | Northern Great Plains
46135 | 1 | SD | 46 | South Dakota | Heartland
46137 | 3 | SD | 46 | South Dakota | Northern Great Plains
47001 | 5 | TN | 47 | Tennessee | Eastern Uplands
47003 | 5 | TN | 47 | Tennessee | Eastern Uplands
47005 | 9 | TN | 47 | Tennessee | Mississippi Portal
47007 | 5 | TN | 47 | Tennessee | Eastern Uplands
47009 | 5 | TN | 47 | Tennessee | Eastern Uplands
47011 | 5 | TN | 47 | Tennessee | Eastern Uplands
47013 | 5 | TN | 47 | Tennessee | Eastern Uplands
47015 | 5 | TN | 47 | Tennessee | Eastern Uplands
47017 | 9 | TN | 47 | Tennessee | Mississippi Portal
47019 | 5 | TN | 47 | Tennessee | Eastern Uplands
47021 | 9 | TN | 47 | Tennessee | Mississippi Portal
47023 | 9 | TN | 47 | Tennessee | Mississippi Portal
47025 | 5 | TN | 47 | Tennessee | Eastern Uplands
47027 | 5 | TN | 47 | Tennessee | Eastern Uplands
47029 | 5 | TN | 47 | Tennessee | Eastern Uplands
47031 | 5 | TN | 47 | Tennessee | Eastern Uplands
47033 | 9 | TN | 47 | Tennessee | Mississippi Portal
47035 | 5 | TN | 47 | Tennessee | Eastern Uplands
47037 | 5 | TN | 47 | Tennessee | Eastern Uplands
47039 | 9 | TN | 47 | Tennessee | Mississippi Portal
47041 | 5 | TN | 47 | Tennessee | Eastern Uplands
47043 | 9 | TN | 47 | Tennessee | Mississippi Portal
47045 | 9 | TN | 47 | Tennessee | Mississippi Portal
47047 | 9 | TN | 47 | Tennessee | Mississippi Portal
47049 | 5 | TN | 47 | Tennessee | Eastern Uplands
47051 | 5 | TN | 47 | Tennessee | Eastern Uplands
47053 | 9 | TN | 47 | Tennessee | Mississippi Portal
47055 | 5 | TN | 47 | Tennessee | Eastern Uplands
47057 | 5 | TN | 47 | Tennessee | Eastern Uplands
47059 | 5 | TN | 47 | Tennessee | Eastern Uplands
47061 | 5 | TN | 47 | Tennessee | Eastern Uplands
47063 | 5 | TN | 47 | Tennessee | Eastern Uplands
47065 | 5 | TN | 47 | Tennessee | Eastern Uplands
47067 | 5 | TN | 47 | Tennessee | Eastern Uplands
47069 | 9 | TN | 47 | Tennessee | Mississippi Portal
47071 | 9 | TN | 47 | Tennessee | Mississippi Portal
47073 | 5 | TN | 47 | Tennessee | Eastern Uplands
47075 | 9 | TN | 47 | Tennessee | Mississippi Portal
47077 | 9 | TN | 47 | Tennessee | Mississippi Portal
47079 | 9 | TN | 47 | Tennessee | Mississippi Portal
47081 | 9 | TN | 47 | Tennessee | Mississippi Portal
47083 | 9 | TN | 47 | Tennessee | Mississippi Portal
47085 | 9 | TN | 47 | Tennessee | Mississippi Portal
47087 | 5 | TN | 47 | Tennessee | Eastern Uplands
47089 | 5 | TN | 47 | Tennessee | Eastern Uplands
47091 | 5 | TN | 47 | Tennessee | Eastern Uplands
47093 | 5 | TN | 47 | Tennessee | Eastern Uplands
47095 | 9 | TN | 47 | Tennessee | Mississippi Portal
47097 | 9 | TN | 47 | Tennessee | Mississippi Portal
47099 | 9 | TN | 47 | Tennessee | Mississippi Portal
47101 | 9 | TN | 47 | Tennessee | Mississippi Portal
47103 | 5 | TN | 47 | Tennessee | Eastern Uplands
47105 | 5 | TN | 47 | Tennessee | Eastern Uplands
47107 | 5 | TN | 47 | Tennessee | Eastern Uplands
47109 | 9 | TN | 47 | Tennessee | Mississippi Portal
47111 | 5 | TN | 47 | Tennessee | Eastern Uplands
47113 | 9 | TN | 47 | Tennessee | Mississippi Portal
47115 | 5 | TN | 47 | Tennessee | Eastern Uplands
47117 | 5 | TN | 47 | Tennessee | Eastern Uplands
47119 | 5 | TN | 47 | Tennessee | Eastern Uplands
47121 | 5 | TN | 47 | Tennessee | Eastern Uplands
47123 | 5 | TN | 47 | Tennessee | Eastern Uplands
47125 | 9 | TN | 47 | Tennessee | Mississippi Portal
47127 | 5 | TN | 47 | Tennessee | Eastern Uplands
47129 | 5 | TN | 47 | Tennessee | Eastern Uplands
47131 | 9 | TN | 47 | Tennessee | Mississippi Portal
47133 | 5 | TN | 47 | Tennessee | Eastern Uplands
47135 | 9 | TN | 47 | Tennessee | Mississippi Portal
47137 | 5 | TN | 47 | Tennessee | Eastern Uplands
47139 | 5 | TN | 47 | Tennessee | Eastern Uplands
47141 | 5 | TN | 47 | Tennessee | Eastern Uplands
47143 | 5 | TN | 47 | Tennessee | Eastern Uplands
47145 | 5 | TN | 47 | Tennessee | Eastern Uplands
47147 | 9 | TN | 47 | Tennessee | Mississippi Portal
47149 | 5 | TN | 47 | Tennessee | Eastern Uplands
47151 | 5 | TN | 47 | Tennessee | Eastern Uplands
47153 | 5 | TN | 47 | Tennessee | Eastern Uplands
47155 | 5 | TN | 47 | Tennessee | Eastern Uplands
47157 | 9 | TN | 47 | Tennessee | Mississippi Portal
47159 | 5 | TN | 47 | Tennessee | Eastern Uplands
47161 | 9 | TN | 47 | Tennessee | Mississippi Portal
47163 | 5 | TN | 47 | Tennessee | Eastern Uplands
47165 | 5 | TN | 47 | Tennessee | Eastern Uplands
47167 | 9 | TN | 47 | Tennessee | Mississippi Portal
47169 | 5 | TN | 47 | Tennessee | Eastern Uplands
47171 | 5 | TN | 47 | Tennessee | Eastern Uplands
47173 | 5 | TN | 47 | Tennessee | Eastern Uplands
47175 | 5 | TN | 47 | Tennessee | Eastern Uplands
47177 | 5 | TN | 47 | Tennessee | Eastern Uplands
47179 | 5 | TN | 47 | Tennessee | Eastern Uplands
47181 | 9 | TN | 47 | Tennessee | Mississippi Portal
47183 | 9 | TN | 47 | Tennessee | Mississippi Portal
47185 | 5 | TN | 47 | Tennessee | Eastern Uplands
47187 | 5 | TN | 47 | Tennessee | Eastern Uplands
47189 | 5 | TN | 47 | Tennessee | Eastern Uplands
48001 | 6 | TX | 48 | Texas | Southern Seaboard
48003 | 4 | TX | 48 | Texas | Prairie Gateway
48005 | 6 | TX | 48 | Texas | Southern Seaboard
48007 | 7 | TX | 48 | Texas | Fruitful Rim
48009 | 4 | TX | 48 | Texas | Prairie Gateway
48011 | 4 | TX | 48 | Texas | Prairie Gateway
48013 | 7 | TX | 48 | Texas | Fruitful Rim
48015 | 4 | TX | 48 | Texas | Prairie Gateway
48017 | 4 | TX | 48 | Texas | Prairie Gateway
48019 | 4 | TX | 48 | Texas | Prairie Gateway
48021 | 4 | TX | 48 | Texas | Prairie Gateway
48023 | 4 | TX | 48 | Texas | Prairie Gateway
48025 | 4 | TX | 48 | Texas | Prairie Gateway
48027 | 4 | TX | 48 | Texas | Prairie Gateway
48029 | 4 | TX | 48 | Texas | Prairie Gateway
48031 | 4 | TX | 48 | Texas | Prairie Gateway
48033 | 4 | TX | 48 | Texas | Prairie Gateway
48035 | 4 | TX | 48 | Texas | Prairie Gateway
48037 | 6 | TX | 48 | Texas | Southern Seaboard
48039 | 7 | TX | 48 | Texas | Fruitful Rim
48041 | 6 | TX | 48 | Texas | Southern Seaboard
48043 | 7 | TX | 48 | Texas | Fruitful Rim
48045 | 4 | TX | 48 | Texas | Prairie Gateway
48047 | 7 | TX | 48 | Texas | Fruitful Rim
48049 | 4 | TX | 48 | Texas | Prairie Gateway
48051 | 4 | TX | 48 | Texas | Prairie Gateway
48053 | 4 | TX | 48 | Texas | Prairie Gateway
48055 | 4 | TX | 48 | Texas | Prairie Gateway
48057 | 7 | TX | 48 | Texas | Fruitful Rim
48059 | 4 | TX | 48 | Texas | Prairie Gateway
48061 | 7 | TX | 48 | Texas | Fruitful Rim
48063 | 6 | TX | 48 | Texas | Southern Seaboard
48065 | 4 | TX | 48 | Texas | Prairie Gateway
48067 | 6 | TX | 48 | Texas | Southern Seaboard
48069 | 4 | TX | 48 | Texas | Prairie Gateway
48071 | 7 | TX | 48 | Texas | Fruitful Rim
48073 | 6 | TX | 48 | Texas | Southern Seaboard
48075 | 4 | TX | 48 | Texas | Prairie Gateway
48077 | 4 | TX | 48 | Texas | Prairie Gateway
48079 | 4 | TX | 48 | Texas | Prairie Gateway
48081 | 4 | TX | 48 | Texas | Prairie Gateway
48083 | 4 | TX | 48 | Texas | Prairie Gateway
48085 | 4 | TX | 48 | Texas | Prairie Gateway
48087 | 4 | TX | 48 | Texas | Prairie Gateway
48089 | 4 | TX | 48 | Texas | Prairie Gateway
48091 | 4 | TX | 48 | Texas | Prairie Gateway
48093 | 4 | TX | 48 | Texas | Prairie Gateway
48095 | 4 | TX | 48 | Texas | Prairie Gateway
48097 | 4 | TX | 48 | Texas | Prairie Gateway
48099 | 4 | TX | 48 | Texas | Prairie Gateway
48101 | 4 | TX | 48 | Texas | Prairie Gateway
48103 | 7 | TX | 48 | Texas | Fruitful Rim
48105 | 4 | TX | 48 | Texas | Prairie Gateway
48107 | 4 | TX | 48 | Texas | Prairie Gateway
48109 | 7 | TX | 48 | Texas | Fruitful Rim
48111 | 4 | TX | 48 | Texas | Prairie Gateway
48113 | 4 | TX | 48 | Texas | Prairie Gateway
48115 | 4 | TX | 48 | Texas | Prairie Gateway
48117 | 4 | TX | 48 | Texas | Prairie Gateway
48119 | 4 | TX | 48 | Texas | Prairie Gateway
48121 | 4 | TX | 48 | Texas | Prairie Gateway
48123 | 4 | TX | 48 | Texas | Prairie Gateway
48125 | 4 | TX | 48 | Texas | Prairie Gateway
48127 | 7 | TX | 48 | Texas | Fruitful Rim
48129 | 4 | TX | 48 | Texas | Prairie Gateway
48131 | 7 | TX | 48 | Texas | Fruitful Rim
48133 | 4 | TX | 48 | Texas | Prairie Gateway
48135 | 7 | TX | 48 | Texas | Fruitful Rim
48137 | 4 | TX | 48 | Texas | Prairie Gateway
48139 | 4 | TX | 48 | Texas | Prairie Gateway
48141 | 7 | TX | 48 | Texas | Fruitful Rim
48143 | 4 | TX | 48 | Texas | Prairie Gateway
48145 | 4 | TX | 48 | Texas | Prairie Gateway
48147 | 4 | TX | 48 | Texas | Prairie Gateway
48149 | 4 | TX | 48 | Texas | Prairie Gateway
48151 | 4 | TX | 48 | Texas | Prairie Gateway
48153 | 4 | TX | 48 | Texas | Prairie Gateway
48155 | 4 | TX | 48 | Texas | Prairie Gateway
48157 | 7 | TX | 48 | Texas | Fruitful Rim
48159 | 6 | TX | 48 | Texas | Southern Seaboard
48161 | 6 | TX | 48 | Texas | Southern Seaboard
48163 | 7 | TX | 48 | Texas | Fruitful Rim
48165 | 4 | TX | 48 | Texas | Prairie Gateway
48167 | 7 | TX | 48 | Texas | Fruitful Rim
48169 | 4 | TX | 48 | Texas | Prairie Gateway
48171 | 4 | TX | 48 | Texas | Prairie Gateway
48173 | 4 | TX | 48 | Texas | Prairie Gateway
48175 | 4 | TX | 48 | Texas | Prairie Gateway
48177 | 4 | TX | 48 | Texas | Prairie Gateway
48179 | 4 | TX | 48 | Texas | Prairie Gateway
48181 | 4 | TX | 48 | Texas | Prairie Gateway
48183 | 6 | TX | 48 | Texas | Southern Seaboard
48185 | 6 | TX | 48 | Texas | Southern Seaboard
48187 | 4 | TX | 48 | Texas | Prairie Gateway
48189 | 4 | TX | 48 | Texas | Prairie Gateway
48191 | 4 | TX | 48 | Texas | Prairie Gateway
48193 | 4 | TX | 48 | Texas | Prairie Gateway
48195 | 4 | TX | 48 | Texas | Prairie Gateway
48197 | 4 | TX | 48 | Texas | Prairie Gateway
48199 | 6 | TX | 48 | Texas | Southern Seaboard
48201 | 7 | TX | 48 | Texas | Fruitful Rim
48203 | 6 | TX | 48 | Texas | Southern Seaboard
48205 | 4 | TX | 48 | Texas | Prairie Gateway
48207 | 4 | TX | 48 | Texas | Prairie Gateway
48209 | 4 | TX | 48 | Texas | Prairie Gateway
48211 | 4 | TX | 48 | Texas | Prairie Gateway
48213 | 6 | TX | 48 | Texas | Southern Seaboard
48215 | 7 | TX | 48 | Texas | Fruitful Rim
48217 | 4 | TX | 48 | Texas | Prairie Gateway
48219 | 4 | TX | 48 | Texas | Prairie Gateway
48221 | 4 | TX | 48 | Texas | Prairie Gateway
48223 | 6 | TX | 48 | Texas | Southern Seaboard
48225 | 6 | TX | 48 | Texas | Southern Seaboard
48227 | 4 | TX | 48 | Texas | Prairie Gateway
48229 | 7 | TX | 48 | Texas | Fruitful Rim
48231 | 4 | TX | 48 | Texas | Prairie Gateway
48233 | 4 | TX | 48 | Texas | Prairie Gateway
48235 | 4 | TX | 48 | Texas | Prairie Gateway
48237 | 4 | TX | 48 | Texas | Prairie Gateway
48239 | 7 | TX | 48 | Texas | Fruitful Rim
48241 | 6 | TX | 48 | Texas | Southern Seaboard
48243 | 7 | TX | 48 | Texas | Fruitful Rim
48245 | 7 | TX | 48 | Texas | Fruitful Rim
48247 | 7 | TX | 48 | Texas | Fruitful Rim
48249 | 7 | TX | 48 | Texas | Fruitful Rim
48251 | 4 | TX | 48 | Texas | Prairie Gateway
48253 | 4 | TX | 48 | Texas | Prairie Gateway
48255 | 4 | TX | 48 | Texas | Prairie Gateway
48257 | 4 | TX | 48 | Texas | Prairie Gateway
48259 | 4 | TX | 48 | Texas | Prairie Gateway
48261 | 7 | TX | 48 | Texas | Fruitful Rim
48263 | 4 | TX | 48 | Texas | Prairie Gateway
48265 | 4 | TX | 48 | Texas | Prairie Gateway
48267 | 4 | TX | 48 | Texas | Prairie Gateway
48269 | 4 | TX | 48 | Texas | Prairie Gateway
48271 | 4 | TX | 48 | Texas | Prairie Gateway
48273 | 7 | TX | 48 | Texas | Fruitful Rim
48275 | 4 | TX | 48 | Texas | Prairie Gateway
48277 | 4 | TX | 48 | Texas | Prairie Gateway
48279 | 4 | TX | 48 | Texas | Prairie Gateway
48281 | 4 | TX | 48 | Texas | Prairie Gateway
48283 | 7 | TX | 48 | Texas | Fruitful Rim
48285 | 4 | TX | 48 | Texas | Prairie Gateway
48287 | 4 | TX | 48 | Texas | Prairie Gateway
48289 | 6 | TX | 48 | Texas | Southern Seaboard
48291 | 7 | TX | 48 | Texas | Fruitful Rim
48293 | 4 | TX | 48 | Texas | Prairie Gateway
48295 | 4 | TX | 48 | Texas | Prairie Gateway
48297 | 7 | TX | 48 | Texas | Fruitful Rim
48299 | 4 | TX | 48 | Texas | Prairie Gateway
48301 | 7 | TX | 48 | Texas | Fruitful Rim
48303 | 4 | TX | 48 | Texas | Prairie Gateway
48305 | 4 | TX | 48 | Texas | Prairie Gateway
48307 | 4 | TX | 48 | Texas | Prairie Gateway
48309 | 4 | TX | 48 | Texas | Prairie Gateway
48311 | 7 | TX | 48 | Texas | Fruitful Rim
48313 | 6 | TX | 48 | Texas | Southern Seaboard
48315 | 6 | TX | 48 | Texas | Southern Seaboard
48317 | 4 | TX | 48 | Texas | Prairie Gateway
48319 | 4 | TX | 48 | Texas | Prairie Gateway
48321 | 7 | TX | 48 | Texas | Fruitful Rim
48323 | 7 | TX | 48 | Texas | Fruitful Rim
48325 | 4 | TX | 48 | Texas | Prairie Gateway
48327 | 4 | TX | 48 | Texas | Prairie Gateway
48329 | 4 | TX | 48 | Texas | Prairie Gateway
48331 | 4 | TX | 48 | Texas | Prairie Gateway
48333 | 4 | TX | 48 | Texas | Prairie Gateway
48335 | 4 | TX | 48 | Texas | Prairie Gateway
48337 | 4 | TX | 48 | Texas | Prairie Gateway
48339 | 6 | TX | 48 | Texas | Southern Seaboard
48341 | 4 | TX | 48 | Texas | Prairie Gateway
48343 | 6 | TX | 48 | Texas | Southern Seaboard
48345 | 4 | TX | 48 | Texas | Prairie Gateway
48347 | 6 | TX | 48 | Texas | Southern Seaboard
48349 | 4 | TX | 48 | Texas | Prairie Gateway
48351 | 6 | TX | 48 | Texas | Southern Seaboard
48353 | 4 | TX | 48 | Texas | Prairie Gateway
48355 | 7 | TX | 48 | Texas | Fruitful Rim
48357 | 4 | TX | 48 | Texas | Prairie Gateway
48359 | 4 | TX | 48 | Texas | Prairie Gateway
48361 | 7 | TX | 48 | Texas | Fruitful Rim
48363 | 4 | TX | 48 | Texas | Prairie Gateway
48365 | 6 | TX | 48 | Texas | Southern Seaboard
48367 | 4 | TX | 48 | Texas | Prairie Gateway
48369 | 4 | TX | 48 | Texas | Prairie Gateway
48371 | 7 | TX | 48 | Texas | Fruitful Rim
48373 | 6 | TX | 48 | Texas | Southern Seaboard
48375 | 4 | TX | 48 | Texas | Prairie Gateway
48377 | 7 | TX | 48 | Texas | Fruitful Rim
48379 | 6 | TX | 48 | Texas | Southern Seaboard
48381 | 4 | TX | 48 | Texas | Prairie Gateway
48383 | 4 | TX | 48 | Texas | Prairie Gateway
48385 | 4 | TX | 48 | Texas | Prairie Gateway
48387 | 6 | TX | 48 | Texas | Southern Seaboard
48389 | 7 | TX | 48 | Texas | Fruitful Rim
48391 | 7 | TX | 48 | Texas | Fruitful Rim
48393 | 4 | TX | 48 | Texas | Prairie Gateway
48395 | 6 | TX | 48 | Texas | Southern Seaboard
48397 | 4 | TX | 48 | Texas | Prairie Gateway
48399 | 4 | TX | 48 | Texas | Prairie Gateway
48401 | 6 | TX | 48 | Texas | Southern Seaboard
48403 | 6 | TX | 48 | Texas | Southern Seaboard
48405 | 6 | TX | 48 | Texas | Southern Seaboard
48407 | 6 | TX | 48 | Texas | Southern Seaboard
48409 | 7 | TX | 48 | Texas | Fruitful Rim
48411 | 4 | TX | 48 | Texas | Prairie Gateway
48413 | 4 | TX | 48 | Texas | Prairie Gateway
48415 | 4 | TX | 48 | Texas | Prairie Gateway
48417 | 4 | TX | 48 | Texas | Prairie Gateway
48419 | 6 | TX | 48 | Texas | Southern Seaboard
48421 | 4 | TX | 48 | Texas | Prairie Gateway
48423 | 6 | TX | 48 | Texas | Southern Seaboard
48425 | 4 | TX | 48 | Texas | Prairie Gateway
48427 | 7 | TX | 48 | Texas | Fruitful Rim
48429 | 4 | TX | 48 | Texas | Prairie Gateway
48431 | 4 | TX | 48 | Texas | Prairie Gateway
48433 | 4 | TX | 48 | Texas | Prairie Gateway
48435 | 4 | TX | 48 | Texas | Prairie Gateway
48437 | 4 | TX | 48 | Texas | Prairie Gateway
48439 | 4 | TX | 48 | Texas | Prairie Gateway
48441 | 4 | TX | 48 | Texas | Prairie Gateway
48443 | 7 | TX | 48 | Texas | Fruitful Rim
48445 | 4 | TX | 48 | Texas | Prairie Gateway
48447 | 4 | TX | 48 | Texas | Prairie Gateway
48449 | 6 | TX | 48 | Texas | Southern Seaboard
48451 | 4 | TX | 48 | Texas | Prairie Gateway
48453 | 4 | TX | 48 | Texas | Prairie Gateway
48455 | 6 | TX | 48 | Texas | Southern Seaboard
48457 | 6 | TX | 48 | Texas | Southern Seaboard
48459 | 6 | TX | 48 | Texas | Southern Seaboard
48461 | 4 | TX | 48 | Texas | Prairie Gateway
48463 | 4 | TX | 48 | Texas | Prairie Gateway
48465 | 4 | TX | 48 | Texas | Prairie Gateway
48467 | 6 | TX | 48 | Texas | Southern Seaboard
48469 | 7 | TX | 48 | Texas | Fruitful Rim
48471 | 6 | TX | 48 | Texas | Southern Seaboard
48473 | 6 | TX | 48 | Texas | Southern Seaboard
48475 | 7 | TX | 48 | Texas | Fruitful Rim
48477 | 4 | TX | 48 | Texas | Prairie Gateway
48479 | 7 | TX | 48 | Texas | Fruitful Rim
48481 | 7 | TX | 48 | Texas | Fruitful Rim
48483 | 4 | TX | 48 | Texas | Prairie Gateway
48485 | 4 | TX | 48 | Texas | Prairie Gateway
48487 | 4 | TX | 48 | Texas | Prairie Gateway
48489 | 7 | TX | 48 | Texas | Fruitful Rim
48491 | 4 | TX | 48 | Texas | Prairie Gateway
48493 | 4 | TX | 48 | Texas | Prairie Gateway
48495 | 7 | TX | 48 | Texas | Fruitful Rim
48497 | 4 | TX | 48 | Texas | Prairie Gateway
48499 | 6 | TX | 48 | Texas | Southern Seaboard
48501 | 4 | TX | 48 | Texas | Prairie Gateway
48503 | 4 | TX | 48 | Texas | Prairie Gateway
48505 | 7 | TX | 48 | Texas | Fruitful Rim
48507 | 7 | TX | 48 | Texas | Fruitful Rim
49001 | 8 | UT | 49 | Utah | Basin and Range
49003 | 8 | UT | 49 | Utah | Basin and Range
49005 | 8 | UT | 49 | Utah | Basin and Range
49007 | 8 | UT | 49 | Utah | Basin and Range
49009 | 8 | UT | 49 | Utah | Basin and Range
49011 | 8 | UT | 49 | Utah | Basin and Range
49013 | 8 | UT | 49 | Utah | Basin and Range
49015 | 8 | UT | 49 | Utah | Basin and Range
49017 | 8 | UT | 49 | Utah | Basin and Range
49019 | 8 | UT | 49 | Utah | Basin and Range
49021 | 8 | UT | 49 | Utah | Basin and Range
49023 | 8 | UT | 49 | Utah | Basin and Range
49025 | 8 | UT | 49 | Utah | Basin and Range
49027 | 8 | UT | 49 | Utah | Basin and Range
49029 | 8 | UT | 49 | Utah | Basin and Range
49031 | 8 | UT | 49 | Utah | Basin and Range
49033 | 8 | UT | 49 | Utah | Basin and Range
49035 | 8 | UT | 49 | Utah | Basin and Range
49037 | 8 | UT | 49 | Utah | Basin and Range
49039 | 8 | UT | 49 | Utah | Basin and Range
49041 | 8 | UT | 49 | Utah | Basin and Range
49043 | 8 | UT | 49 | Utah | Basin and Range
49045 | 8 | UT | 49 | Utah | Basin and Range
49047 | 8 | UT | 49 | Utah | Basin and Range
49049 | 8 | UT | 49 | Utah | Basin and Range
49051 | 8 | UT | 49 | Utah | Basin and Range
49053 | 8 | UT | 49 | Utah | Basin and Range
49055 | 8 | UT | 49 | Utah | Basin and Range
49057 | 8 | UT | 49 | Utah | Basin and Range
50001 | 2 | VT | 50 | Vermont | Northern Crescent
50003 | 2 | VT | 50 | Vermont | Northern Crescent
50005 | 2 | VT | 50 | Vermont | Northern Crescent
50007 | 2 | VT | 50 | Vermont | Northern Crescent
50009 | 2 | VT | 50 | Vermont | Northern Crescent
50011 | 2 | VT | 50 | Vermont | Northern Crescent
50013 | 2 | VT | 50 | Vermont | Northern Crescent
50015 | 2 | VT | 50 | Vermont | Northern Crescent
50017 | 2 | VT | 50 | Vermont | Northern Crescent
50019 | 2 | VT | 50 | Vermont | Northern Crescent
50021 | 2 | VT | 50 | Vermont | Northern Crescent
50023 | 2 | VT | 50 | Vermont | Northern Crescent
50025 | 2 | VT | 50 | Vermont | Northern Crescent
50027 | 2 | VT | 50 | Vermont | Northern Crescent
51001 | 6 | VA | 51 | Virginia | Southern Seaboard
51003 | 6 | VA | 51 | Virginia | Southern Seaboard
51005 | 5 | VA | 51 | Virginia | Eastern Uplands
51007 | 6 | VA | 51 | Virginia | Southern Seaboard
51009 | 6 | VA | 51 | Virginia | Southern Seaboard
51011 | 6 | VA | 51 | Virginia | Southern Seaboard
51013 | 6 | VA | 51 | Virginia | Southern Seaboard
51015 | 5 | VA | 51 | Virginia | Eastern Uplands
51017 | 5 | VA | 51 | Virginia | Eastern Uplands
51019 | 6 | VA | 51 | Virginia | Southern Seaboard
51021 | 5 | VA | 51 | Virginia | Eastern Uplands
51023 | 5 | VA | 51 | Virginia | Eastern Uplands
51025 | 6 | VA | 51 | Virginia | Southern Seaboard
51027 | 5 | VA | 51 | Virginia | Eastern Uplands
51029 | 6 | VA | 51 | Virginia | Southern Seaboard
51031 | 6 | VA | 51 | Virginia | Southern Seaboard
51033 | 6 | VA | 51 | Virginia | Southern Seaboard
51035 | 5 | VA | 51 | Virginia | Eastern Uplands
51036 | 6 | VA | 51 | Virginia | Southern Seaboard
51037 | 6 | VA | 51 | Virginia | Southern Seaboard
51041 | 6 | VA | 51 | Virginia | Southern Seaboard
51043 | 6 | VA | 51 | Virginia | Southern Seaboard
51045 | 5 | VA | 51 | Virginia | Eastern Uplands
51047 | 6 | VA | 51 | Virginia | Southern Seaboard
51049 | 6 | VA | 51 | Virginia | Southern Seaboard
51051 | 5 | VA | 51 | Virginia | Eastern Uplands
51053 | 6 | VA | 51 | Virginia | Southern Seaboard
51057 | 6 | VA | 51 | Virginia | Southern Seaboard
51059 | 6 | VA | 51 | Virginia | Southern Seaboard
51061 | 6 | VA | 51 | Virginia | Southern Seaboard
51063 | 5 | VA | 51 | Virginia | Eastern Uplands
51065 | 6 | VA | 51 | Virginia | Southern Seaboard
51067 | 6 | VA | 51 | Virginia | Southern Seaboard
51069 | 6 | VA | 51 | Virginia | Southern Seaboard
51071 | 5 | VA | 51 | Virginia | Eastern Uplands
51073 | 6 | VA | 51 | Virginia | Southern Seaboard
51075 | 6 | VA | 51 | Virginia | Southern Seaboard
51077 | 5 | VA | 51 | Virginia | Eastern Uplands
51079 | 6 | VA | 51 | Virginia | Southern Seaboard
51081 | 6 | VA | 51 | Virginia | Southern Seaboard
51083 | 6 | VA | 51 | Virginia | Southern Seaboard
51085 | 6 | VA | 51 | Virginia | Southern Seaboard
51087 | 6 | VA | 51 | Virginia | Southern Seaboard
51089 | 6 | VA | 51 | Virginia | Southern Seaboard
51091 | 5 | VA | 51 | Virginia | Eastern Uplands
51093 | 6 | VA | 51 | Virginia | Southern Seaboard
51095 | 6 | VA | 51 | Virginia | Southern Seaboard
51097 | 6 | VA | 51 | Virginia | Southern Seaboard
51099 | 6 | VA | 51 | Virginia | Southern Seaboard
51101 | 6 | VA | 51 | Virginia | Southern Seaboard
51103 | 6 | VA | 51 | Virginia | Southern Seaboard
51105 | 5 | VA | 51 | Virginia | Eastern Uplands
51107 | 6 | VA | 51 | Virginia | Southern Seaboard
51109 | 6 | VA | 51 | Virginia | Southern Seaboard
51111 | 6 | VA | 51 | Virginia | Southern Seaboard
51113 | 6 | VA | 51 | Virginia | Southern Seaboard
51115 | 6 | VA | 51 | Virginia | Southern Seaboard
51117 | 6 | VA | 51 | Virginia | Southern Seaboard
51119 | 6 | VA | 51 | Virginia | Southern Seaboard
51121 | 5 | VA | 51 | Virginia | Eastern Uplands
51125 | 6 | VA | 51 | Virginia | Southern Seaboard
51127 | 6 | VA | 51 | Virginia | Southern Seaboard
51131 | 6 | VA | 51 | Virginia | Southern Seaboard
51133 | 6 | VA | 51 | Virginia | Southern Seaboard
51135 | 6 | VA | 51 | Virginia | Southern Seaboard
51137 | 6 | VA | 51 | Virginia | Southern Seaboard
51139 | 6 | VA | 51 | Virginia | Southern Seaboard
51141 | 6 | VA | 51 | Virginia | Southern Seaboard
51143 | 6 | VA | 51 | Virginia | Southern Seaboard
51145 | 6 | VA | 51 | Virginia | Southern Seaboard
51147 | 6 | VA | 51 | Virginia | Southern Seaboard
51149 | 6 | VA | 51 | Virginia | Southern Seaboard
51153 | 6 | VA | 51 | Virginia | Southern Seaboard
51155 | 5 | VA | 51 | Virginia | Eastern Uplands
51157 | 6 | VA | 51 | Virginia | Southern Seaboard
51159 | 6 | VA | 51 | Virginia | Southern Seaboard
51161 | 5 | VA | 51 | Virginia | Eastern Uplands
51163 | 5 | VA | 51 | Virginia | Eastern Uplands
51165 | 6 | VA | 51 | Virginia | Southern Seaboard
51167 | 5 | VA | 51 | Virginia | Eastern Uplands
51169 | 5 | VA | 51 | Virginia | Eastern Uplands
51171 | 6 | VA | 51 | Virginia | Southern Seaboard
51173 | 5 | VA | 51 | Virginia | Eastern Uplands
51175 | 6 | VA | 51 | Virginia | Southern Seaboard
51177 | 6 | VA | 51 | Virginia | Southern Seaboard
51179 | 6 | VA | 51 | Virginia | Southern Seaboard
51181 | 6 | VA | 51 | Virginia | Southern Seaboard
51183 | 6 | VA | 51 | Virginia | Southern Seaboard
51185 | 5 | VA | 51 | Virginia | Eastern Uplands
51187 | 6 | VA | 51 | Virginia | Southern Seaboard
51191 | 5 | VA | 51 | Virginia | Eastern Uplands
51193 | 6 | VA | 51 | Virginia | Southern Seaboard
51195 | 5 | VA | 51 | Virginia | Eastern Uplands
51197 | 5 | VA | 51 | Virginia | Eastern Uplands
51199 | 6 | VA | 51 | Virginia | Southern Seaboard
51510 | 6 | VA | 51 | Virginia | Southern Seaboard
51520 | 5 | VA | 51 | Virginia | Eastern Uplands
51530 | 5 | VA | 51 | Virginia | Eastern Uplands
51540 | 6 | VA | 51 | Virginia | Southern Seaboard
51550 | 6 | VA | 51 | Virginia | Southern Seaboard
51570 | 6 | VA | 51 | Virginia | Southern Seaboard
51580 | 5 | VA | 51 | Virginia | Eastern Uplands
51590 | 6 | VA | 51 | Virginia | Southern Seaboard
51595 | 6 | VA | 51 | Virginia | Southern Seaboard
51600 | 6 | VA | 51 | Virginia | Southern Seaboard
51610 | 6 | VA | 51 | Virginia | Southern Seaboard
51620 | 6 | VA | 51 | Virginia | Southern Seaboard
51630 | 6 | VA | 51 | Virginia | Southern Seaboard
51640 | 5 | VA | 51 | Virginia | Eastern Uplands
51650 | 6 | VA | 51 | Virginia | Southern Seaboard
51660 | 6 | VA | 51 | Virginia | Southern Seaboard
51670 | 6 | VA | 51 | Virginia | Southern Seaboard
51678 | 5 | VA | 51 | Virginia | Eastern Uplands
51680 | 6 | VA | 51 | Virginia | Southern Seaboard
51683 | 6 | VA | 51 | Virginia | Southern Seaboard
51685 | 6 | VA | 51 | Virginia | Southern Seaboard
51690 | 6 | VA | 51 | Virginia | Southern Seaboard
51700 | 6 | VA | 51 | Virginia | Southern Seaboard
51710 | 6 | VA | 51 | Virginia | Southern Seaboard
51720 | 5 | VA | 51 | Virginia | Eastern Uplands
51730 | 6 | VA | 51 | Virginia | Southern Seaboard
51735 | 6 | VA | 51 | Virginia | Southern Seaboard
51740 | 6 | VA | 51 | Virginia | Southern Seaboard
51750 | 5 | VA | 51 | Virginia | Eastern Uplands
51760 | 6 | VA | 51 | Virginia | Southern Seaboard
51770 | 5 | VA | 51 | Virginia | Eastern Uplands
51775 | 5 | VA | 51 | Virginia | Eastern Uplands
51790 | 5 | VA | 51 | Virginia | Eastern Uplands
51800 | 6 | VA | 51 | Virginia | Southern Seaboard
51810 | 6 | VA | 51 | Virginia | Southern Seaboard
51820 | 5 | VA | 51 | Virginia | Eastern Uplands
51830 | 6 | VA | 51 | Virginia | Southern Seaboard
51840 | 6 | VA | 51 | Virginia | Southern Seaboard
53001 | 7 | WA | 53 | Washington | Fruitful Rim
53003 | 8 | WA | 53 | Washington | Basin and Range
53005 | 7 | WA | 53 | Washington | Fruitful Rim
53007 | 7 | WA | 53 | Washington | Fruitful Rim
53009 | 7 | WA | 53 | Washington | Fruitful Rim
53011 | 7 | WA | 53 | Washington | Fruitful Rim
53013 | 8 | WA | 53 | Washington | Basin and Range
53015 | 7 | WA | 53 | Washington | Fruitful Rim
53017 | 7 | WA | 53 | Washington | Fruitful Rim
53019 | 8 | WA | 53 | Washington | Basin and Range
53021 | 7 | WA | 53 | Washington | Fruitful Rim
53023 | 8 | WA | 53 | Washington | Basin and Range
53025 | 7 | WA | 53 | Washington | Fruitful Rim
53027 | 7 | WA | 53 | Washington | Fruitful Rim
53029 | 7 | WA | 53 | Washington | Fruitful Rim
53031 | 7 | WA | 53 | Washington | Fruitful Rim
53033 | 7 | WA | 53 | Washington | Fruitful Rim
53035 | 7 | WA | 53 | Washington | Fruitful Rim
53037 | 7 | WA | 53 | Washington | Fruitful Rim
53039 | 7 | WA | 53 | Washington | Fruitful Rim
53041 | 7 | WA | 53 | Washington | Fruitful Rim
53043 | 7 | WA | 53 | Washington | Fruitful Rim
53045 | 7 | WA | 53 | Washington | Fruitful Rim
53047 | 7 | WA | 53 | Washington | Fruitful Rim
53049 | 7 | WA | 53 | Washington | Fruitful Rim
53051 | 8 | WA | 53 | Washington | Basin and Range
53053 | 7 | WA | 53 | Washington | Fruitful Rim
53057 | 7 | WA | 53 | Washington | Fruitful Rim
53059 | 7 | WA | 53 | Washington | Fruitful Rim
53061 | 7 | WA | 53 | Washington | Fruitful Rim
53063 | 8 | WA | 53 | Washington | Basin and Range
53065 | 8 | WA | 53 | Washington | Basin and Range
53067 | 7 | WA | 53 | Washington | Fruitful Rim
53069 | 7 | WA | 53 | Washington | Fruitful Rim
53071 | 8 | WA | 53 | Washington | Basin and Range
53073 | 7 | WA | 53 | Washington | Fruitful Rim
53075 | 8 | WA | 53 | Washington | Basin and Range
53077 | 7 | WA | 53 | Washington | Fruitful Rim
54001 | 5 | WV | 54 | West Virginia | Eastern Uplands
54003 | 5 | WV | 54 | West Virginia | Eastern Uplands
54005 | 5 | WV | 54 | West Virginia | Eastern Uplands
54007 | 5 | WV | 54 | West Virginia | Eastern Uplands
54009 | 5 | WV | 54 | West Virginia | Eastern Uplands
54011 | 5 | WV | 54 | West Virginia | Eastern Uplands
54013 | 5 | WV | 54 | West Virginia | Eastern Uplands
54015 | 5 | WV | 54 | West Virginia | Eastern Uplands
54017 | 5 | WV | 54 | West Virginia | Eastern Uplands
54019 | 5 | WV | 54 | West Virginia | Eastern Uplands
54021 | 5 | WV | 54 | West Virginia | Eastern Uplands
54023 | 5 | WV | 54 | West Virginia | Eastern Uplands
54025 | 5 | WV | 54 | West Virginia | Eastern Uplands
54027 | 5 | WV | 54 | West Virginia | Eastern Uplands
54029 | 5 | WV | 54 | West Virginia | Eastern Uplands
54031 | 5 | WV | 54 | West Virginia | Eastern Uplands
54033 | 5 | WV | 54 | West Virginia | Eastern Uplands
54035 | 5 | WV | 54 | West Virginia | Eastern Uplands
54037 | 5 | WV | 54 | West Virginia | Eastern Uplands
54039 | 5 | WV | 54 | West Virginia | Eastern Uplands
54041 | 5 | WV | 54 | West Virginia | Eastern Uplands
54043 | 5 | WV | 54 | West Virginia | Eastern Uplands
54045 | 5 | WV | 54 | West Virginia | Eastern Uplands
54047 | 5 | WV | 54 | West Virginia | Eastern Uplands
54049 | 5 | WV | 54 | West Virginia | Eastern Uplands
54051 | 5 | WV | 54 | West Virginia | Eastern Uplands
54053 | 5 | WV | 54 | West Virginia | Eastern Uplands
54055 | 5 | WV | 54 | West Virginia | Eastern Uplands
54057 | 5 | WV | 54 | West Virginia | Eastern Uplands
54059 | 5 | WV | 54 | West Virginia | Eastern Uplands
54061 | 5 | WV | 54 | West Virginia | Eastern Uplands
54063 | 5 | WV | 54 | West Virginia | Eastern Uplands
54065 | 5 | WV | 54 | West Virginia | Eastern Uplands
54067 | 5 | WV | 54 | West Virginia | Eastern Uplands
54069 | 5 | WV | 54 | West Virginia | Eastern Uplands
54071 | 5 | WV | 54 | West Virginia | Eastern Uplands
54073 | 5 | WV | 54 | West Virginia | Eastern Uplands
54075 | 5 | WV | 54 | West Virginia | Eastern Uplands
54077 | 5 | WV | 54 | West Virginia | Eastern Uplands
54079 | 5 | WV | 54 | West Virginia | Eastern Uplands
54081 | 5 | WV | 54 | West Virginia | Eastern Uplands
54083 | 5 | WV | 54 | West Virginia | Eastern Uplands
54085 | 5 | WV | 54 | West Virginia | Eastern Uplands
54087 | 5 | WV | 54 | West Virginia | Eastern Uplands
54089 | 5 | WV | 54 | West Virginia | Eastern Uplands
54091 | 5 | WV | 54 | West Virginia | Eastern Uplands
54093 | 5 | WV | 54 | West Virginia | Eastern Uplands
54095 | 5 | WV | 54 | West Virginia | Eastern Uplands
54097 | 5 | WV | 54 | West Virginia | Eastern Uplands
54099 | 5 | WV | 54 | West Virginia | Eastern Uplands
54101 | 5 | WV | 54 | West Virginia | Eastern Uplands
54103 | 5 | WV | 54 | West Virginia | Eastern Uplands
54105 | 5 | WV | 54 | West Virginia | Eastern Uplands
54107 | 5 | WV | 54 | West Virginia | Eastern Uplands
54109 | 5 | WV | 54 | West Virginia | Eastern Uplands
55001 | 2 | WI | 55 | Wisconsin | Northern Crescent
55003 | 2 | WI | 55 | Wisconsin | Northern Crescent
55005 | 2 | WI | 55 | Wisconsin | Northern Crescent
55007 | 2 | WI | 55 | Wisconsin | Northern Crescent
55009 | 2 | WI | 55 | Wisconsin | Northern Crescent
55011 | 2 | WI | 55 | Wisconsin | Northern Crescent
55013 | 2 | WI | 55 | Wisconsin | Northern Crescent
55015 | 2 | WI | 55 | Wisconsin | Northern Crescent
55017 | 2 | WI | 55 | Wisconsin | Northern Crescent
55019 | 2 | WI | 55 | Wisconsin | Northern Crescent
55021 | 2 | WI | 55 | Wisconsin | Northern Crescent
55023 | 2 | WI | 55 | Wisconsin | Northern Crescent
55025 | 2 | WI | 55 | Wisconsin | Northern Crescent
55027 | 2 | WI | 55 | Wisconsin | Northern Crescent
55029 | 2 | WI | 55 | Wisconsin | Northern Crescent
55031 | 2 | WI | 55 | Wisconsin | Northern Crescent
55033 | 2 | WI | 55 | Wisconsin | Northern Crescent
55035 | 2 | WI | 55 | Wisconsin | Northern Crescent
55037 | 2 | WI | 55 | Wisconsin | Northern Crescent
55039 | 2 | WI | 55 | Wisconsin | Northern Crescent
55041 | 2 | WI | 55 | Wisconsin | Northern Crescent
55043 | 2 | WI | 55 | Wisconsin | Northern Crescent
55045 | 2 | WI | 55 | Wisconsin | Northern Crescent
55047 | 2 | WI | 55 | Wisconsin | Northern Crescent
55049 | 2 | WI | 55 | Wisconsin | Northern Crescent
55051 | 2 | WI | 55 | Wisconsin | Northern Crescent
55053 | 2 | WI | 55 | Wisconsin | Northern Crescent
55055 | 2 | WI | 55 | Wisconsin | Northern Crescent
55057 | 2 | WI | 55 | Wisconsin | Northern Crescent
55059 | 2 | WI | 55 | Wisconsin | Northern Crescent
55061 | 2 | WI | 55 | Wisconsin | Northern Crescent
55063 | 2 | WI | 55 | Wisconsin | Northern Crescent
55065 | 2 | WI | 55 | Wisconsin | Northern Crescent
55067 | 2 | WI | 55 | Wisconsin | Northern Crescent
55069 | 2 | WI | 55 | Wisconsin | Northern Crescent
55071 | 2 | WI | 55 | Wisconsin | Northern Crescent
55073 | 2 | WI | 55 | Wisconsin | Northern Crescent
55075 | 2 | WI | 55 | Wisconsin | Northern Crescent
55077 | 2 | WI | 55 | Wisconsin | Northern Crescent
55078 | 2 | WI | 55 | Wisconsin | Northern Crescent
55079 | 2 | WI | 55 | Wisconsin | Northern Crescent
55081 | 2 | WI | 55 | Wisconsin | Northern Crescent
55083 | 2 | WI | 55 | Wisconsin | Northern Crescent
55085 | 2 | WI | 55 | Wisconsin | Northern Crescent
55087 | 2 | WI | 55 | Wisconsin | Northern Crescent
55089 | 2 | WI | 55 | Wisconsin | Northern Crescent
55091 | 2 | WI | 55 | Wisconsin | Northern Crescent
55093 | 2 | WI | 55 | Wisconsin | Northern Crescent
55095 | 2 | WI | 55 | Wisconsin | Northern Crescent
55097 | 2 | WI | 55 | Wisconsin | Northern Crescent
55099 | 2 | WI | 55 | Wisconsin | Northern Crescent
55101 | 2 | WI | 55 | Wisconsin | Northern Crescent
55103 | 2 | WI | 55 | Wisconsin | Northern Crescent
55105 | 2 | WI | 55 | Wisconsin | Northern Crescent
55107 | 2 | WI | 55 | Wisconsin | Northern Crescent
55109 | 2 | WI | 55 | Wisconsin | Northern Crescent
55111 | 2 | WI | 55 | Wisconsin | Northern Crescent
55113 | 2 | WI | 55 | Wisconsin | Northern Crescent
55115 | 2 | WI | 55 | Wisconsin | Northern Crescent
55117 | 2 | WI | 55 | Wisconsin | Northern Crescent
55119 | 2 | WI | 55 | Wisconsin | Northern Crescent
55121 | 2 | WI | 55 | Wisconsin | Northern Crescent
55123 | 2 | WI | 55 | Wisconsin | Northern Crescent
55125 | 2 | WI | 55 | Wisconsin | Northern Crescent
55127 | 2 | WI | 55 | Wisconsin | Northern Crescent
55129 | 2 | WI | 55 | Wisconsin | Northern Crescent
55131 | 2 | WI | 55 | Wisconsin | Northern Crescent
55133 | 2 | WI | 55 | Wisconsin | Northern Crescent
55135 | 2 | WI | 55 | Wisconsin | Northern Crescent
55137 | 2 | WI | 55 | Wisconsin | Northern Crescent
55139 | 2 | WI | 55 | Wisconsin | Northern Crescent
55141 | 2 | WI | 55 | Wisconsin | Northern Crescent
56001 | 8 | WY | 56 | Wyoming | Basin and Range
56003 | 8 | WY | 56 | Wyoming | Basin and Range
56005 | 3 | WY | 56 | Wyoming | Northern Great Plains
56007 | 8 | WY | 56 | Wyoming | Basin and Range
56009 | 3 | WY | 56 | Wyoming | Northern Great Plains
56011 | 3 | WY | 56 | Wyoming | Northern Great Plains
56013 | 8 | WY | 56 | Wyoming | Basin and Range
56015 | 3 | WY | 56 | Wyoming | Northern Great Plains
56017 | 8 | WY | 56 | Wyoming | Basin and Range
56019 | 3 | WY | 56 | Wyoming | Northern Great Plains
56021 | 3 | WY | 56 | Wyoming | Northern Great Plains
56023 | 8 | WY | 56 | Wyoming | Basin and Range
56025 | 8 | WY | 56 | Wyoming | Basin and Range
56027 | 3 | WY | 56 | Wyoming | Northern Great Plains
56029 | 8 | WY | 56 | Wyoming | Basin and Range
56031 | 3 | WY | 56 | Wyoming | Northern Great Plains
56033 | 3 | WY | 56 | Wyoming | Northern Great Plains
56035 | 8 | WY | 56 | Wyoming | Basin and Range
56037 | 8 | WY | 56 | Wyoming | Basin and Range
56039 | 8 | WY | 56 | Wyoming | Basin and Range
56041 | 8 | WY | 56 | Wyoming | Basin and Range
56043 | 8 | WY | 56 | Wyoming | Basin and Range
56045 | 3 | WY | 56 | Wyoming | Northern Great Plains

## USDACR
year | commodity | region | item | value
2019 | Soybean | Eastern Uplands | Repairs | 71.8015
2019 | Barley | Fruitful Rim | Repairs | 100.3361
2019 | Corn | Eastern Uplands | Repairs | 79.3274
2019 | Barley | Fruitful Rim | Chemicals | 59.7426
2019 | Corn | Northern Great Plains | Other variable expenses | 73.3125
2019 | Soybean | Eastern Uplands | Chemicals | 99.4934
2019 | Soybean | Northern Crescent | Repairs | 73.9518
2019 | Barley | Northern Great Plains | Other variable expenses | 18.2482
2019 | Wheat | Basin and Range | Repairs | 72.0049
2019 | Sorghum | Fruitful Rim | Chemicals | 60.5852
2019 | Rice | Fruitful Rim | Repairs | 106.5835
2019 | Corn | Mississippi Portal | Other variable expenses | 77.0319
2019 | Rice | Fruitful Rim | Chemicals | 390.7384
2019 | Soybean | Southern Seaboard | Other variable expenses | 54.5412
2019 | Rice | Mississippi Portal | Seed | 314.5298
2019 | Barley | Northern Great Plains | Chemicals | 64.3918
2019 | Corn | Northern Great Plains | Chemicals | 67.9078
2019 | Soybean | Northern Great Plains | Chemicals | 62.9389
2019 | Wheat | Northern Great Plains | Chemicals | 62.1543
2019 | Sorghum | Fruitful Rim | Repairs | 80.7512
2019 | Wheat | Fruitful Rim | Repairs | 106.6126
2019 | Corn | Heartland | Repairs | 95.8031
2019 | Soybean | Heartland | Repairs | 78.9497
2019 | Wheat | Heartland | Repairs | 75.2593
2019 | Rice | Mississippi Portal | Repairs | 154.4512
2019 | Soybean | Mississippi Portal | Repairs | 119.427
2019 | Corn | Northern Crescent | Repairs | 87.5507
2019 | Soybean | Northern Crescent | Other variable expenses | 52.914
2019 | Wheat | Northern Crescent | Other variable expenses | 61.98
2019 | Soybean | Northern Great Plains | Other variable expenses | 30.22
2019 | Wheat | Northern Great Plains | Other variable expenses | 31.731
2019 | Corn | Prairie Gateway | Other variable expenses | 64.2465
2019 | Sorghum | Prairie Gateway | Other variable expenses | 60.0331
2019 | Soybean | Prairie Gateway | Other variable expenses | 41.9302
2019 | Wheat | Prairie Gateway | Other variable expenses | 51.4611
2019 | Corn | Southern Seaboard | Other variable expenses | 70.6392
2019 | Soybean | Heartland | Seed | 177.2808
2019 | Wheat | Heartland | Seed | 108.2689
2019 | Barley | Basin and Range | Repairs | 89.6719
2019 | Rice | Fruitful Rim | Commercial drying | 193.2625
2019 | Rice | Mississippi Portal | Commercial drying | 54.5315
2019 | Barley | Northern Great Plains | Fuel, lube, and electricity | 25.4836
2019 | Corn | Northern Great Plains | Fuel, lube, and electricity | 70.8135
2019 | Soybean | Northern Great Plains | Fuel, lube, and electricity | 35.2469
2019 | Wheat | Northern Great Plains | Fuel, lube, and electricity | 22.5197
2019 | Corn | Prairie Gateway | Fuel, lube, and electricity | 139.593
2019 | Sorghum | Prairie Gateway | Fuel, lube, and electricity | 27.2851
2019 | Soybean | Prairie Gateway | Fuel, lube, and electricity | 52.0713
2019 | Wheat | Prairie Gateway | Fuel, lube, and electricity | 32.748
2019 | Corn | Southern Seaboard | Fuel, lube, and electricity | 154.0637
2019 | Soybean | Southern Seaboard | Fuel, lube, and electricity | 37.1357
2019 | Corn | Mississippi Portal | Fuel, lube, and electricity | 87.0277
2019 | Wheat | Northern Crescent | Repairs | 88.5678
2019 | Barley | Northern Great Plains | Repairs | 74.2423
2019 | Corn | Prairie Gateway | Chemicals | 108.2398
2019 | Sorghum | Prairie Gateway | Chemicals | 87.9575
2019 | Soybean | Prairie Gateway | Chemicals | 106.4673
2019 | Wheat | Prairie Gateway | Chemicals | 30.249
2019 | Corn | Southern Seaboard | Chemicals | 119.5432
2019 | Soybean | Southern Seaboard | Chemicals | 103.9683
2019 | Corn | Mississippi Portal | Chemicals | 96.6748
2019 | Corn | Mississippi Portal | Repairs | 102.0796
2019 | Barley | Fruitful Rim | Seed | 73.9808
2019 | Rice | Fruitful Rim | Seed | 187.6834
2019 | Sorghum | Fruitful Rim | Seed | 62.8808
2019 | Wheat | Fruitful Rim | Seed | 62.5321
2019 | Corn | Heartland | Seed | 282.3824
2019 | Barley | Basin and Range | Chemicals | 64.2174
2019 | Wheat | Basin and Range | Chemicals | 75.4046
2019 | Corn | Eastern Uplands | Chemicals | 99.1447
2019 | Barley | Basin and Range | Fertilizer | 190.8507
2019 | Wheat | Basin and Range | Fertilizer | 182.0172
2019 | Corn | Eastern Uplands | Fertilizer | 425.8401
2019 | Soybean | Eastern Uplands | Fertilizer | 222.727
2019 | Wheat | Fruitful Rim | Chemicals | 66.1352
2019 | Corn | Heartland | Chemicals | 98.4474
2019 | Soybean | Heartland | Chemicals | 113.4992
2019 | Wheat | Heartland | Chemicals | 42.831
2019 | Rice | Mississippi Portal | Chemicals | 240.9268
2019 | Soybean | Mississippi Portal | Chemicals | 147.5258
2019 | Corn | Northern Crescent | Chemicals | 90.0206
2019 | Soybean | Northern Crescent | Chemicals | 86.8824
2019 | Wheat | Northern Crescent | Chemicals | 68.7795
2019 | Barley | Basin and Range | Other variable expenses | 36.9613
2019 | Wheat | Basin and Range | Other variable expenses | 44.9813
2019 | Corn | Eastern Uplands | Other variable expenses | 47.364
2019 | Corn | Northern Great Plains | Repairs | 98.8832
2019 | Soybean | Northern Great Plains | Repairs | 84.1219
2019 | Wheat | Northern Great Plains | Repairs | 72.2374
2019 | Corn | Prairie Gateway | Repairs | 135.1762
2019 | Sorghum | Prairie Gateway | Repairs | 73.574
2019 | Soybean | Prairie Gateway | Repairs | 94.3212
2019 | Wheat | Prairie Gateway | Repairs | 70.058
2019 | Corn | Southern Seaboard | Repairs | 109.7217
2019 | Soybean | Southern Seaboard | Repairs | 69.564
2019 | Corn | Northern Crescent | Other variable expenses | 96.5005
2019 | Barley | Basin and Range | Seed | 82.7272
2019 | Wheat | Basin and Range | Seed | 55.413
2019 | Corn | Eastern Uplands | Seed | 246.5833
2019 | Soybean | Eastern Uplands | Seed | 174.2297
2019 | Wheat | Fruitful Rim | Fuel, lube, and electricity | 103.5906
2019 | Corn | Heartland | Fuel, lube, and electricity | 73.4868
2019 | Soybean | Heartland | Fuel, lube, and electricity | 35.1598
2019 | Wheat | Heartland | Fuel, lube, and electricity | 32.2831
2019 | Rice | Mississippi Portal | Fuel, lube, and electricity | 233.2846
2019 | Soybean | Mississippi Portal | Fuel, lube, and electricity | 107.9202
2019 | Soybean | Mississippi Portal | Seed | 199.7133
2019 | Corn | Northern Great Plains | Seed | 239.6676
2019 | Soybean | Northern Great Plains | Seed | 174.1135
2019 | Wheat | Northern Great Plains | Seed | 40.5645
2019 | Corn | Prairie Gateway | Seed | 219.7922
2019 | Sorghum | Prairie Gateway | Seed | 33.7359
2019 | Soybean | Prairie Gateway | Seed | 162.0836
2019 | Wheat | Prairie Gateway | Seed | 32.1959
2019 | Corn | Southern Seaboard | Seed | 218.8333
2019 | Soybean | Southern Seaboard | Seed | 157.5797
2019 | Corn | Mississippi Portal | Seed | 264.3666
2019 | Soybean | Eastern Uplands | Other variable expenses | 38.7629
2019 | Barley | Fruitful Rim | Other variable expenses | 48.0033
2019 | Rice | Fruitful Rim | Other variable expenses | 586.0059
2019 | Sorghum | Fruitful Rim | Other variable expenses | 45.5043
2019 | Wheat | Fruitful Rim | Other variable expenses | 94.0015
2019 | Corn | Heartland | Other variable expenses | 78.4847
2019 | Soybean | Heartland | Other variable expenses | 41.7268
2019 | Wheat | Heartland | Other variable expenses | 46.3179
2019 | Rice | Mississippi Portal | Other variable expenses | 195.5774
2019 | Soybean | Mississippi Portal | Other variable expenses | 56.7496
2019 | Barley | Basin and Range | Fuel, lube, and electricity | 53.3208
2019 | Wheat | Basin and Range | Fuel, lube, and electricity | 39.4312
2019 | Corn | Eastern Uplands | Fuel, lube, and electricity | 58.0282
2019 | Soybean | Eastern Uplands | Fuel, lube, and electricity | 36.2349
2019 | Barley | Fruitful Rim | Fuel, lube, and electricity | 101.4984
2019 | Rice | Fruitful Rim | Fuel, lube, and electricity | 130.498
2019 | Sorghum | Fruitful Rim | Fuel, lube, and electricity | 46.1436
2019 | Rice | Fruitful Rim | Fertilizer | 302.0835
2019 | Sorghum | Fruitful Rim | Fertilizer | 101.4694
2019 | Wheat | Fruitful Rim | Fertilizer | 170.2779
2019 | Corn | Heartland | Fertilizer | 373.885
2019 | Soybean | Heartland | Fertilizer | 90.5146
2019 | Wheat | Heartland | Fertilizer | 273.9266
2019 | Rice | Mississippi Portal | Fertilizer | 296.2913
2019 | Corn | Northern Crescent | Fuel, lube, and electricity | 82.2622
2019 | Soybean | Northern Crescent | Fuel, lube, and electricity | 42.1917
2019 | Wheat | Northern Crescent | Fuel, lube, and electricity | 37.4844
2019 | Corn | Northern Crescent | Seed | 269.074
2019 | Soybean | Northern Crescent | Seed | 182.9761
2019 | Barley | Fruitful Rim | Fertilizer | 156.5046
2019 | Corn | Northern Great Plains | Fertilizer | 294.9934
2019 | Soybean | Northern Great Plains | Fertilizer | 50.7637
2019 | Wheat | Northern Great Plains | Fertilizer | 155.1098
2019 | Corn | Prairie Gateway | Fertilizer | 300.8921
2019 | Sorghum | Prairie Gateway | Fertilizer | 117.2767
2019 | Soybean | Prairie Gateway | Fertilizer | 62.8227
2019 | Wheat | Prairie Gateway | Fertilizer | 96.5586
2019 | Soybean | Mississippi Portal | Fertilizer | 107.8911
2019 | Wheat | Northern Crescent | Seed | 93.246
2019 | Barley | Northern Great Plains | Seed | 45.1556
2019 | Corn | Southern Seaboard | Fertilizer | 529.14
2019 | Soybean | Southern Seaboard | Fertilizer | 197.8827
2019 | Corn | Mississippi Portal | Fertilizer | 359.0074
2019 | Barley | Northern Great Plains | Fertilizer | 112.366
2019 | Soybean | Northern Crescent | Fertilizer | 110.3029
2019 | Wheat | Northern Crescent | Fertilizer | 262.4779
2019 | Corn | Northern Crescent | Fertilizer | 391.9879
2019 | Rice | Basin and Range | Seed | 314.5298
2019 | Rice | Basin and Range | Repairs | 154.4512
2019 | Rice | Basin and Range | Commercial drying | 54.5315
2019 | Rice | Basin and Range | Chemicals | 240.9268
2019 | Rice | Basin and Range | Fuel, lube, and electricity | 233.2846
2019 | Rice | Basin and Range | Other variable expenses | 195.5774
2019 | Rice | Basin and Range | Fertilizer | 296.2913
2019 | Rice | Eastern Uplands | Seed | 314.5298
2019 | Rice | Eastern Uplands | Repairs | 154.4512
2019 | Rice | Eastern Uplands | Commercial drying | 54.5315
2019 | Rice | Eastern Uplands | Chemicals | 240.9268
2019 | Rice | Eastern Uplands | Fuel, lube, and electricity | 233.2846
2019 | Rice | Eastern Uplands | Other variable expenses | 195.5774
2019 | Rice | Eastern Uplands | Fertilizer | 296.2913
2019 | Rice | Southern Seaboard | Seed | 314.5298
2019 | Rice | Southern Seaboard | Repairs | 154.4512
2019 | Rice | Southern Seaboard | Commercial drying | 54.5315
2019 | Rice | Southern Seaboard | Chemicals | 240.9268
2019 | Rice | Southern Seaboard | Fuel, lube, and electricity | 233.2846
2019 | Rice | Southern Seaboard | Other variable expenses | 195.5774
2019 | Rice | Southern Seaboard | Fertilizer | 296.2913
2019 | Sorghum | Northern Great Plains | Fertilizer | 115.388
2019 | Sorghum | Northern Great Plains | Chemicals | 83.3374
2019 | Sorghum | Northern Great Plains | Repairs | 74.9978
2019 | Sorghum | Northern Great Plains | Other variable expenses | 55.442
2019 | Sorghum | Northern Great Plains | Fuel, lube, and electricity | 30.5105
2019 | Sorghum | Northern Great Plains | Seed | 39.3731
2020 | Soybean | Heartland | Chemicals | 105.3111
2020 | Wheat | Heartland | Chemicals | 39.8358
2020 | Wheat | Fruitful Rim | Chemicals | 61.5749
2020 | Corn | Heartland | Chemicals | 91.6884
2020 | Barley | Fruitful Rim | Repairs | 100.5503
2020 | Rice | Fruitful Rim | Repairs | 106.8598
2020 | Sorghum | Fruitful Rim | Chemicals | 56.4413
2020 | Soybean | Eastern Uplands | Repairs | 71.9282
2020 | Corn | Heartland | Repairs | 95.9042
2020 | Soybean | Heartland | Repairs | 79.2415
2020 | Sorghum | Fruitful Rim | Repairs | 80.9335
2020 | Wheat | Fruitful Rim | Repairs | 106.7451
2020 | Corn | Mississippi Portal | Seed | 262.6755
2020 | Corn | Eastern Uplands | Repairs | 79.3848
2020 | Corn | Prairie Gateway | Chemicals | 101.1526
2020 | Sorghum | Prairie Gateway | Chemicals | 82.2815
2020 | Rice | Fruitful Rim | Commercial drying | 167.7177
2020 | Rice | Mississippi Portal | Commercial drying | 51.9003
2020 | Barley | Fruitful Rim | Chemicals | 55.4948
2020 | Rice | Fruitful Rim | Chemicals | 364.0862
2020 | Corn | Eastern Uplands | Fuel, lube, and electricity | 48.497
2020 | Soybean | Eastern Uplands | Fuel, lube, and electricity | 30.2282
2020 | Barley | Fruitful Rim | Fuel, lube, and electricity | 83.7728
2020 | Rice | Fruitful Rim | Fuel, lube, and electricity | 109.4696
2020 | Sorghum | Fruitful Rim | Fuel, lube, and electricity | 38.6886
2020 | Wheat | Fruitful Rim | Fuel, lube, and electricity | 87.0996
2020 | Corn | Heartland | Fuel, lube, and electricity | 61.3741
2020 | Soybean | Heartland | Fuel, lube, and electricity | 29.5112
2020 | Wheat | Heartland | Fuel, lube, and electricity | 27.1308
2020 | Barley | Basin and Range | Chemicals | 60.2843
2020 | Barley | Basin and Range | Repairs | 91
2020 | Wheat | Basin and Range | Repairs | 72.2723
2020 | Soybean | Eastern Uplands | Chemicals | 92.9216
2020 | Barley | Basin and Range | Fertilizer | 168.7502
2020 | Wheat | Basin and Range | Fertilizer | 161.7237
2020 | Corn | Eastern Uplands | Fertilizer | 374.4969
2020 | Soybean | Eastern Uplands | Fertilizer | 196.4832
2020 | Barley | Fruitful Rim | Fertilizer | 138.1491
2020 | Rice | Fruitful Rim | Fertilizer | 267.0635
2020 | Sorghum | Fruitful Rim | Fertilizer | 89.7095
2020 | Wheat | Fruitful Rim | Fertilizer | 151.1983
2020 | Wheat | Heartland | Repairs | 75.341
2020 | Rice | Mississippi Portal | Repairs | 154.8215
2020 | Wheat | Basin and Range | Chemicals | 70.3221
2020 | Corn | Eastern Uplands | Chemicals | 93.237
2020 | Soybean | Southern Seaboard | Seed | 156.0165
2020 | Soybean | Northern Crescent | Chemicals | 80.1879
2020 | Wheat | Northern Crescent | Chemicals | 63.267
2020 | Barley | Northern Great Plains | Chemicals | 59.2805
2020 | Corn | Northern Great Plains | Chemicals | 63.8692
2020 | Soybean | Northern Great Plains | Chemicals | 59.1084
2020 | Wheat | Northern Great Plains | Chemicals | 57.7605
2020 | Wheat | Northern Great Plains | Repairs | 72.215
2020 | Corn | Prairie Gateway | Repairs | 136.6004
2020 | Soybean | Prairie Gateway | Chemicals | 99.2311
2020 | Wheat | Prairie Gateway | Chemicals | 27.7331
2020 | Soybean | Mississippi Portal | Repairs | 118.389
2020 | Barley | Basin and Range | Fuel, lube, and electricity | 45.1415
2020 | Wheat | Basin and Range | Fuel, lube, and electricity | 33.1535
2020 | Soybean | Northern Crescent | Other variable expenses | 47.5793
2020 | Wheat | Northern Crescent | Other variable expenses | 55.2941
2020 | Barley | Northern Great Plains | Other variable expenses | 15.0854
2020 | Corn | Northern Great Plains | Other variable expenses | 71.8708
2020 | Soybean | Northern Great Plains | Other variable expenses | 26.8727
2020 | Wheat | Northern Great Plains | Other variable expenses | 28.2206
2020 | Corn | Prairie Gateway | Other variable expenses | 55.122
2020 | Sorghum | Prairie Gateway | Other variable expenses | 56.1831
2020 | Soybean | Prairie Gateway | Other variable expenses | 37.0252
2020 | Wheat | Prairie Gateway | Other variable expenses | 47.3499
2020 | Corn | Southern Seaboard | Other variable expenses | 59.9115
2020 | Soybean | Southern Seaboard | Other variable expenses | 48.6404
2020 | Corn | Mississippi Portal | Other variable expenses | 68.3719
2020 | Corn | Northern Great Plains | Seed | 237.667
2020 | Soybean | Northern Great Plains | Seed | 172.3064
2020 | Wheat | Northern Great Plains | Seed | 37.6275
2020 | Corn | Prairie Gateway | Seed | 217.9068
2020 | Sorghum | Prairie Gateway | Seed | 33.555
2020 | Soybean | Prairie Gateway | Seed | 160.261
2020 | Wheat | Prairie Gateway | Seed | 29.5399
2020 | Corn | Southern Seaboard | Seed | 216.6162
2020 | Corn | Northern Crescent | Repairs | 87.874
2020 | Soybean | Northern Crescent | Repairs | 74.3086
2020 | Wheat | Northern Crescent | Repairs | 88.6196
2020 | Barley | Northern Great Plains | Repairs | 73.9357
2020 | Corn | Northern Great Plains | Repairs | 99.145
2020 | Soybean | Northern Great Plains | Repairs | 84.5472
2020 | Rice | Fruitful Rim | Other variable expenses | 569.919
2020 | Sorghum | Fruitful Rim | Other variable expenses | 41.5853
2020 | Sorghum | Prairie Gateway | Repairs | 73.9357
2020 | Soybean | Prairie Gateway | Repairs | 94.6423
2020 | Wheat | Prairie Gateway | Repairs | 69.8919
2020 | Corn | Southern Seaboard | Repairs | 111.1044
2020 | Soybean | Southern Seaboard | Repairs | 69.8919
2020 | Corn | Mississippi Portal | Repairs | 101.9843
2020 | Barley | Fruitful Rim | Seed | 73.104
2020 | Rice | Fruitful Rim | Seed | 164.3048
2020 | Sorghum | Fruitful Rim | Seed | 62.1772
2020 | Wheat | Fruitful Rim | Seed | 62.1485
2020 | Rice | Mississippi Portal | Fuel, lube, and electricity | 195.7184
2020 | Soybean | Mississippi Portal | Fuel, lube, and electricity | 88.6483
2020 | Corn | Northern Crescent | Fuel, lube, and electricity | 68.6587
2020 | Soybean | Northern Crescent | Fuel, lube, and electricity | 35.4192
2020 | Wheat | Northern Crescent | Fuel, lube, and electricity | 31.3754
2020 | Barley | Northern Great Plains | Fuel, lube, and electricity | 21.0508
2020 | Corn | Northern Great Plains | Fuel, lube, and electricity | 61.1734
2020 | Soybean | Northern Great Plains | Fuel, lube, and electricity | 29.3678
2020 | Wheat | Northern Great Plains | Fuel, lube, and electricity | 18.6704
2020 | Corn | Prairie Gateway | Fuel, lube, and electricity | 117.4712
2020 | Sorghum | Prairie Gateway | Fuel, lube, and electricity | 22.9436
2020 | Soybean | Prairie Gateway | Fuel, lube, and electricity | 43.7649
2020 | Wheat | Prairie Gateway | Fuel, lube, and electricity | 27.3029
2020 | Corn | Southern Seaboard | Fuel, lube, and electricity | 132.3272
2020 | Corn | Northern Crescent | Chemicals | 83.6868
2020 | Barley | Basin and Range | Other variable expenses | 32.2931
2020 | Wheat | Basin and Range | Other variable expenses | 40.6102
2020 | Corn | Eastern Uplands | Other variable expenses | 37.9143
2020 | Soybean | Eastern Uplands | Other variable expenses | 33.1248
2020 | Barley | Fruitful Rim | Other variable expenses | 41.786
2020 | Corn | Northern Great Plains | Fertilizer | 265.1133
2020 | Wheat | Fruitful Rim | Other variable expenses | 88.677
2020 | Corn | Heartland | Other variable expenses | 69.0602
2020 | Soybean | Heartland | Other variable expenses | 36.1648
2020 | Wheat | Heartland | Other variable expenses | 40.9543
2020 | Rice | Mississippi Portal | Other variable expenses | 182.8509
2020 | Soybean | Mississippi Portal | Other variable expenses | 49.845
2020 | Corn | Northern Crescent | Other variable expenses | 85.8664
2020 | Soybean | Eastern Uplands | Seed | 172.5932
2020 | Soybean | Northern Great Plains | Fertilizer | 45.0268
2020 | Corn | Heartland | Fertilizer | 331.1335
2020 | Corn | Heartland | Seed | 278.9655
2020 | Soybean | Heartland | Seed | 174.8302
2020 | Wheat | Heartland | Seed | 106.2862
2020 | Rice | Mississippi Portal | Seed | 275.371
2020 | Soybean | Mississippi Portal | Seed | 195.967
2020 | Corn | Northern Crescent | Seed | 266.2605
2020 | Soybean | Northern Crescent | Seed | 181.2831
2020 | Wheat | Northern Crescent | Seed | 92.348
2020 | Barley | Northern Great Plains | Seed | 44.0804
2020 | Wheat | Basin and Range | Seed | 54.7492
2020 | Corn | Eastern Uplands | Seed | 243.3742
2020 | Wheat | Northern Great Plains | Fertilizer | 136.5718
2020 | Rice | Mississippi Portal | Chemicals | 224.4935
2020 | Soybean | Mississippi Portal | Chemicals | 138.4933
2020 | Soybean | Southern Seaboard | Fuel, lube, and electricity | 31.2607
2020 | Corn | Mississippi Portal | Fuel, lube, and electricity | 72.5878
2020 | Barley | Northern Great Plains | Fertilizer | 98.1412
2020 | Sorghum | Prairie Gateway | Fertilizer | 104.1353
2020 | Soybean | Prairie Gateway | Fertilizer | 55.5522
2020 | Corn | Southern Seaboard | Chemicals | 111.678
2020 | Corn | Prairie Gateway | Fertilizer | 266.748
2020 | Corn | Mississippi Portal | Chemicals | 90.5125
2020 | Soybean | Southern Seaboard | Chemicals | 97.1088
2020 | Barley | Basin and Range | Seed | 81.3064
2020 | Soybean | Mississippi Portal | Fertilizer | 95.1873
2020 | Soybean | Heartland | Fertilizer | 80.0732
2020 | Rice | Mississippi Portal | Fertilizer | 261.949
2020 | Wheat | Northern Crescent | Fertilizer | 232.8488
2020 | Wheat | Heartland | Fertilizer | 241.9689
2020 | Soybean | Northern Crescent | Fertilizer | 98.4854
2020 | Wheat | Prairie Gateway | Fertilizer | 85.0347
2020 | Corn | Northern Crescent | Fertilizer | 345.3585
2020 | Soybean | Southern Seaboard | Fertilizer | 174.4861
2020 | Corn | Mississippi Portal | Fertilizer | 320.0058
2020 | Corn | Southern Seaboard | Fertilizer | 469.5694
2020 | Rice | Basin and Range | Commercial drying | 51.9003
2020 | Rice | Basin and Range | Repairs | 154.8215
2020 | Rice | Basin and Range | Fuel, lube, and electricity | 195.7184
2020 | Rice | Basin and Range | Other variable expenses | 182.8509
2020 | Rice | Basin and Range | Seed | 275.371
2020 | Rice | Basin and Range | Chemicals | 224.4935
2020 | Rice | Basin and Range | Fertilizer | 261.949
2020 | Rice | Eastern Uplands | Commercial drying | 51.9003
2020 | Rice | Eastern Uplands | Repairs | 154.8215
2020 | Rice | Eastern Uplands | Fuel, lube, and electricity | 195.7184
2020 | Rice | Eastern Uplands | Other variable expenses | 182.8509
2020 | Rice | Eastern Uplands | Seed | 275.371
2020 | Rice | Eastern Uplands | Chemicals | 224.4935
2020 | Rice | Eastern Uplands | Fertilizer | 261.949
2020 | Rice | Southern Seaboard | Commercial drying | 51.9003
2020 | Rice | Southern Seaboard | Repairs | 154.8215
2020 | Rice | Southern Seaboard | Fuel, lube, and electricity | 195.7184
2020 | Rice | Southern Seaboard | Other variable expenses | 182.8509
2020 | Rice | Southern Seaboard | Seed | 275.371
2020 | Rice | Southern Seaboard | Chemicals | 224.4935
2020 | Rice | Southern Seaboard | Fertilizer | 261.949
2020 | Sorghum | Northern Great Plains | Seed | 39.2336
2020 | Sorghum | Northern Great Plains | Other variable expenses | 51.9672
2020 | Sorghum | Northern Great Plains | Repairs | 75.3697
2020 | Sorghum | Northern Great Plains | Fertilizer | 102.1564
2020 | Sorghum | Northern Great Plains | Fuel, lube, and electricity | 25.8402
2020 | Sorghum | Northern Great Plains | Chemicals | 77.6928
2021 | Soybean | Northern Crescent | Repairs | 76.147
2021 | Wheat | Northern Crescent | Other variable expenses | 55.437
2021 | Soybean | Eastern Uplands | Repairs | 73.98
2021 | Barley | Fruitful Rim | Repairs | 104.0713
2021 | Rice | Fruitful Rim | Repairs | 157.3413
2021 | Wheat | Northern Crescent | Repairs | 90.3012
2021 | Barley | Basin and Range | Other variable expenses | 31.3531
2021 | Wheat | Basin and Range | Other variable expenses | 39.5273
2021 | Corn | Eastern Uplands | Other variable expenses | 38.293
2021 | Corn | Northern Crescent | Repairs | 111.9438
2021 | Sorghum | Fruitful Rim | Repairs | 83.0047
2021 | Wheat | Fruitful Rim | Repairs | 109.3105
2021 | Corn | Heartland | Repairs | 108.2133
2021 | Soybean | Eastern Uplands | Other variable expenses | 31.4902
2021 | Soybean | Northern Crescent | Other variable expenses | 46.4673
2021 | Corn | Northern Crescent | Other variable expenses | 90.4109
2021 | Barley | Northern Great Plains | Other variable expenses | 14.3461
2021 | Corn | Northern Great Plains | Other variable expenses | 86.4609
2021 | Soybean | Northern Great Plains | Other variable expenses | 25.5926
2021 | Wheat | Northern Great Plains | Other variable expenses | 27.3482
2021 | Corn | Prairie Gateway | Other variable expenses | 74.9675
2021 | Soybean | Heartland | Repairs | 81.4411
2021 | Wheat | Heartland | Repairs | 77.7106
2021 | Rice | Mississippi Portal | Repairs | 186.2988
2021 | Soybean | Mississippi Portal | Repairs | 122.6966
2021 | Corn | Mississippi Portal | Other variable expenses | 81.4137
2021 | Corn | Northern Crescent | Seed | 262.9213
2021 | Soybean | Northern Crescent | Seed | 179.3954
2021 | Corn | Northern Great Plains | Seed | 251.373
2021 | Soybean | Northern Great Plains | Seed | 170.6999
2021 | Wheat | Northern Great Plains | Seed | 38.9513
2021 | Corn | Prairie Gateway | Seed | 224.2168
2021 | Sorghum | Prairie Gateway | Seed | 33.2458
2021 | Soybean | Prairie Gateway | Seed | 159.234
2021 | Wheat | Prairie Gateway | Seed | 30.0638
2021 | Corn | Southern Seaboard | Seed | 245.256
2021 | Soybean | Southern Seaboard | Seed | 154.7628
2021 | Corn | Mississippi Portal | Seed | 268.3799
2021 | Barley | Fruitful Rim | Other variable expenses | 41.8315
2021 | Rice | Fruitful Rim | Other variable expenses | 508.2596
2021 | Rice | Fruitful Rim | Commercial drying | 344.8561
2021 | Rice | Mississippi Portal | Commercial drying | 84.047
2021 | Wheat | Heartland | Other variable expenses | 39.445
2021 | Rice | Mississippi Portal | Other variable expenses | 115.1349
2021 | Soybean | Mississippi Portal | Other variable expenses | 49.0457
2021 | Corn | Mississippi Portal | Chemicals | 113.3428
2021 | Barley | Fruitful Rim | Seed | 72.8005
2021 | Sorghum | Prairie Gateway | Other variable expenses | 54.8061
2021 | Soybean | Prairie Gateway | Other variable expenses | 36.0162
2021 | Wheat | Prairie Gateway | Other variable expenses | 46.5495
2021 | Corn | Southern Seaboard | Other variable expenses | 80.7005
2021 | Soybean | Southern Seaboard | Other variable expenses | 47.3176
2021 | Barley | Basin and Range | Repairs | 93.0717
2021 | Wheat | Basin and Range | Repairs | 74.0623
2021 | Corn | Eastern Uplands | Repairs | 105.964
2021 | Soybean | Northern Crescent | Fuel, lube, and electricity | 45.1506
2021 | Wheat | Northern Crescent | Fuel, lube, and electricity | 39.6919
2021 | Barley | Northern Great Plains | Fuel, lube, and electricity | 27.1562
2021 | Corn | Northern Great Plains | Fuel, lube, and electricity | 48.3051
2021 | Soybean | Northern Great Plains | Fuel, lube, and electricity | 37.4975
2021 | Wheat | Northern Great Plains | Fuel, lube, and electricity | 23.6999
2021 | Corn | Prairie Gateway | Fuel, lube, and electricity | 74.6109
2021 | Sorghum | Prairie Gateway | Fuel, lube, and electricity | 29.2135
2021 | Soybean | Prairie Gateway | Fuel, lube, and electricity | 56.8634
2021 | Wheat | Prairie Gateway | Fuel, lube, and electricity | 34.5898
2021 | Corn | Southern Seaboard | Fuel, lube, and electricity | 112.3279
2021 | Soybean | Southern Seaboard | Fuel, lube, and electricity | 39.8016
2021 | Corn | Mississippi Portal | Fuel, lube, and electricity | 65.4766
2021 | Sorghum | Fruitful Rim | Other variable expenses | 40.5971
2021 | Wheat | Fruitful Rim | Other variable expenses | 87.8599
2021 | Corn | Heartland | Other variable expenses | 82.8127
2021 | Soybean | Heartland | Other variable expenses | 35.1933
2021 | Wheat | Prairie Gateway | Chemicals | 27.4854
2021 | Corn | Southern Seaboard | Chemicals | 83.9922
2021 | Soybean | Southern Seaboard | Chemicals | 96.3359
2021 | Barley | Basin and Range | Fuel, lube, and electricity | 57.0006
2021 | Wheat | Basin and Range | Fuel, lube, and electricity | 42.2155
2021 | Corn | Eastern Uplands | Fuel, lube, and electricity | 57.3023
2021 | Soybean | Eastern Uplands | Fuel, lube, and electricity | 39.0062
2021 | Barley | Fruitful Rim | Fuel, lube, and electricity | 109.4477
2021 | Rice | Fruitful Rim | Fuel, lube, and electricity | 257.9838
2021 | Sorghum | Fruitful Rim | Fuel, lube, and electricity | 49.32
2021 | Rice | Fruitful Rim | Seed | 163.184
2021 | Sorghum | Fruitful Rim | Seed | 61.8283
2021 | Wheat | Fruitful Rim | Seed | 61.9655
2021 | Corn | Heartland | Seed | 287.5264
2021 | Soybean | Heartland | Seed | 173.251
2021 | Wheat | Heartland | Seed | 107.7195
2021 | Rice | Mississippi Portal | Seed | 290.8546
2021 | Soybean | Mississippi Portal | Seed | 195.2502
2021 | Wheat | Basin and Range | Chemicals | 69.7283
2021 | Corn | Eastern Uplands | Chemicals | 109.6671
2021 | Soybean | Eastern Uplands | Chemicals | 91.8921
2021 | Barley | Fruitful Rim | Chemicals | 55.1353
2021 | Rice | Fruitful Rim | Chemicals | 577.2473
2021 | Sorghum | Fruitful Rim | Chemicals | 56.0131
2021 | Wheat | Fruitful Rim | Chemicals | 61.0328
2021 | Corn | Heartland | Chemicals | 114.4949
2021 | Soybean | Heartland | Chemicals | 104.4279
2021 | Wheat | Heartland | Chemicals | 39.4725
2021 | Rice | Mississippi Portal | Chemicals | 237.6029
2021 | Soybean | Mississippi Portal | Chemicals | 137.7559
2021 | Corn | Northern Crescent | Chemicals | 103.5501
2021 | Soybean | Northern Crescent | Chemicals | 79.6856
2021 | Wheat | Northern Crescent | Chemicals | 64.1599
2021 | Barley | Northern Great Plains | Chemicals | 59.387
2021 | Corn | Northern Great Plains | Chemicals | 99.3258
2021 | Soybean | Northern Great Plains | Chemicals | 58.7013
2021 | Wheat | Northern Great Plains | Chemicals | 56.7811
2021 | Corn | Prairie Gateway | Chemicals | 128.265
2021 | Sorghum | Prairie Gateway | Chemicals | 81.4686
2021 | Soybean | Prairie Gateway | Chemicals | 98.6949
2021 | Soybean | Prairie Gateway | Fertilizer | 63.337
2021 | Wheat | Prairie Gateway | Fertilizer | 95.5953
2021 | Corn | Southern Seaboard | Fertilizer | 437.9552
2021 | Soybean | Southern Seaboard | Fertilizer | 197.9933
2021 | Corn | Mississippi Portal | Fertilizer | 328.4801
2021 | Wheat | Fruitful Rim | Fuel, lube, and electricity | 111.0386
2021 | Corn | Heartland | Fuel, lube, and electricity | 62.4592
2021 | Soybean | Heartland | Fuel, lube, and electricity | 37.7169
2021 | Wheat | Heartland | Fuel, lube, and electricity | 34.535
2021 | Rice | Mississippi Portal | Fuel, lube, and electricity | 298.59
2021 | Soybean | Mississippi Portal | Fuel, lube, and electricity | 115.3726
2021 | Corn | Northern Crescent | Fuel, lube, and electricity | 74.0623
2021 | Barley | Basin and Range | Chemicals | 59.9631
2021 | Barley | Basin and Range | Fertilizer | 192.6992
2021 | Wheat | Basin and Range | Fertilizer | 183.5648
2021 | Corn | Eastern Uplands | Fertilizer | 383.9172
2021 | Wheat | Northern Crescent | Seed | 92.6876
2021 | Barley | Northern Great Plains | Seed | 44.3277
2021 | Rice | Fruitful Rim | Fertilizer | 415.5445
2021 | Sorghum | Fruitful Rim | Fertilizer | 101.7671
2021 | Wheat | Fruitful Rim | Fertilizer | 172.0715
2021 | Corn | Heartland | Fertilizer | 348.6964
2021 | Soybean | Heartland | Fertilizer | 90.5755
2021 | Wheat | Heartland | Fertilizer | 275.5119
2021 | Rice | Mississippi Portal | Fertilizer | 344.9293
2021 | Soybean | Mississippi Portal | Fertilizer | 106.0737
2021 | Corn | Northern Crescent | Fertilizer | 373.0821
2021 | Soybean | Northern Crescent | Fertilizer | 111.5872
2021 | Barley | Northern Great Plains | Repairs | 76.3116
2021 | Corn | Northern Great Plains | Repairs | 103.7147
2021 | Wheat | Northern Great Plains | Repairs | 73.9526
2021 | Corn | Prairie Gateway | Repairs | 127.6615
2021 | Sorghum | Prairie Gateway | Repairs | 75.7356
2021 | Soybean | Prairie Gateway | Repairs | 98.0914
2021 | Wheat | Prairie Gateway | Repairs | 71.5113
2021 | Corn | Southern Seaboard | Repairs | 116.2504
2021 | Soybean | Southern Seaboard | Repairs | 71.621
2021 | Corn | Mississippi Portal | Repairs | 112.1358
2021 | Soybean | Eastern Uplands | Seed | 170.892
2021 | Soybean | Northern Great Plains | Fertilizer | 50.3075
2021 | Wheat | Northern Great Plains | Fertilizer | 153.4462
2021 | Corn | Prairie Gateway | Fertilizer | 235.189
2021 | Sorghum | Prairie Gateway | Fertilizer | 118.198
2021 | Soybean | Northern Great Plains | Repairs | 86.7626
2021 | Corn | Northern Great Plains | Fertilizer | 296.3042
2021 | Soybean | Eastern Uplands | Fertilizer | 222.1321
2021 | Barley | Fruitful Rim | Fertilizer | 158.5482
2021 | Barley | Northern Great Plains | Fertilizer | 111.889
2021 | Corn | Eastern Uplands | Seed | 309.1965
2021 | Wheat | Northern Crescent | Fertilizer | 261.632
2021 | Barley | Basin and Range | Seed | 80.5634
2021 | Wheat | Basin and Range | Seed | 54.3947
2021 | Rice | Basin and Range | Repairs | 186.2988
2021 | Rice | Basin and Range | Commercial drying | 84.047
2021 | Rice | Basin and Range | Other variable expenses | 115.1349
2021 | Rice | Basin and Range | Seed | 290.8546
2021 | Rice | Basin and Range | Chemicals | 237.6029
2021 | Rice | Basin and Range | Fuel, lube, and electricity | 298.59
2021 | Rice | Basin and Range | Fertilizer | 344.9293
2021 | Rice | Eastern Uplands | Repairs | 186.2988
2021 | Rice | Eastern Uplands | Commercial drying | 84.047
2021 | Rice | Eastern Uplands | Other variable expenses | 115.1349
2021 | Rice | Eastern Uplands | Seed | 290.8546
2021 | Rice | Eastern Uplands | Chemicals | 237.6029
2021 | Rice | Eastern Uplands | Fuel, lube, and electricity | 298.59
2021 | Rice | Eastern Uplands | Fertilizer | 344.9293
2021 | Rice | Southern Seaboard | Repairs | 186.2988
2021 | Rice | Southern Seaboard | Commercial drying | 84.047
2021 | Rice | Southern Seaboard | Other variable expenses | 115.1349
2021 | Rice | Southern Seaboard | Seed | 290.8546
2021 | Rice | Southern Seaboard | Chemicals | 237.6029
2021 | Rice | Southern Seaboard | Fuel, lube, and electricity | 298.59
2021 | Rice | Southern Seaboard | Fertilizer | 344.9293
2021 | Sorghum | Northern Great Plains | Other variable expenses | 50.4995
2021 | Sorghum | Northern Great Plains | Fertilizer | 116.1681
2021 | Sorghum | Northern Great Plains | Fuel, lube, and electricity | 32.7246
2021 | Sorghum | Northern Great Plains | Seed | 38.7593
2021 | Sorghum | Northern Great Plains | Chemicals | 77.162
2021 | Sorghum | Northern Great Plains | Repairs | 77.162
2022 | Corn | Heartland | Chemicals | 163.0745
2022 | Sorghum | Fruitful Rim | Chemicals | 79.694
2022 | Wheat | Fruitful Rim | Chemicals | 70.5035
2022 | Sorghum | Fruitful Rim | Other variable expenses | 48.7687
2022 | Soybean | Heartland | Chemicals | 148.6615
2022 | Wheat | Heartland | Chemicals | 80.078
2022 | Rice | Mississippi Portal | Chemicals | 337.379
2022 | Wheat | Heartland | Other variable expenses | 48.8199
2022 | Barley | Fruitful Rim | Chemicals | 78.2092
2022 | Rice | Fruitful Rim | Chemicals | 821.1838
2022 | Rice | Fruitful Rim | Other variable expenses | 565.8967
2022 | Corn | Eastern Uplands | Chemicals | 155.932
2022 | Wheat | Fruitful Rim | Other variable expenses | 46.8743
2022 | Corn | Heartland | Other variable expenses | 103.3232
2022 | Soybean | Heartland | Other variable expenses | 44.8007
2022 | Soybean | Northern Great Plains | Other variable expenses | 33.5365
2022 | Wheat | Northern Great Plains | Other variable expenses | 32.5893
2022 | Soybean | Eastern Uplands | Other variable expenses | 43.3927
2022 | Barley | Fruitful Rim | Other variable expenses | 52.8392
2022 | Soybean | Prairie Gateway | Other variable expenses | 45.2871
2022 | Wheat | Prairie Gateway | Other variable expenses | 48.2823
2022 | Corn | Prairie Gateway | Other variable expenses | 92.2638
2022 | Sorghum | Prairie Gateway | Other variable expenses | 63.0794
2022 | Barley | Basin and Range | Other variable expenses | 40.8582
2022 | Wheat | Basin and Range | Other variable expenses | 49.5368
2022 | Soybean | Eastern Uplands | Chemicals | 130.7924
2022 | Corn | Northern Great Plains | Seed | 264.9897
2022 | Soybean | Northern Great Plains | Seed | 179.126
2022 | Wheat | Northern Great Plains | Seed | 45.7735
2022 | Corn | Prairie Gateway | Seed | 234.9604
2022 | Sorghum | Prairie Gateway | Seed | 33.6645
2022 | Soybean | Prairie Gateway | Seed | 166.8122
2022 | Wheat | Prairie Gateway | Seed | 35.6869
2022 | Corn | Southern Seaboard | Seed | 257.5912
2022 | Wheat | Basin and Range | Chemicals | 108.6737
2022 | Corn | Eastern Uplands | Other variable expenses | 55.3737
2022 | Corn | Mississippi Portal | Seed | 281.8091
2022 | Wheat | Northern Great Plains | Chemicals | 72.2187
2022 | Corn | Prairie Gateway | Chemicals | 182.3004
2022 | Sorghum | Prairie Gateway | Chemicals | 115.7906
2022 | Soybean | Prairie Gateway | Chemicals | 140.3158
2022 | Rice | Mississippi Portal | Other variable expenses | 144.591
2022 | Soybean | Mississippi Portal | Other variable expenses | 62.0298
2022 | Soybean | Southern Seaboard | Seed | 162.3833
2022 | Wheat | Northern Crescent | Other variable expenses | 56.2953
2022 | Barley | Northern Great Plains | Other variable expenses | 20.6851
2022 | Corn | Northern Great Plains | Other variable expenses | 111.5153
2022 | Rice | Mississippi Portal | Commercial drying | 85.4029
2022 | Rice | Fruitful Rim | Seed | 170.985
2022 | Sorghum | Fruitful Rim | Seed | 64.6154
2022 | Wheat | Fruitful Rim | Seed | 64.4618
2022 | Corn | Southern Seaboard | Other variable expenses | 102.5296
2022 | Soybean | Southern Seaboard | Other variable expenses | 59.5977
2022 | Barley | Basin and Range | Fertilizer | 338.77
2022 | Wheat | Basin and Range | Fertilizer | 246.8134
2022 | Corn | Eastern Uplands | Fertilizer | 676.1832
2022 | Soybean | Eastern Uplands | Fertilizer | 391.0204
2022 | Barley | Fruitful Rim | Fertilizer | 279.9147
2022 | Rice | Fruitful Rim | Fertilizer | 731.9152
2022 | Sorghum | Fruitful Rim | Fertilizer | 179.254
2022 | Wheat | Fruitful Rim | Fertilizer | 189.1357
2022 | Corn | Heartland | Fertilizer | 612.8222
2022 | Soybean | Heartland | Fertilizer | 160.0281
2022 | Wheat | Heartland | Fertilizer | 345.2469
2022 | Soybean | Mississippi Portal | Chemicals | 195.331
2022 | Corn | Mississippi Portal | Other variable expenses | 101.7616
2022 | Corn | Northern Crescent | Chemicals | 147.8679
2022 | Soybean | Northern Crescent | Chemicals | 112.6929
2022 | Wheat | Northern Crescent | Chemicals | 87.1437
2022 | Barley | Northern Great Plains | Chemicals | 85.8381
2022 | Corn | Northern Great Plains | Chemicals | 146.6135
2022 | Soybean | Northern Great Plains | Chemicals | 83.5085
2022 | Soybean | Northern Great Plains | Repairs | 90.1646
2022 | Wheat | Northern Great Plains | Repairs | 76.4428
2022 | Corn | Prairie Gateway | Repairs | 132.8148
2022 | Sorghum | Prairie Gateway | Repairs | 77.7996
2022 | Wheat | Prairie Gateway | Chemicals | 31.4629
2022 | Corn | Southern Seaboard | Chemicals | 119.9378
2022 | Soybean | Northern Crescent | Other variable expenses | 57.0121
2022 | Corn | Northern Crescent | Other variable expenses | 112.1809
2022 | Barley | Fruitful Rim | Seed | 76.2636
2022 | Sorghum | Fruitful Rim | Fuel, lube, and electricity | 66.5354
2022 | Wheat | Fruitful Rim | Fuel, lube, and electricity | 72.8075
2022 | Corn | Heartland | Fuel, lube, and electricity | 84.0973
2022 | Corn | Heartland | Seed | 301.4958
2022 | Soybean | Heartland | Seed | 181.8396
2022 | Wheat | Heartland | Seed | 92.059
2022 | Barley | Basin and Range | Chemicals | 85.2493
2022 | Soybean | Mississippi Portal | Seed | 204.2655
2022 | Corn | Northern Crescent | Seed | 276.5098
2022 | Soybean | Northern Crescent | Seed | 188.2653
2022 | Wheat | Northern Crescent | Seed | 80.0268
2022 | Barley | Northern Great Plains | Seed | 47.1559
2022 | Sorghum | Fruitful Rim | Repairs | 86.2733
2022 | Wheat | Fruitful Rim | Repairs | 96.5903
2022 | Corn | Heartland | Repairs | 112.3857
2022 | Soybean | Heartland | Repairs | 84.6605
2022 | Wheat | Heartland | Repairs | 79.9244
2022 | Rice | Mississippi Portal | Repairs | 194.2728
2022 | Soybean | Mississippi Portal | Repairs | 127.0804
2022 | Corn | Northern Crescent | Repairs | 116.3282
2022 | Soybean | Northern Crescent | Repairs | 79.1564
2022 | Wheat | Northern Crescent | Repairs | 82.3309
2022 | Barley | Northern Great Plains | Repairs | 80.0524
2022 | Corn | Northern Great Plains | Repairs | 108.3409
2022 | Corn | Northern Great Plains | Fertilizer | 520.4048
2022 | Soybean | Northern Great Plains | Fertilizer | 90.1902
2022 | Wheat | Northern Great Plains | Fertilizer | 194.691
2022 | Corn | Prairie Gateway | Fertilizer | 413.9072
2022 | Soybean | Prairie Gateway | Repairs | 101.736
2022 | Wheat | Prairie Gateway | Repairs | 73.1659
2022 | Soybean | Southern Seaboard | Chemicals | 137.2437
2022 | Barley | Basin and Range | Fuel, lube, and electricity | 77.8508
2022 | Wheat | Basin and Range | Fuel, lube, and electricity | 50.2792
2022 | Corn | Eastern Uplands | Fuel, lube, and electricity | 76.9548
2022 | Soybean | Eastern Uplands | Fuel, lube, and electricity | 52.5576
2022 | Barley | Fruitful Rim | Fuel, lube, and electricity | 148.7639
2022 | Rice | Fruitful Rim | Fuel, lube, and electricity | 348.0117
2022 | Soybean | Eastern Uplands | Seed | 179.126
2022 | Soybean | Northern Great Plains | Fuel, lube, and electricity | 50.4328
2022 | Wheat | Northern Great Plains | Fuel, lube, and electricity | 28.3396
2022 | Soybean | Heartland | Fuel, lube, and electricity | 50.8424
2022 | Wheat | Heartland | Fuel, lube, and electricity | 40.0134
2022 | Rice | Mississippi Portal | Fuel, lube, and electricity | 403.4281
2022 | Rice | Mississippi Portal | Seed | 303.5695
2022 | Barley | Basin and Range | Repairs | 98.2031
2022 | Wheat | Basin and Range | Repairs | 83.4317
2022 | Corn | Eastern Uplands | Repairs | 110.1585
2022 | Soybean | Eastern Uplands | Repairs | 76.8524
2022 | Barley | Fruitful Rim | Repairs | 108.7505
2022 | Rice | Fruitful Rim | Repairs | 163.5353
2022 | Corn | Northern Great Plains | Fuel, lube, and electricity | 67.1498
2022 | Wheat | Basin and Range | Seed | 55.9113
2022 | Corn | Prairie Gateway | Fuel, lube, and electricity | 100.7887
2022 | Sorghum | Prairie Gateway | Fuel, lube, and electricity | 38.119
2022 | Soybean | Prairie Gateway | Fuel, lube, and electricity | 76.366
2022 | Rice | Mississippi Portal | Fertilizer | 607.2499
2022 | Soybean | Mississippi Portal | Fertilizer | 186.4477
2022 | Corn | Northern Crescent | Fertilizer | 657.0085
2022 | Soybean | Northern Crescent | Fertilizer | 197.635
2022 | Wheat | Northern Crescent | Fertilizer | 372.0249
2022 | Barley | Northern Great Plains | Fertilizer | 200.4767
2022 | Corn | Eastern Uplands | Seed | 322.5138
2022 | Corn | Southern Seaboard | Repairs | 121.1155
2022 | Soybean | Southern Seaboard | Repairs | 74.5227
2022 | Sorghum | Prairie Gateway | Fertilizer | 206.3648
2022 | Soybean | Prairie Gateway | Fertilizer | 111.4385
2022 | Corn | Mississippi Portal | Repairs | 116.6866
2022 | Corn | Northern Crescent | Fuel, lube, and electricity | 99.7647
2022 | Rice | Fruitful Rim | Commercial drying | 349.3942
2022 | Barley | Basin and Range | Seed | 82.9453
2022 | Wheat | Prairie Gateway | Fuel, lube, and electricity | 42.7783
2022 | Soybean | Mississippi Portal | Fuel, lube, and electricity | 154.3448
2022 | Barley | Northern Great Plains | Fuel, lube, and electricity | 37.479
2022 | Soybean | Southern Seaboard | Fuel, lube, and electricity | 53.7608
2022 | Soybean | Northern Crescent | Fuel, lube, and electricity | 60.8777
2022 | Wheat | Northern Crescent | Fuel, lube, and electricity | 42.7783
2022 | Corn | Southern Seaboard | Fuel, lube, and electricity | 151.6823
2022 | Wheat | Prairie Gateway | Fertilizer | 191.1837
2022 | Corn | Southern Seaboard | Fertilizer | 771.5702
2022 | Corn | Mississippi Portal | Fuel, lube, and electricity | 88.6286
2022 | Corn | Mississippi Portal | Chemicals | 162.2297
2022 | Soybean | Southern Seaboard | Fertilizer | 347.8837
2022 | Corn | Mississippi Portal | Fertilizer | 577.8777
2022 | Rice | Basin and Range | Chemicals | 337.379
2022 | Rice | Basin and Range | Other variable expenses | 144.591
2022 | Rice | Basin and Range | Commercial drying | 85.4029
2022 | Rice | Basin and Range | Repairs | 194.2728
2022 | Rice | Basin and Range | Fuel, lube, and electricity | 403.4281
2022 | Rice | Basin and Range | Seed | 303.5695
2022 | Rice | Basin and Range | Fertilizer | 607.2499
2022 | Rice | Eastern Uplands | Chemicals | 337.379
2022 | Rice | Eastern Uplands | Other variable expenses | 144.591
2022 | Rice | Eastern Uplands | Commercial drying | 85.4029
2022 | Rice | Eastern Uplands | Repairs | 194.2728
2022 | Rice | Eastern Uplands | Fuel, lube, and electricity | 403.4281
2022 | Rice | Eastern Uplands | Seed | 303.5695
2022 | Rice | Eastern Uplands | Fertilizer | 607.2499
2022 | Rice | Southern Seaboard | Chemicals | 337.379
2022 | Rice | Southern Seaboard | Other variable expenses | 144.591
2022 | Rice | Southern Seaboard | Commercial drying | 85.4029
2022 | Rice | Southern Seaboard | Repairs | 194.2728
2022 | Rice | Southern Seaboard | Fuel, lube, and electricity | 403.4281
2022 | Rice | Southern Seaboard | Seed | 303.5695
2022 | Rice | Southern Seaboard | Fertilizer | 607.2499
2022 | Sorghum | Northern Great Plains | Other variable expenses | 59.1881
2022 | Sorghum | Northern Great Plains | Seed | 38.4262
2022 | Sorghum | Northern Great Plains | Fertilizer | 204.2399
2022 | Sorghum | Northern Great Plains | Repairs | 79.1308
2022 | Sorghum | Northern Great Plains | Fuel, lube, and electricity | 41.9078
2022 | Sorghum | Northern Great Plains | Chemicals | 111.0801
2023 | Barley | Fruitful Rim | Repairs | 108.3309
2023 | Corn | Northern Great Plains | Fuel, lube, and electricity | 54.1655
2023 | Corn | Northern Great Plains | Other variable expenses | 119.2035
2023 | Wheat | Northern Crescent | Fuel, lube, and electricity | 36.0526
2023 | Barley | Northern Great Plains | Fuel, lube, and electricity | 29.9986
2023 | Soybean | Eastern Uplands | Other variable expenses | 52.8311
2023 | Barley | Northern Great Plains | Other variable expenses | 25.1059
2023 | Wheat | Basin and Range | Repairs | 83.7687
2023 | Corn | Eastern Uplands | Other variable expenses | 68.4976
2023 | Rice | Fruitful Rim | Repairs | 163.7566
2023 | Rice | Fruitful Rim | Other variable expenses | 604.7652
2023 | Wheat | Basin and Range | Other variable expenses | 56.3153
2023 | Sorghum | Fruitful Rim | Repairs | 86.388
2023 | Barley | Fruitful Rim | Other variable expenses | 60.5902
2023 | Soybean | Eastern Uplands | Repairs | 76.9485
2023 | Wheat | Northern Crescent | Other variable expenses | 65.6558
2023 | Barley | Basin and Range | Other variable expenses | 46.6782
2023 | Barley | Fruitful Rim | Chemicals | 73.5879
2023 | Wheat | Basin and Range | Chemicals | 102.1039
2023 | Corn | Eastern Uplands | Chemicals | 147.0523
2023 | Soybean | Eastern Uplands | Chemicals | 122.8854
2023 | Corn | Heartland | Repairs | 112.507
2023 | Rice | Fruitful Rim | Chemicals | 770.548
2023 | Sorghum | Fruitful Rim | Chemicals | 74.774
2023 | Wheat | Fruitful Rim | Repairs | 96.9641
2023 | Soybean | Northern Crescent | Other variable expenses | 65.5076
2023 | Corn | Eastern Uplands | Repairs | 110.5796
2023 | Corn | Northern Crescent | Repairs | 116.5101
2023 | Soybean | Northern Crescent | Repairs | 79.1972
2023 | Wheat | Northern Crescent | Repairs | 83.225
2023 | Barley | Northern Great Plains | Repairs | 78.9501
2023 | Corn | Northern Great Plains | Repairs | 107.7626
2023 | Sorghum | Fruitful Rim | Other variable expenses | 54.9068
2023 | Wheat | Fruitful Rim | Other variable expenses | 50.3353
2023 | Corn | Heartland | Other variable expenses | 118.4622
2023 | Soybean | Heartland | Repairs | 84.5594
2023 | Wheat | Heartland | Repairs | 79.7408
2023 | Rice | Mississippi Portal | Repairs | 194.3153
2023 | Soybean | Mississippi Portal | Repairs | 127.3086
2023 | Corn | Northern Crescent | Other variable expenses | 127.5557
2023 | Corn | Mississippi Portal | Chemicals | 151.4013
2023 | Soybean | Northern Great Plains | Other variable expenses | 39.8086
2023 | Wheat | Northern Great Plains | Other variable expenses | 38.3013
2023 | Soybean | Heartland | Other variable expenses | 52.9299
2023 | Wheat | Heartland | Other variable expenses | 56.9577
2023 | Rice | Mississippi Portal | Other variable expenses | 162.414
2023 | Soybean | Mississippi Portal | Other variable expenses | 73.2667
2023 | Barley | Basin and Range | Repairs | 96.4699
2023 | Corn | Mississippi Portal | Other variable expenses | 115.8923
2023 | Wheat | Fruitful Rim | Chemicals | 66.2489
2023 | Corn | Heartland | Chemicals | 152.884
2023 | Soybean | Heartland | Chemicals | 139.5156
2023 | Wheat | Heartland | Chemicals | 74.9717
2023 | Rice | Mississippi Portal | Chemicals | 324.169
2023 | Soybean | Mississippi Portal | Chemicals | 183.8957
2023 | Corn | Northern Crescent | Chemicals | 138.8978
2023 | Soybean | Northern Crescent | Chemicals | 106.1564
2023 | Wheat | Northern Crescent | Chemicals | 81.9648
2023 | Barley | Northern Great Plains | Chemicals | 78.6042
2023 | Corn | Northern Great Plains | Chemicals | 133.1897
2023 | Soybean | Northern Great Plains | Chemicals | 78.357
2023 | Wheat | Northern Great Plains | Chemicals | 67.9539
2023 | Corn | Prairie Gateway | Chemicals | 170.6755
2023 | Sorghum | Prairie Gateway | Chemicals | 108.9487
2023 | Soybean | Prairie Gateway | Chemicals | 131.8553
2023 | Wheat | Prairie Gateway | Chemicals | 29.1337
2023 | Corn | Southern Seaboard | Chemicals | 112.6552
2023 | Soybean | Southern Seaboard | Chemicals | 128.6182
2023 | Barley | Basin and Range | Fuel, lube, and electricity | 62.6659
2023 | Wheat | Basin and Range | Fuel, lube, and electricity | 42.1561
2023 | Corn | Eastern Uplands | Fuel, lube, and electricity | 63.9508
2023 | Soybean | Eastern Uplands | Fuel, lube, and electricity | 43.6141
2023 | Barley | Fruitful Rim | Fuel, lube, and electricity | 122.7371
2023 | Rice | Fruitful Rim | Fuel, lube, and electricity | 289.7308
2023 | Sorghum | Fruitful Rim | Fuel, lube, and electricity | 55.3763
2023 | Corn | Prairie Gateway | Other variable expenses | 105.934
2023 | Sorghum | Prairie Gateway | Other variable expenses | 70.3014
2023 | Soybean | Prairie Gateway | Other variable expenses | 53.3253
2023 | Wheat | Prairie Gateway | Other variable expenses | 52.1639
2023 | Corn | Southern Seaboard | Other variable expenses | 118.5363
2023 | Soybean | Southern Seaboard | Other variable expenses | 68.7199
2023 | Corn | Northern Crescent | Fuel, lube, and electricity | 83.052
2023 | Soybean | Northern Crescent | Fuel, lube, and electricity | 50.706
2023 | Rice | Fruitful Rim | Commercial drying | 348.7148
2023 | Rice | Mississippi Portal | Commercial drying | 88.892
2023 | Soybean | Northern Great Plains | Fuel, lube, and electricity | 42.0326
2023 | Wheat | Northern Great Plains | Fuel, lube, and electricity | 23.9198
2023 | Corn | Prairie Gateway | Fuel, lube, and electricity | 83.7439
2023 | Sorghum | Prairie Gateway | Fuel, lube, and electricity | 32.5685
2023 | Soybean | Prairie Gateway | Fuel, lube, and electricity | 64.3709
2023 | Wheat | Prairie Gateway | Fuel, lube, and electricity | 35.5337
2023 | Corn | Southern Seaboard | Fuel, lube, and electricity | 126.3202
2023 | Soybean | Southern Seaboard | Fuel, lube, and electricity | 44.7013
2023 | Corn | Mississippi Portal | Fuel, lube, and electricity | 73.4644
2023 | Soybean | Northern Great Plains | Repairs | 90.2922
2023 | Wheat | Northern Great Plains | Repairs | 76.8003
2023 | Corn | Prairie Gateway | Repairs | 133.0661
2023 | Sorghum | Prairie Gateway | Repairs | 78.6289
2023 | Soybean | Prairie Gateway | Repairs | 102.5486
2023 | Wheat | Prairie Gateway | Repairs | 73.0443
2023 | Corn | Southern Seaboard | Repairs | 121.3533
2023 | Soybean | Southern Seaboard | Repairs | 74.5763
2023 | Corn | Mississippi Portal | Repairs | 116.7325
2023 | Wheat | Fruitful Rim | Fuel, lube, and electricity | 59.7994
2023 | Corn | Heartland | Fuel, lube, and electricity | 70.0543
2023 | Soybean | Heartland | Fuel, lube, and electricity | 42.2797
2023 | Wheat | Heartland | Fuel, lube, and electricity | 33.1862
2023 | Rice | Mississippi Portal | Fuel, lube, and electricity | 338.6164
2023 | Soybean | Mississippi Portal | Fuel, lube, and electricity | 128.8901
2023 | Barley | Basin and Range | Chemicals | 82.0636
2023 | Barley | Basin and Range | Fertilizer | 257.0882
2023 | Wheat | Basin and Range | Fertilizer | 188.6895
2023 | Corn | Eastern Uplands | Fertilizer | 517.9324
2023 | Soybean | Eastern Uplands | Fertilizer | 299.2196
2023 | Barley | Fruitful Rim | Fertilizer | 213.6224
2023 | Rice | Fruitful Rim | Fertilizer | 559.1743
2023 | Sorghum | Fruitful Rim | Fertilizer | 136.9457
2023 | Wheat | Fruitful Rim | Fertilizer | 143.2716
2023 | Corn | Heartland | Fertilizer | 469.6728
2023 | Soybean | Heartland | Fertilizer | 121.8723
2023 | Wheat | Heartland | Fertilizer | 265.4404
2023 | Rice | Mississippi Portal | Fertilizer | 464.8213
2023 | Soybean | Mississippi Portal | Fertilizer | 144.0129
2023 | Corn | Northern Crescent | Fertilizer | 502.2907
2023 | Soybean | Northern Crescent | Fertilizer | 150.4129
2023 | Wheat | Northern Crescent | Fertilizer | 287.6798
2023 | Barley | Northern Great Plains | Fertilizer | 148.6585
2023 | Corn | Northern Great Plains | Fertilizer | 398.5806
2023 | Soybean | Northern Great Plains | Fertilizer | 68.2752
2023 | Wheat | Northern Great Plains | Fertilizer | 149.4492
2023 | Corn | Prairie Gateway | Fertilizer | 315.9981
2023 | Sorghum | Prairie Gateway | Fertilizer | 159.1357
2023 | Soybean | Prairie Gateway | Fertilizer | 85.3995
2023 | Wheat | Prairie Gateway | Fertilizer | 146.4592
2023 | Corn | Southern Seaboard | Fertilizer | 589.5188
2023 | Soybean | Southern Seaboard | Fertilizer | 266.5523
2023 | Corn | Mississippi Portal | Fertilizer | 442.17
2023 | Barley | Basin and Range | Seed | 84.6335
2023 | Wheat | Basin and Range | Seed | 57.106
2023 | Corn | Eastern Uplands | Seed | 327.0684
2023 | Soybean | Eastern Uplands | Seed | 182.2401
2023 | Barley | Fruitful Rim | Seed | 77.2945
2023 | Rice | Fruitful Rim | Seed | 173.8138
2023 | Sorghum | Fruitful Rim | Seed | 65.6806
2023 | Wheat | Fruitful Rim | Seed | 64.9145
2023 | Corn | Heartland | Seed | 306.2127
2023 | Soybean | Heartland | Seed | 184.637
2023 | Wheat | Heartland | Seed | 97.1865
2023 | Rice | Mississippi Portal | Seed | 306.4845
2023 | Soybean | Mississippi Portal | Seed | 207.7413
2023 | Corn | Northern Crescent | Seed | 281.2551
2023 | Soybean | Northern Crescent | Seed | 190.8146
2023 | Wheat | Northern Crescent | Seed | 84.9548
2023 | Barley | Northern Great Plains | Seed | 46.6535
2023 | Corn | Northern Great Plains | Seed | 267.7632
2023 | Soybean | Northern Great Plains | Seed | 181.9682
2023 | Wheat | Northern Great Plains | Seed | 45.838
2023 | Corn | Prairie Gateway | Seed | 238.8766
2023 | Sorghum | Prairie Gateway | Seed | 35.1384
2023 | Soybean | Prairie Gateway | Seed | 169.7365
2023 | Wheat | Prairie Gateway | Seed | 39.3144
2023 | Corn | Southern Seaboard | Seed | 262.0056
2023 | Soybean | Southern Seaboard | Seed | 164.7944
2023 | Corn | Mississippi Portal | Seed | 285.8265
2023 | Rice | Basin and Range | Repairs | 194.3153
2023 | Rice | Basin and Range | Other variable expenses | 162.414
2023 | Rice | Basin and Range | Chemicals | 324.169
2023 | Rice | Basin and Range | Commercial drying | 88.892
2023 | Rice | Basin and Range | Fuel, lube, and electricity | 338.6164
2023 | Rice | Basin and Range | Fertilizer | 464.8213
2023 | Rice | Basin and Range | Seed | 306.4845
2023 | Rice | Eastern Uplands | Repairs | 194.3153
2023 | Rice | Eastern Uplands | Other variable expenses | 162.414
2023 | Rice | Eastern Uplands | Chemicals | 324.169
2023 | Rice | Eastern Uplands | Commercial drying | 88.892
2023 | Rice | Eastern Uplands | Fuel, lube, and electricity | 338.6164
2023 | Rice | Eastern Uplands | Fertilizer | 464.8213
2023 | Rice | Eastern Uplands | Seed | 306.4845
2023 | Rice | Southern Seaboard | Repairs | 194.3153
2023 | Rice | Southern Seaboard | Other variable expenses | 162.414
2023 | Rice | Southern Seaboard | Chemicals | 324.169
2023 | Rice | Southern Seaboard | Commercial drying | 88.892
2023 | Rice | Southern Seaboard | Fuel, lube, and electricity | 338.6164
2023 | Rice | Southern Seaboard | Fertilizer | 464.8213
2023 | Rice | Southern Seaboard | Seed | 306.4845
2023 | Sorghum | Northern Great Plains | Fertilizer | 156.6153
2023 | Sorghum | Northern Great Plains | Chemicals | 103.4876
2023 | Sorghum | Northern Great Plains | Other variable expenses | 65.6558
2023 | Sorghum | Northern Great Plains | Fuel, lube, and electricity | 36.275
2023 | Sorghum | Northern Great Plains | Repairs | 80.0868
2023 | Sorghum | Northern Great Plains | Seed | 40.7476

## NASS CROP DATA
fips | state | commodity | year | ah | pd | yd
1103 | AL | SB | 2019 | 3399.3624 | 9035.5526 | 2.658
1019 | AL | SB | 2019 | 1396.1667 | 2830.4141 | 2.0273
1119 | AL | SB | 2019 | 566.5604 | 1447.8657 | 2.5555
1039 | AL | CO | 2019 | 971.2464 | 5867.6661 | 6.0414
1003 | AL | CO | 2019 | 2792.3334 | 26417.1981 | 9.4606
1127 | AL | CO | 2019 | 283.2802 | 1981.2899 | 6.9941
1033 | AL | CO | 2019 | 8619.8118 | 87125.9514 | 10.1076
1095 | AL | CO | 2019 | 2347.1788 | 22022.7988 | 9.3827
1069 | AL | SB | 2019 | 137.5932 | 427.2837 | 3.1054
1015 | AL | CO | 2019 | 687.9662 | 5867.6661 | 8.529
1019 | AL | CO | 2019 | 1214.058 | 9830.2458 | 8.097
1109 | AL | SB | 2019 | 433.014 | 1502.2967 | 3.4694
1127 | AL | SB | 2019 | 222.5773 | 484.4363 | 2.1765
1125 | AL | CO | 2019 | 890.3092 | 9017.409 | 10.1284
1079 | AL | SB | 2019 | 8336.5316 | 22044.5712 | 2.6443
1071 | AL | SB | 2019 | 10279.0244 | 20085.0538 | 1.954
1035 | AL | CO | 2019 | 258.999 | 1778.0806 | 6.8652
1099 | AL | CO | 2019 | 546.3261 | 4267.3935 | 7.8111
1083 | AL | SB | 2019 | 17361.0294 | 47273.3582 | 2.723
1125 | AL | SB | 2019 | 1375.9324 | 2939.2762 | 2.1362
1009 | AL | SB | 2019 | 951.0121 | 2258.8882 | 2.3752
1077 | AL | SB | 2019 | 6920.1306 | 17962.2432 | 2.5957
1071 | AL | CO | 2019 | 9186.3722 | 71097.8244 | 7.7395
1089 | AL | SB | 2019 | 11776.3626 | 31270.6325 | 2.6554
1095 | AL | SB | 2019 | 3014.9107 | 6286.7851 | 2.0852
1077 | AL | CO | 2019 | 9307.778 | 100690.1665 | 10.8179
1033 | AL | SB | 2019 | 6677.319 | 17390.7173 | 2.6044
1069 | AL | CO | 2019 | 728.4348 | 6299.4857 | 8.648
1001 | AL | CO | 2019 | 607.029 | 6299.4857 | 10.3776
1998 | AL | CO | 2019 | 26741.6509 | 208899.074 | 7.8117
1083 | AL | CO | 2019 | 8093.72 | 81385.291 | 10.0554
1089 | AL | CO | 2019 | 11209.8022 | 126065.9174 | 11.246
1043 | AL | SB | 2019 | 3419.5967 | 9852.0182 | 2.881
1079 | AL | CO | 2019 | 12828.5462 | 138080.6623 | 10.7635
1047 | AL | SB | 2019 | 2246.0073 | 3946.2504 | 1.757
1055 | AL | CO | 2019 | 1092.6522 | 10439.8735 | 9.5546
1043 | AL | CO | 2019 | 1335.4638 | 14707.267 | 11.0129
1005 | AL | CO | 2019 | 647.4976 | 7493.3398 | 11.5728
1103 | AL | CO | 2019 | 2225.773 | 19558.887 | 8.7875
1998 | AL | SB | 2019 | 18793.6178 | 41111.7645 | 2.1875
1045 | AL | CO | 2019 | 445.1546 | 2997.3359 | 6.7332
1049 | AL | SB | 2019 | 4370.6088 | 8981.1216 | 2.0549
1105 | AL | CO | 2019 | 2387.6474 | 16485.3476 | 6.9044
1111 | AL | CO | 2019 | 376.358 | 1905.0864 | 5.0619
1051 | AL | CO | 2019 | 809.372 | 5283.4396 | 6.5278
1055 | AL | SB | 2019 | 1355.6981 | 2775.983 | 2.0476
1053 | AL | SB | 2019 | 283.2802 | 424.5621 | 1.4987
1057 | AL | SB | 2019 | 485.6232 | 813.744 | 1.6757
1059 | AL | SB | 2019 | 1416.401 | 3592.4486 | 2.5363
1067 | AL | CO | 2019 | 1254.5266 | 11379.7161 | 9.0709
1049 | AL | CO | 2019 | 4937.1692 | 40616.442 | 8.2267
1057 | AL | CO | 2019 | 364.2174 | 2286.1037 | 6.2768
1047 | AL | CO | 2019 | 2144.8358 | 18034.8179 | 8.4085
5079 | AR | RI | 2019 | 7608.0968 | 64818.2968 | 8.5196
5085 | AR | RI | 2019 | 24240.6914 | 216136.588 | 8.9163
5998 | AR | RI | 2019 | 34722.0588 | 286760.8624 | 8.2588
5075 | AR | RI | 2019 | 26871.1504 | 222486.876 | 8.2798
5003 | AR | CO | 2019 | 13192.7636 | 137420.2323 | 10.4163
5031 | AR | CO | 2019 | 14406.8216 | 173489.8682 | 12.0422
5093 | AR | RI | 2019 | 22662.416 | 190281.844 | 8.3964
5095 | AR | RI | 2019 | 13759.324 | 107818.8184 | 7.8361
5069 | AR | RI | 2019 | 19708.2082 | 154221.28 | 7.8252
5055 | AR | CO | 2019 | 8700.749 | 99572.5158 | 11.4441
5063 | AR | CO | 2019 | 3075.6136 | 30862.3997 | 10.0346
5067 | AR | CO | 2019 | 6474.976 | 72393.2832 | 11.1805
5069 | AR | CO | 2019 | 17725.2468 | 201177.1238 | 11.3498
5035 | AR | CO | 2019 | 8457.9374 | 87633.9744 | 10.3612
5041 | AR | CO | 2019 | 14366.353 | 163964.4362 | 11.4131
5043 | AR | CO | 2019 | 5341.8552 | 62740.8454 | 11.7451
5037 | AR | RI | 2019 | 28287.5514 | 229517.552 | 8.1137
5041 | AR | RI | 2019 | 9591.0582 | 72121.128 | 7.5196
5055 | AR | RI | 2019 | 25778.4982 | 221443.6144 | 8.5902
5067 | AR | RI | 2019 | 27842.3968 | 220717.8672 | 7.9274
5998 | AR | WH | 2019 | 7608.0968 | 26752.8562 | 3.5164
5147 | AR | RI | 2019 | 22217.2614 | 179758.5096 | 8.0909
5017 | AR | RI | 2019 | 7446.2224 | 64319.3456 | 8.6378
5021 | AR | RI | 2019 | 26264.1214 | 230878.328 | 8.7906
5073 | AR | CO | 2019 | 3763.5798 | 35053.5898 | 9.3139
5075 | AR | CO | 2019 | 3925.4542 | 44325.0102 | 11.2917
5079 | AR | CO | 2019 | 7527.1596 | 88904.032 | 11.8111
5085 | AR | CO | 2019 | 16915.8748 | 189746.6054 | 11.2171
5093 | AR | CO | 2019 | 8700.749 | 75187.4099 | 8.6415
5095 | AR | CO | 2019 | 12383.3916 | 131831.9789 | 10.6459
5998 | AR | CO | 2019 | 32496.2858 | 350434.293 | 10.7838
5111 | AR | SB | 2019 | 63738.045 | 218513.4101 | 3.4283
5117 | AR | SB | 2019 | 41116.0976 | 121653.3744 | 2.9588
5121 | AR | SB | 2019 | 10683.7104 | 30563.029 | 2.8607
5123 | AR | SB | 2019 | 53499.4892 | 180983.208 | 3.3829
5145 | AR | SB | 2019 | 10117.15 | 29256.684 | 2.8918
5147 | AR | SB | 2019 | 41885.001 | 123449.5987 | 2.9473
5017 | AR | SB | 2019 | 57951.0352 | 210920.28 | 3.6396
5021 | AR | SB | 2019 | 35814.711 | 115665.96 | 3.2296
5031 | AR | RI | 2019 | 21569.7638 | 179123.4808 | 8.3044
5001 | AR | SB | 2019 | 64587.8856 | 251852.4221 | 3.8994
5063 | AR | SB | 2019 | 10279.0244 | 28249.7098 | 2.7483
5067 | AR | SB | 2019 | 40913.7546 | 110767.1664 | 2.7073
5021 | AR | WH | 2019 | 687.9662 | 2694.3365 | 3.9164
5003 | AR | SB | 2019 | 15742.2854 | 53614.5744 | 3.4058
5031 | AR | SB | 2019 | 29784.8896 | 92641.6301 | 3.1104
5035 | AR | SB | 2019 | 71386.6104 | 221262.1776 | 3.0995
5037 | AR | SB | 2019 | 53782.7694 | 188195.3208 | 3.4992
5041 | AR | SB | 2019 | 54106.5182 | 217724.16 | 4.024
5043 | AR | SB | 2019 | 11128.865 | 43000.5216 | 3.8639
5055 | AR | SB | 2019 | 21165.0778 | 65208.3859 | 3.0809
5017 | AR | CO | 2019 | 11857.2998 | 131069.9443 | 11.0539
5021 | AR | CO | 2019 | 14932.9134 | 167139.5802 | 11.1927
5001 | AR | CO | 2019 | 21853.044 | 264680.0038 | 12.1118
5107 | AR | CO | 2019 | 24362.0972 | 245121.1168 | 10.0616
5111 | AR | CO | 2019 | 12828.5462 | 150120.8083 | 11.7021
5117 | AR | CO | 2019 | 8822.1548 | 96016.3546 | 10.8835
5121 | AR | CO | 2019 | 1618.744 | 18923.8582 | 11.6905
5123 | AR | CO | 2019 | 10562.3046 | 114559.1955 | 10.846
5145 | AR | CO | 2019 | 2023.43 | 22480.0195 | 11.1099
5147 | AR | CO | 2019 | 10400.4302 | 105922.8038 | 10.1845
5069 | AR | SB | 2019 | 28570.8316 | 104371.5192 | 3.6531
5075 | AR | SB | 2019 | 18898.8362 | 50729.7293 | 2.6843
5079 | AR | SB | 2019 | 22298.1986 | 85728.888 | 3.8447
5081 | AR | SB | 2019 | 3682.6426 | 7484.268 | 2.0323
5085 | AR | SB | 2019 | 37797.6724 | 122469.84 | 3.2401
5093 | AR | SB | 2019 | 94494.181 | 302799.8755 | 3.2044
5095 | AR | SB | 2019 | 29137.392 | 93485.3112 | 3.2084
5998 | AR | SB | 2019 | 108253.505 | 346508.0006 | 3.2009
5001 | AR | RI | 2019 | 30472.8558 | 278051.896 | 9.1246
5107 | AR | RI | 2019 | 10359.9616 | 83234.132 | 8.0342
5111 | AR | RI | 2019 | 38849.856 | 331893.2664 | 8.543
5117 | AR | RI | 2019 | 23269.445 | 206701.8744 | 8.883
5121 | AR | RI | 2019 | 10724.179 | 87588.6152 | 8.1674
5123 | AR | RI | 2019 | 17077.7492 | 143425.7904 | 8.3984
6113 | CA | CO | 2019 | 1254.5266 | 15342.2958 | 12.2296
6101 | CA | CO | 2019 | 1375.9324 | 12700.576 | 9.2305
6101 | CA | RI | 2019 | 42289.687 | 390089.12 | 9.2242
6115 | CA | RI | 2019 | 14528.2274 | 120156.5208 | 8.2706
6011 | CA | RI | 2019 | 54025.581 | 526166.72 | 9.7392
6101 | CA | WH | 2019 | 1699.6812 | 5443.104 | 3.2024
6113 | CA | WH | 2019 | 6960.5992 | 21826.847 | 3.1358
6019 | CA | WH | 2019 | 3763.5798 | 17200.2086 | 4.5702
6107 | CA | WH | 2019 | 2589.9904 | 6477.2938 | 2.5009
6011 | CA | WH | 2019 | 1699.6812 | 5960.1989 | 3.5067
6998 | CA | CO | 2019 | 16834.9376 | 182502.1969 | 10.8407
6007 | CA | RI | 2019 | 36745.4888 | 360605.64 | 9.8136
6998 | CA | WH | 2019 | 15944.6284 | 59621.0397 | 3.7393
6031 | CA | WH | 2019 | 2711.3962 | 10178.6045 | 3.754
6998 | CA | RI | 2019 | 16389.783 | 149685.36 | 9.1328
6998 | CA | BA | 2019 | 10845.5848 | 35510.8105 | 3.2742
6021 | CA | RI | 2019 | 32172.537 | 312071.296 | 9.6999
6021 | CA | CO | 2019 | 647.4976 | 6223.2822 | 9.6113
6061 | CA | RI | 2019 | 4856.232 | 45948.8696 | 9.4618
6077 | CA | RI | 2019 | 1740.1498 | 16782.904 | 9.6445
6095 | CA | BA | 2019 | 1011.715 | 4985.8833 | 4.9281
6077 | CA | WH | 2019 | 1942.4928 | 8717.1311 | 4.4876
6067 | CA | CO | 2019 | 3642.174 | 34291.5552 | 9.4151
6047 | CA | WH | 2019 | 1982.9614 | 7865.2853 | 3.9664
6079 | CA | BA | 2019 | 4653.889 | 14195.6152 | 3.0503
6095 | CA | WH | 2019 | 2306.7102 | 7212.1128 | 3.1266
8998 | CO | WH | 2019 | 350518.7789 | 1098227.8786 | 3.1331
8099 | CO | WH | 2019 | 46943.576 | 208987.9781 | 4.4519
8077 | CO | WH | 2019 | 505.8575 | 4327.2677 | 8.5543
8001 | CO | CO | 2019 | 9752.9326 | 33529.5206 | 3.4379
8121 | CO | CO | 2019 | 47469.6678 | 210321.5386 | 4.4307
8998 | CO | SG | 2019 | 82555.944 | 226400.4678 | 2.7424
8011 | CO | CO | 2019 | 2711.3962 | 31091.01 | 11.4668
8017 | CO | WH | 2019 | 61512.272 | 188059.2432 | 3.0573
8123 | CO | CO | 2019 | 20841.329 | 231658.5062 | 11.1153
8125 | CO | CO | 2019 | 97529.326 | 1069769.5165 | 10.9687
8017 | CO | CO | 2019 | 34155.4984 | 195842.8819 | 5.7339
8073 | CO | WH | 2019 | 57060.726 | 195543.5112 | 3.4269
8075 | CO | WH | 2019 | 43827.4938 | 130906.6512 | 2.9869
8101 | CO | CO | 2019 | 2144.8358 | 26874.4188 | 12.5298
8115 | CO | CO | 2019 | 29784.8896 | 269760.2342 | 9.0569
8063 | CO | CO | 2019 | 92268.408 | 581965.7935 | 6.3073
8039 | CO | WH | 2019 | 10036.2128 | 29937.072 | 2.9829
8001 | CO | WH | 2019 | 56494.1656 | 167375.448 | 2.9627
8069 | CO | CO | 2019 | 2630.459 | 24512.1117 | 9.3186
8013 | CO | CO | 2019 | 242.8116 | 1917.787 | 7.8983
8061 | CO | SG | 2019 | 30594.2616 | 70132.5807 | 2.2923
8063 | CO | SG | 2019 | 6677.319 | 13742.0232 | 2.058
8005 | CO | WH | 2019 | 16268.3772 | 42075.1939 | 2.5863
8998 | CO | CO | 2019 | 124117.1962 | 818996.6434 | 6.5986
8069 | CO | WH | 2019 | 1092.6522 | 4000.6814 | 3.6614
8063 | CO | WH | 2019 | 95101.21 | 372063.3739 | 3.9123
8099 | CO | CO | 2019 | 5989.3528 | 62664.642 | 10.4627
8095 | CO | CO | 2019 | 49574.035 | 415816.8582 | 8.3878
8061 | CO | WH | 2019 | 70010.678 | 225616.6608 | 3.2226
10005 | DE | SB | 2019 | 29015.9862 | 87361.8192 | 3.0108
10003 | DE | CO | 2019 | 7486.691 | 76863.886 | 10.2667
10001 | DE | SB | 2019 | 25211.9378 | 83959.8792 | 3.3302
10003 | DE | SB | 2019 | 7689.034 | 24385.1059 | 3.1714
10005 | DE | CO | 2019 | 43099.059 | 443605.7185 | 10.2927
10001 | DE | CO | 2019 | 22257.73 | 215655.7805 | 9.689
13107 | GA | CO | 2019 | 1335.4638 | 12294.1576 | 9.2059
13011 | GA | CO | 2019 | 198.2961 | 1270.0576 | 6.4049
13115 | GA | CO | 2019 | 1254.5266 | 12090.9484 | 9.6379
13001 | GA | CO | 2019 | 1740.1498 | 13005.3898 | 7.4737
13119 | GA | CO | 2019 | 198.2961 | 1955.8887 | 9.8635
13275 | GA | CO | 2019 | 1011.715 | 6426.4915 | 6.3521
13165 | GA | CO | 2019 | 687.9662 | 10363.67 | 15.0642
13167 | GA | CO | 2019 | 1011.715 | 5867.6661 | 5.7997
13129 | GA | CO | 2019 | 1254.5266 | 8509.3859 | 6.7829
13273 | GA | CO | 2019 | 5382.3238 | 51030.9144 | 9.4812
13071 | GA | CO | 2019 | 1902.0242 | 19660.4916 | 10.3366
13193 | GA | CO | 2019 | 2913.7392 | 35815.6243 | 12.292
13201 | GA | CO | 2019 | 5746.5412 | 74044.3581 | 12.885
13251 | GA | CO | 2019 | 2873.2706 | 28373.0868 | 9.8748
13075 | GA | CO | 2019 | 1578.2754 | 13437.2094 | 8.5139
13027 | GA | CO | 2019 | 647.4976 | 5943.8696 | 9.1798
13269 | GA | CO | 2019 | 526.0918 | 2971.9348 | 5.6491
13137 | GA | CO | 2019 | 149.7338 | 1092.2495 | 7.2946
13139 | GA | CO | 2019 | 315.6551 | 2260.7025 | 7.1619
13163 | GA | CO | 2019 | 4856.232 | 55780.9298 | 11.4865
13193 | GA | SB | 2019 | 485.6232 | 928.0492 | 1.911
13321 | GA | CO | 2019 | 2185.3044 | 26899.82 | 12.3094
13005 | GA | CO | 2019 | 1173.5894 | 7112.3226 | 6.0603
13055 | GA | CO | 2019 | 849.8406 | 6553.4972 | 7.7114
13069 | GA | CO | 2019 | 1982.9614 | 18568.2421 | 9.3639
13007 | GA | CO | 2019 | 3561.2368 | 42699.3365 | 11.99
13033 | GA | CO | 2019 | 5827.4784 | 72799.7016 | 12.4925
13229 | GA | CO | 2019 | 2104.3672 | 15799.5165 | 7.508
13023 | GA | CO | 2019 | 1780.6184 | 19787.4974 | 11.1127
13155 | GA | CO | 2019 | 2347.1788 | 25502.7566 | 10.8653
13998 | GA | SB | 2019 | 16673.0632 | 37399.5676 | 2.2431
13253 | GA | CO | 2019 | 4451.546 | 59514.8991 | 13.3695
13037 | GA | CO | 2019 | 3763.5798 | 53875.8434 | 14.3151
13043 | GA | CO | 2019 | 275.1865 | 1422.4645 | 5.1691
13147 | GA | SB | 2019 | 1416.401 | 2212.6218 | 1.5621
13015 | GA | SB | 2019 | 485.6232 | 410.9544 | 0.84624
13055 | GA | SB | 2019 | 283.2802 | 770.1992 | 2.7189
13015 | GA | CO | 2019 | 728.4348 | 8458.5836 | 11.612
13105 | GA | SB | 2019 | 971.2464 | 1611.1588 | 1.6589
13069 | GA | SB | 2019 | 242.8116 | 410.9544 | 1.6925
13243 | GA | CO | 2019 | 3601.7054 | 48160.5842 | 13.3716
13249 | GA | CO | 2019 | 335.8894 | 1701.8772 | 5.0668
13107 | GA | SB | 2019 | 607.029 | 971.5941 | 1.6006
13313 | GA | CO | 2019 | 267.0928 | 1727.2783 | 6.467
13091 | GA | CO | 2019 | 647.4976 | 6197.8811 | 9.5721
13027 | GA | SB | 2019 | 1578.2754 | 3837.3883 | 2.4314
13287 | GA | CO | 2019 | 768.9034 | 9627.0366 | 12.5205
13998 | GA | CO | 2019 | 61916.958 | 559917.5935 | 9.043
13163 | GA | SB | 2019 | 1740.1498 | 3973.4659 | 2.2834
13003 | GA | CO | 2019 | 930.7778 | 9398.4262 | 10.0974
13307 | GA | CO | 2019 | 566.5604 | 2413.1094 | 4.2592
13031 | GA | CO | 2019 | 1740.1498 | 13335.6048 | 7.6635
13099 | GA | CO | 2019 | 3358.8938 | 42597.7319 | 12.6821
13299 | GA | CO | 2019 | 890.3092 | 6197.8811 | 6.9615
16019 | ID | BA | 2019 | 27882.8654 | 159591.8093 | 5.7237
16021 | ID | BA | 2019 | 1133.1208 | 4332.7108 | 3.8237
16041 | ID | BA | 2019 | 1335.4638 | 5051.2005 | 3.7824
16001 | ID | BA | 2019 | 283.2802 | 1284.5725 | 4.5346
16005 | ID | BA | 2019 | 1861.5556 | 7925.1594 | 4.2573
16057 | ID | BA | 2019 | 4087.3286 | 16329.312 | 3.9951
16049 | ID | BA | 2019 | 4532.4832 | 15240.6912 | 3.3625
16011 | ID | BA | 2019 | 8781.6862 | 49619.3361 | 5.6503
16013 | ID | BA | 2019 | 3723.1112 | 22033.685 | 5.9181
16007 | ID | BA | 2019 | 1537.8068 | 5660.8282 | 3.6811
16077 | ID | BA | 2019 | 1902.0242 | 10886.208 | 5.7235
16045 | ID | BA | 2019 | 198.2961 | 870.8966 | 4.3919
16009 | ID | BA | 2019 | 263.0459 | 703.249 | 2.6735
16998 | ID | BA | 2019 | 110220.279 | 623315.9659 | 5.6552
16019 | ID | WH | 2019 | 19667.7396 | 97050.5443 | 4.9345
16021 | ID | WH | 2019 | 3520.7682 | 19595.1744 | 5.5656
16027 | ID | WH | 2019 | 8579.3432 | 74959.7067 | 8.7372
16029 | ID | WH | 2019 | 6839.1934 | 29528.8392 | 4.3176
16031 | ID | WH | 2019 | 15297.1308 | 92315.0438 | 6.0348
16039 | ID | WH | 2019 | 6151.2272 | 48606.9187 | 7.902
16041 | ID | WH | 2019 | 849.8406 | 3946.2504 | 4.6435
16049 | ID | WH | 2019 | 29744.421 | 151889.8171 | 5.1065
16067 | ID | BA | 2019 | 16349.3144 | 128522.5716 | 7.861
16069 | ID | BA | 2019 | 2063.8986 | 7184.8973 | 3.4812
16055 | ID | WH | 2019 | 1659.2126 | 7402.6214 | 4.4615
16057 | ID | WH | 2019 | 40347.1942 | 212144.9784 | 5.258
16061 | ID | WH | 2019 | 29906.2954 | 140023.8504 | 4.6821
16029 | ID | BA | 2019 | 19020.242 | 72915.8212 | 3.8336
16011 | ID | WH | 2019 | 49533.5664 | 404912.5066 | 8.1745
16073 | ID | WH | 2019 | 3035.145 | 27215.52 | 8.9668
16075 | ID | WH | 2019 | 1052.1836 | 8708.9664 | 8.277
16077 | ID | WH | 2019 | 23471.788 | 126007.8576 | 5.3685
16083 | ID | WH | 2019 | 6920.1306 | 65453.3256 | 9.4584
16087 | ID | WH | 2019 | 1456.8696 | 10848.1063 | 7.4462
16009 | ID | WH | 2019 | 7082.005 | 34835.8656 | 4.9189
16998 | ID | WH | 2019 | 140992.6024 | 768514.5753 | 5.4507
16039 | ID | CO | 2019 | 6879.662 | 87633.9744 | 12.7381
16041 | ID | CO | 2019 | 768.9034 | 6782.1076 | 8.8205
16045 | ID | CO | 2019 | 1214.058 | 16688.5569 | 13.7461
16047 | ID | CO | 2019 | 6474.976 | 85347.8707 | 13.1812
16063 | ID | CO | 2019 | 2225.773 | 24004.0886 | 10.7846
16073 | ID | CO | 2019 | 8700.749 | 119385.4144 | 13.7213
16075 | ID | CO | 2019 | 2225.773 | 31751.44 | 14.2654
16053 | ID | WH | 2019 | 2954.2078 | 27895.908 | 9.4428
16027 | ID | CO | 2019 | 5787.0098 | 78997.5827 | 13.6508
16069 | ID | WH | 2019 | 30351.45 | 146963.808 | 4.8421
16001 | ID | CO | 2019 | 3318.4252 | 46738.1197 | 14.0844
16083 | ID | BA | 2019 | 9307.778 | 68626.6552 | 7.373
16998 | ID | CO | 2019 | 23107.5706 | 283756.269 | 12.2798
17015 | IL | CO | 2019 | 52002.151 | 672749.5107 | 12.937
17147 | IL | CO | 2019 | 52932.9288 | 663503.4914 | 12.5348
17119 | IL | CO | 2019 | 39497.3536 | 491639.297 | 12.4474
17117 | IL | CO | 2019 | 71427.079 | 820635.0177 | 11.4891
17133 | IL | CO | 2019 | 14487.7588 | 139858.7429 | 9.6536
17013 | IL | CO | 2019 | 7365.2852 | 79022.9839 | 10.7291
17121 | IL | CO | 2019 | 24564.4402 | 236129.109 | 9.6126
17131 | IL | CO | 2019 | 54430.267 | 642572.9421 | 11.8054
17135 | IL | CO | 2019 | 60986.1802 | 718471.5843 | 11.7809
17059 | IL | CO | 2019 | 23026.6334 | 240498.1071 | 10.4443
17055 | IL | CO | 2019 | 9105.435 | 77524.3159 | 8.5141
17057 | IL | CO | 2019 | 51435.5906 | 567588.7414 | 11.0349
17139 | IL | CO | 2019 | 35045.8076 | 416655.0963 | 11.8889
17061 | IL | CO | 2019 | 41197.0348 | 495779.6847 | 12.0344
17137 | IL | CO | 2019 | 52892.4602 | 683392.5934 | 12.9204
17007 | IL | CO | 2019 | 24483.503 | 275043.6739 | 11.2338
17071 | IL | CO | 2019 | 35936.1168 | 435858.3672 | 12.1287
17073 | IL | CO | 2019 | 78306.741 | 919242.2897 | 11.739
17075 | IL | CO | 2019 | 121405.8 | 1163017.1455 | 9.5796
17077 | IL | CO | 2019 | 10400.4302 | 98378.6617 | 9.4591
17123 | IL | CO | 2019 | 39052.199 | 453207.354 | 11.6052
17141 | IL | CO | 2019 | 82555.944 | 990873.5384 | 12.0024
17127 | IL | CO | 2019 | 8660.2804 | 84560.435 | 9.7642
17089 | IL | CO | 2019 | 22257.73 | 245629.1398 | 11.0357
17093 | IL | CO | 2019 | 23997.8798 | 289547.7316 | 12.0656
17125 | IL | CO | 2019 | 51395.122 | 545108.7219 | 10.6062
17143 | IL | CO | 2019 | 40428.1314 | 490699.4543 | 12.1376
17113 | IL | SB | 2019 | 120191.742 | 493226.869 | 4.1037
17115 | IL | SB | 2019 | 54025.581 | 231821.7994 | 4.291
17117 | IL | SB | 2019 | 66611.3156 | 261187.3454 | 3.9211
17153 | IL | CO | 2019 | 5422.7924 | 61318.3809 | 11.3075
17097 | IL | CO | 2019 | 1942.4928 | 15723.3131 | 8.0944
17163 | IL | CO | 2019 | 34357.8414 | 397705.8369 | 11.5754
17167 | IL | CO | 2019 | 89435.606 | 1157835.3105 | 12.946
17169 | IL | CO | 2019 | 22095.8556 | 226171.8574 | 10.2359
17079 | IL | CO | 2019 | 38849.856 | 424250.0407 | 10.9202
17081 | IL | CO | 2019 | 11735.894 | 95279.7212 | 8.1187
17083 | IL | CO | 2019 | 22662.416 | 260996.8368 | 11.5167
17085 | IL | CO | 2019 | 38728.4502 | 459125.8224 | 11.855
17175 | IL | CO | 2019 | 36583.6144 | 465933.3311 | 12.7361
17177 | IL | CO | 2019 | 64102.2624 | 787181.7005 | 12.2801
17179 | IL | CO | 2019 | 56170.4168 | 724923.4769 | 12.9058
17181 | IL | CO | 2019 | 3318.4252 | 27255.4361 | 8.2134
17185 | IL | CO | 2019 | 16875.4062 | 165463.1041 | 9.805
17187 | IL | CO | 2019 | 61309.929 | 746793.8688 | 12.1806
17189 | IL | CO | 2019 | 33427.0636 | 351272.531 | 10.5086
17019 | IL | CO | 2019 | 109467.563 | 1242573.5535 | 11.3511
17193 | IL | CO | 2019 | 27882.8654 | 300876.6454 | 10.7907
17195 | IL | CO | 2019 | 75595.3448 | 911139.3222 | 12.0528
17199 | IL | CO | 2019 | 5867.947 | 53545.6284 | 9.1251
17201 | IL | CO | 2019 | 32496.2858 | 391203.142 | 12.0384
17203 | IL | CO | 2019 | 49088.4118 | 565734.4573 | 11.5248
17021 | IL | CO | 2019 | 75716.7506 | 944262.4244 | 12.471
17025 | IL | CO | 2019 | 25009.5948 | 220507.4005 | 8.8169
17027 | IL | CO | 2019 | 29177.8606 | 333059.905 | 11.4148
17029 | IL | CO | 2019 | 47510.1364 | 548588.6797 | 11.5468
17003 | IL | CO | 2019 | 1335.4638 | 12090.9484 | 9.0537
17017 | IL | CO | 2019 | 31646.4452 | 408475.9253 | 12.9075
17173 | IL | CO | 2019 | 66894.5958 | 734169.4963 | 10.975
17041 | IL | CO | 2019 | 46174.6726 | 561162.25 | 12.153
17049 | IL | CO | 2019 | 32253.4742 | 352136.1702 | 10.9178
17005 | IL | CO | 2019 | 24240.6914 | 279641.2824 | 11.536
17051 | IL | CO | 2019 | 38971.2618 | 406545.4378 | 10.4319
17053 | IL | CO | 2019 | 54834.953 | 580441.7244 | 10.5853
17153 | IL | WH | 2019 | 566.5604 | 2373.1933 | 4.1888
17001 | IL | SB | 2019 | 52609.18 | 176166.061 | 3.3486
17101 | IL | SB | 2019 | 32091.5998 | 103201.2518 | 3.2158
17103 | IL | SB | 2019 | 49574.035 | 198972.6667 | 4.0136
17105 | IL | SB | 2019 | 114728.481 | 438741.3979 | 3.8242
17109 | IL | SB | 2019 | 49169.349 | 198999.8822 | 4.0472
17011 | IL | SB | 2019 | 56858.383 | 219357.0912 | 3.858
17173 | IL | WH | 2019 | 3120.1291 | 13580.5445 | 4.3526
17177 | IL | WH | 2019 | 526.0918 | 3048.1382 | 5.7939
17179 | IL | WH | 2019 | 934.8247 | 4218.4056 | 4.5125
17181 | IL | WH | 2019 | 809.372 | 3755.7418 | 4.6403
17119 | IL | SB | 2019 | 47955.291 | 182534.4926 | 3.8063
17121 | IL | SB | 2019 | 38930.7932 | 121843.883 | 3.1298
17157 | IL | CO | 2019 | 20800.8604 | 188578.1524 | 9.0659
17189 | IL | WH | 2019 | 21448.358 | 100153.1136 | 4.6695
17019 | IL | WH | 2019 | 809.372 | 4027.897 | 4.9766
17201 | IL | WH | 2019 | 797.2314 | 4109.5435 | 5.1548
17203 | IL | WH | 2019 | 785.0908 | 3347.509 | 4.2638
17021 | IL | WH | 2019 | 671.7788 | 3211.4314 | 4.7805
17023 | IL | WH | 2019 | 1173.5894 | 5824.1213 | 4.9627
17025 | IL | WH | 2019 | 5867.947 | 28195.2787 | 4.805
17027 | IL | WH | 2019 | 11978.7056 | 52335.445 | 4.369
17003 | IL | WH | 2019 | 602.9821 | 2199.014 | 3.6469
17033 | IL | WH | 2019 | 3010.8638 | 12655.2168 | 4.2032
17037 | IL | WH | 2019 | 1922.2585 | 7320.9749 | 3.8085
17045 | IL | WH | 2019 | 376.358 | 1807.1105 | 4.8016
17047 | IL | WH | 2019 | 2407.8817 | 10124.1734 | 4.2046
17049 | IL | WH | 2019 | 2832.802 | 13417.2514 | 4.7364
17051 | IL | WH | 2019 | 3812.1421 | 16274.881 | 4.2692
17055 | IL | WH | 2019 | 6677.319 | 29419.9771 | 4.406
17059 | IL | WH | 2019 | 2246.0073 | 12328.6306 | 5.4891
17061 | IL | WH | 2019 | 696.0599 | 3510.8021 | 5.0438
17031 | IL | CO | 2019 | 404.686 | 4419.8004 | 10.9216
17033 | IL | CO | 2019 | 31039.4162 | 284975.5243 | 9.1811
17035 | IL | CO | 2019 | 26102.247 | 264756.2073 | 10.143
17037 | IL | CO | 2019 | 62402.5812 | 739478.337 | 11.8501
17119 | IL | WH | 2019 | 7324.8166 | 36523.2278 | 4.9862
17121 | IL | WH | 2019 | 5665.604 | 22643.3126 | 3.9966
17125 | IL | WH | 2019 | 736.5285 | 3184.2158 | 4.3233
17127 | IL | WH | 2019 | 902.4498 | 3429.1555 | 3.7998
17129 | IL | WH | 2019 | 530.1387 | 2912.0606 | 5.493
17013 | IL | WH | 2019 | 428.9672 | 1641.0959 | 3.8257
17133 | IL | WH | 2019 | 8498.406 | 36985.8917 | 4.3521
17139 | IL | WH | 2019 | 364.2174 | 1730.9071 | 4.7524
17141 | IL | WH | 2019 | 756.7628 | 4163.9746 | 5.5024
17143 | IL | WH | 2019 | 327.7957 | 1295.4588 | 3.952
17147 | IL | WH | 2019 | 558.4667 | 2231.6726 | 3.9961
17149 | IL | WH | 2019 | 1234.2923 | 6776.6645 | 5.4903
17015 | IL | WH | 2019 | 230.671 | 1178.432 | 5.1087
17051 | IL | SB | 2019 | 60298.214 | 198292.2787 | 3.2885
17053 | IL | SB | 2019 | 53742.3008 | 190154.8382 | 3.5383
17157 | IL | WH | 2019 | 11897.7684 | 60853.9027 | 5.1147
17159 | IL | WH | 2019 | 3925.4542 | 16819.1914 | 4.2846
17163 | IL | WH | 2019 | 7972.3142 | 37176.4003 | 4.6632
17169 | IL | WH | 2019 | 315.6551 | 1387.9915 | 4.3972
17017 | IL | WH | 2019 | 497.7638 | 1798.9459 | 3.6141
17007 | IL | SB | 2019 | 16754.0004 | 56281.6954 | 3.3593
17073 | IL | SB | 2019 | 60500.557 | 214050.0648 | 3.538
17075 | IL | SB | 2019 | 110681.621 | 337227.5083 | 3.0468
17127 | IL | SB | 2019 | 12140.58 | 35543.4691 | 2.9277
17129 | IL | SB | 2019 | 23876.474 | 99527.1566 | 4.1684
17013 | IL | SB | 2019 | 6758.2562 | 21309.7522 | 3.1531
17131 | IL | SB | 2019 | 39942.5082 | 139479.54 | 3.492
17133 | IL | SB | 2019 | 26871.1504 | 85320.6552 | 3.1752
17135 | IL | SB | 2019 | 64061.7938 | 265106.3803 | 4.1383
17137 | IL | SB | 2019 | 48481.3828 | 208879.116 | 4.3084
17139 | IL | SB | 2019 | 32860.5032 | 131151.5909 | 3.9912
17141 | IL | SB | 2019 | 39902.0396 | 160707.6456 | 4.0276
17143 | IL | SB | 2019 | 33386.595 | 124320.4954 | 3.7237
17145 | IL | SB | 2019 | 38445.17 | 91988.4576 | 2.3927
17015 | IL | SB | 2019 | 15661.3482 | 68174.8776 | 4.3531
17153 | IL | SB | 2019 | 15175.725 | 44116.3579 | 2.907
17157 | IL | SB | 2019 | 38849.856 | 108698.7869 | 2.7979
17163 | IL | SB | 2019 | 45243.8948 | 161959.5595 | 3.5797
17167 | IL | SB | 2019 | 66530.3784 | 292947.8573 | 4.4032
17173 | IL | SB | 2019 | 70820.05 | 267610.2082 | 3.7787
17065 | IL | WH | 2019 | 4937.1692 | 22752.1747 | 4.6083
17067 | IL | WH | 2019 | 445.1546 | 1404.3208 | 3.1547
17081 | IL | WH | 2019 | 8619.8118 | 33475.0896 | 3.8835
17083 | IL | WH | 2019 | 1266.6672 | 6150.7075 | 4.8558
17085 | IL | WH | 2019 | 101.1715 | 397.3466 | 3.9275
17089 | IL | WH | 2019 | 708.2005 | 2707.9442 | 3.8237
17093 | IL | WH | 2019 | 335.8894 | 1752.6795 | 5.218
17095 | IL | WH | 2019 | 178.0618 | 854.5673 | 4.7993
17097 | IL | WH | 2019 | 303.5145 | 952.5432 | 3.1384
17998 | IL | WH | 2019 | 71382.5635 | 314592.3603 | 4.4071
17001 | IL | CO | 2019 | 51880.7452 | 547293.221 | 10.5491
17101 | IL | CO | 2019 | 27720.991 | 269988.8446 | 9.7395
17103 | IL | CO | 2019 | 84174.688 | 958512.4707 | 11.3872
17105 | IL | CO | 2019 | 106230.075 | 1191999.8599 | 11.2209
17063 | IL | CO | 2019 | 34074.5612 | 350815.3103 | 10.2955
17113 | IL | CO | 2019 | 125655.003 | 1567555.8922 | 12.4751
17115 | IL | CO | 2019 | 59610.2478 | 764625.4775 | 12.8271
17041 | IL | SB | 2019 | 43503.745 | 182507.2771 | 4.1952
17045 | IL | SB | 2019 | 63333.359 | 253594.2154 | 4.0041
17049 | IL | SB | 2019 | 39456.885 | 136594.6949 | 3.4619
17005 | IL | SB | 2019 | 33467.5322 | 116373.5635 | 3.4772
17099 | IL | SB | 2019 | 97326.983 | 362374.6488 | 3.7233
17998 | IL | SB | 2019 | 779222.893 | 2864324.6179 | 3.6759
17055 | IL | SB | 2019 | 32293.9428 | 84476.9741 | 2.6159
17057 | IL | SB | 2019 | 48157.634 | 174723.6384 | 3.6282
17059 | IL | SB | 2019 | 25576.1552 | 81673.7755 | 3.1934
17061 | IL | SB | 2019 | 38687.9816 | 157931.6626 | 4.0822
17095 | IL | CO | 2019 | 61552.7406 | 758122.7826 | 12.3166
17063 | IL | SB | 2019 | 33022.3776 | 108726.0024 | 3.2925
17099 | IL | CO | 2019 | 98338.698 | 1085213.4169 | 11.0355
17998 | IL | CO | 2019 | 685416.6782 | 7279665.3494 | 10.6208
17069 | IL | SB | 2019 | 1335.4638 | 4027.897 | 3.0161
17025 | IL | SB | 2019 | 42087.344 | 114767.8478 | 2.7269
17027 | IL | SB | 2019 | 43948.8996 | 153495.5328 | 3.4926
17077 | IL | SB | 2019 | 27882.8654 | 74162.292 | 2.6598
17123 | IL | SB | 2019 | 31241.7592 | 113080.4856 | 3.6195
17125 | IL | SB | 2019 | 34357.8414 | 128103.4526 | 3.7285
17083 | IL | SB | 2019 | 20638.986 | 83388.3533 | 4.0403
17085 | IL | SB | 2019 | 15985.097 | 59792.4974 | 3.7405
17089 | IL | SB | 2019 | 20112.8942 | 68011.5845 | 3.3815
17009 | IL | SB | 2019 | 13273.7008 | 50130.9878 | 3.7767
17091 | IL | SB | 2019 | 48724.1944 | 171376.1294 | 3.5173
17093 | IL | SB | 2019 | 20558.0488 | 79333.2408 | 3.859
17095 | IL | SB | 2019 | 51597.465 | 194128.3042 | 3.7624
17097 | IL | SB | 2019 | 2954.2078 | 9579.863 | 3.2428
17101 | IL | WH | 2019 | 3383.175 | 15866.6482 | 4.6899
17103 | IL | WH | 2019 | 404.686 | 1673.7545 | 4.1359
17105 | IL | WH | 2019 | 2286.4759 | 11621.027 | 5.0825
17011 | IL | WH | 2019 | 566.5604 | 2337.8132 | 4.1263
17113 | IL | WH | 2019 | 566.5604 | 2912.0606 | 5.1399
17115 | IL | WH | 2019 | 441.1077 | 1763.5657 | 3.998
17175 | IL | SB | 2019 | 23755.0682 | 93920.7595 | 3.9537
17177 | IL | SB | 2019 | 28287.5514 | 107365.2264 | 3.7955
17179 | IL | SB | 2019 | 47955.291 | 205830.9778 | 4.2921
17107 | IL | CO | 2019 | 73045.823 | 890234.1741 | 12.1873
17109 | IL | CO | 2019 | 54106.5182 | 641277.4834 | 11.8521
17011 | IL | CO | 2019 | 84781.717 | 957521.8258 | 11.294
17033 | IL | SB | 2019 | 37797.6724 | 125790.1334 | 3.328
17035 | IL | SB | 2019 | 28975.5176 | 98683.4755 | 3.4058
17037 | IL | SB | 2019 | 46700.7644 | 174723.6384 | 3.7413
17019 | IL | SB | 2019 | 103801.959 | 368470.9253 | 3.5497
17191 | IL | SB | 2019 | 62888.2044 | 183568.6824 | 2.919
17193 | IL | SB | 2019 | 41075.629 | 128647.763 | 3.132
17181 | IL | SB | 2019 | 8822.1548 | 20166.7003 | 2.2859
17073 | IL | WH | 2019 | 408.7329 | 1706.4131 | 4.1749
17189 | IL | SB | 2019 | 63940.388 | 188794.0622 | 2.9527
17079 | IL | SB | 2019 | 47469.6678 | 172029.3019 | 3.624
17197 | IL | SB | 2019 | 37514.3922 | 120700.8312 | 3.2175
17203 | IL | SB | 2019 | 47145.919 | 194645.399 | 4.1286
17081 | IL | SB | 2019 | 40670.943 | 102221.4931 | 2.5134
17029 | IL | SB | 2019 | 47307.7934 | 202673.9774 | 4.2842
17201 | IL | SB | 2019 | 19303.5222 | 72420.4987 | 3.7517
17187 | IL | SB | 2019 | 44313.117 | 174397.0522 | 3.9356
18111 | IN | SB | 2019 | 27235.3678 | 95254.32 | 3.4974
18113 | IN | SB | 2019 | 23836.0054 | 87089.664 | 3.6537
18003 | IN | CO | 2019 | 20315.2372 | 232014.1224 | 11.4207
18015 | IN | SB | 2019 | 31363.165 | 123830.616 | 3.9483
18079 | IN | CO | 2019 | 7608.0968 | 64366.5192 | 8.4603
18115 | IN | SB | 2019 | 1011.715 | 2095.595 | 2.0713
18095 | IN | SB | 2019 | 40549.5372 | 129818.0304 | 3.2015
18077 | IN | CO | 2019 | 8377.0002 | 64772.9376 | 7.7322
18147 | IN | SB | 2019 | 24078.817 | 86273.1984 | 3.583
18001 | IN | SB | 2019 | 31889.2568 | 108862.08 | 3.4138
18101 | IN | SB | 2019 | 5827.4784 | 17145.7776 | 2.9422
18107 | IN | SB | 2019 | 46822.1702 | 184249.0704 | 3.9351
18157 | IN | SB | 2019 | 35531.4308 | 130634.496 | 3.6766
18011 | IN | SB | 2019 | 38607.0444 | 136077.6 | 3.5247
18029 | IN | CO | 2019 | 2104.3672 | 17044.173 | 8.0994
18091 | IN | SB | 2019 | 35126.7448 | 118387.512 | 3.3703
18117 | IN | SB | 2019 | 9226.8408 | 35108.0208 | 3.805
18153 | IN | SB | 2019 | 26911.619 | 91171.992 | 3.3878
18025 | IN | CO | 2019 | 2104.3672 | 16840.9638 | 8.0029
18145 | IN | SB | 2019 | 39456.885 | 137438.376 | 3.4833
18009 | IN | SB | 2019 | 19182.1164 | 69399.576 | 3.6179
18075 | IN | SB | 2019 | 39416.4164 | 130634.496 | 3.3142
18183 | IN | CO | 2019 | 21043.672 | 230007.4314 | 10.93
18019 | IN | CO | 2019 | 6515.4446 | 54053.6515 | 8.2962
18027 | IN | CO | 2019 | 30027.7012 | 316955.5747 | 10.5554
18087 | IN | SB | 2019 | 13192.7636 | 42184.056 | 3.1975
18089 | IN | SB | 2019 | 16511.1888 | 53614.5744 | 3.2472
18161 | IN | SB | 2019 | 12707.1404 | 43544.832 | 3.4268
18163 | IN | SB | 2019 | 12100.1114 | 49532.2464 | 4.0935
18165 | IN | SB | 2019 | 15742.2854 | 54431.04 | 3.4576
18153 | IN | CO | 2019 | 21124.6092 | 218526.1107 | 10.3446
18097 | IN | SB | 2019 | 3399.3624 | 10886.208 | 3.2024
18085 | IN | SB | 2019 | 31363.165 | 103418.976 | 3.2975
18159 | IN | SB | 2019 | 30472.8558 | 115665.96 | 3.7957
18077 | IN | SB | 2019 | 12626.2032 | 27215.52 | 2.1555
18081 | IN | SB | 2019 | 18494.1502 | 66678.024 | 3.6054
18091 | IN | WH | 2019 | 1214.058 | 5715.2592 | 4.7076
18095 | IN | WH | 2019 | 647.4976 | 1796.2243 | 2.7741
18075 | IN | CO | 2019 | 20638.986 | 213420.4791 | 10.3406
18043 | IN | SB | 2019 | 1254.5266 | 3129.7848 | 2.4948
18047 | IN | SB | 2019 | 15256.6622 | 42728.3664 | 2.8006
18079 | IN | SB | 2019 | 17725.2468 | 54431.04 | 3.0708
18167 | IN | SB | 2019 | 21772.1068 | 72121.128 | 3.3125
18155 | IN | CO | 2019 | 2063.8986 | 15824.9177 | 7.6675
18121 | IN | SB | 2019 | 23997.8798 | 84368.112 | 3.5156
18123 | IN | SB | 2019 | 4370.6088 | 13879.9152 | 3.1757
18133 | IN | CO | 2019 | 27842.3968 | 312967.5938 | 11.2407
18181 | IN | CO | 2019 | 53620.895 | 598273.3331 | 11.1575
18009 | IN | WH | 2019 | 607.029 | 1837.0476 | 3.0263
18141 | IN | CO | 2019 | 23026.6334 | 213674.4906 | 9.2794
18145 | IN | CO | 2019 | 36259.8656 | 372025.2722 | 10.26
18127 | IN | SB | 2019 | 20355.7058 | 71304.6624 | 3.5029
18147 | IN | CO | 2019 | 23836.0054 | 236840.3412 | 9.9362
18149 | IN | CO | 2019 | 20031.957 | 185758.6246 | 9.2731
18015 | IN | CO | 2019 | 36826.426 | 449930.6054 | 12.2176
18089 | IN | WH | 2019 | 445.1546 | 2449.3968 | 5.5024
18157 | IN | CO | 2019 | 37069.2376 | 419804.8391 | 11.3249
18998 | IN | SB | 2019 | 432083.2422 | 1425494.5066 | 3.2991
18159 | IN | CO | 2019 | 24685.846 | 266966.1075 | 10.8145
18125 | IN | SB | 2019 | 15863.6912 | 55247.5056 | 3.4826
18141 | IN | SB | 2019 | 18979.7734 | 60418.4544 | 3.1833
18083 | IN | WH | 2019 | 4330.1402 | 18370.476 | 4.2425
18085 | IN | WH | 2019 | 1456.8696 | 6858.311 | 4.7076
18135 | IN | CO | 2019 | 33265.1892 | 355692.3315 | 10.6926
18103 | IN | SB | 2019 | 33710.3438 | 111311.4768 | 3.302
18998 | IN | WH | 2019 | 21691.1696 | 85429.5173 | 3.9384
18001 | IN | CO | 2019 | 15054.3192 | 160382.8737 | 10.6536
18031 | IN | CO | 2019 | 28247.0828 | 319038.4691 | 11.2946
18033 | IN | CO | 2019 | 13233.2322 | 138944.3014 | 10.4996
18035 | IN | CO | 2019 | 19586.8024 | 193632.9817 | 9.8859
18169 | IN | SB | 2019 | 35652.8366 | 127368.6336 | 3.5725
18055 | IN | WH | 2019 | 202.343 | 952.5432 | 4.7076
18059 | IN | WH | 2019 | 1214.058 | 5388.673 | 4.4386
18161 | IN | CO | 2019 | 13152.295 | 147555.292 | 11.219
18129 | IN | SB | 2019 | 33265.1892 | 126007.8576 | 3.788
18131 | IN | SB | 2019 | 27113.962 | 80830.0944 | 2.9811
18133 | IN | SB | 2019 | 26223.6528 | 103691.1312 | 3.9541
18183 | IN | SB | 2019 | 24969.1262 | 89266.9056 | 3.5751
18137 | IN | SB | 2019 | 21326.9522 | 60554.532 | 2.8393
18139 | IN | SB | 2019 | 40549.5372 | 155128.464 | 3.8257
18175 | IN | CO | 2019 | 17239.6236 | 146564.647 | 8.5016
18177 | IN | CO | 2019 | 23916.9426 | 251369.8002 | 10.5101
18031 | IN | WH | 2019 | 1942.4928 | 9715.9406 | 5.0018
18033 | IN | WH | 2019 | 3965.9228 | 17172.9931 | 4.3301
18139 | IN | CO | 2019 | 42006.4068 | 475103.147 | 11.3103
18041 | IN | WH | 2019 | 647.4976 | 2803.1986 | 4.3293
18041 | IN | SB | 2019 | 15094.7878 | 52253.7984 | 3.4617
18049 | IN | SB | 2019 | 26790.2132 | 92532.768 | 3.454
18171 | IN | SB | 2019 | 30675.1988 | 125191.392 | 4.0812
18061 | IN | WH | 2019 | 728.4348 | 2367.7502 | 3.2505
18163 | IN | CO | 2019 | 10683.7104 | 112400.0976 | 10.5207
18177 | IN | SB | 2019 | 27033.0248 | 91171.992 | 3.3726
18181 | IN | SB | 2019 | 42694.373 | 151590.4464 | 3.5506
18065 | IN | SB | 2019 | 33346.1264 | 102602.5104 | 3.0769
18067 | IN | SB | 2019 | 28125.677 | 104779.752 | 3.7254
18069 | IN | SB | 2019 | 36502.6772 | 133356.048 | 3.6533
18007 | IN | SB | 2019 | 42330.1556 | 155128.464 | 3.6647
18129 | IN | CO | 2019 | 29420.6722 | 325617.3675 | 11.0676
18131 | IN | CO | 2019 | 39052.199 | 394657.6986 | 10.1059
18003 | IN | WH | 2019 | 4451.546 | 16737.5448 | 3.7599
18007 | IN | CO | 2019 | 48400.4456 | 565607.4516 | 11.686
18039 | IN | SB | 2019 | 15337.5994 | 49804.4016 | 3.2472
18047 | IN | WH | 2019 | 890.3092 | 3565.2331 | 4.0045
18157 | IN | WH | 2019 | 849.8406 | 3646.8797 | 4.2913
18049 | IN | WH | 2019 | 687.9662 | 2803.1986 | 4.0746
18005 | IN | WH | 2019 | 3156.5508 | 15975.5102 | 5.0611
18051 | IN | WH | 2019 | 5341.8552 | 24221.8128 | 4.5343
18037 | IN | CO | 2019 | 20153.3628 | 206816.1796 | 10.2621
18039 | IN | CO | 2019 | 14042.6042 | 136404.1862 | 9.7136
18173 | IN | SB | 2019 | 14730.5704 | 53070.264 | 3.6027
18175 | IN | SB | 2019 | 19182.1164 | 56880.4368 | 2.9653
18165 | IN | CO | 2019 | 17563.3724 | 184513.9681 | 10.5056
18167 | IN | CO | 2019 | 16349.3144 | 176207.7914 | 10.7777
18169 | IN | CO | 2019 | 25414.2808 | 294119.939 | 11.573
18135 | IN | SB | 2019 | 44920.146 | 153767.688 | 3.4231
18171 | IN | CO | 2019 | 31646.4452 | 382084.1284 | 12.0735
18173 | IN | CO | 2019 | 13556.981 | 133076.6353 | 9.8161
18081 | IN | WH | 2019 | 1335.4638 | 6177.923 | 4.6261
18029 | IN | SB | 2019 | 3925.4542 | 8164.656 | 2.0799
18003 | IN | SB | 2019 | 39052.199 | 137438.376 | 3.5194
18031 | IN | SB | 2019 | 30756.136 | 111583.632 | 3.628
18037 | IN | WH | 2019 | 2144.8358 | 9852.0182 | 4.5934
18037 | IN | SB | 2019 | 16915.8748 | 58513.368 | 3.4591
18151 | IN | WH | 2019 | 1578.2754 | 6695.0179 | 4.242
18047 | IN | CO | 2019 | 13759.324 | 131273.1535 | 9.5407
18001 | IN | WH | 2019 | 2428.116 | 7565.9146 | 3.116
18051 | IN | SB | 2019 | 32941.4404 | 121925.5296 | 3.7013
18041 | IN | CO | 2019 | 13961.667 | 155531.2537 | 11.1399
18043 | IN | CO | 2019 | 1133.1208 | 10312.8677 | 9.1013
18049 | IN | CO | 2019 | 34034.0926 | 369231.1455 | 10.8489
18051 | IN | CO | 2019 | 32860.5032 | 369205.7443 | 11.2355
18019 | IN | SB | 2019 | 11209.8022 | 30617.46 | 2.7313
18021 | IN | SB | 2019 | 24240.6914 | 78925.008 | 3.2559
18025 | IN | SB | 2019 | 1659.2126 | 5170.9488 | 3.1165
18027 | IN | SB | 2019 | 21933.9812 | 78925.008 | 3.5983
18063 | IN | CO | 2019 | 23390.8508 | 258659.9308 | 11.0582
18067 | IN | CO | 2019 | 22217.2614 | 258913.9423 | 11.6537
18033 | IN | SB | 2019 | 25495.218 | 89811.216 | 3.5227
18035 | IN | SB | 2019 | 36138.4598 | 118659.6672 | 3.2835
18015 | IN | WH | 2019 | 1659.2126 | 7729.2077 | 4.6584
18111 | IN | WH | 2019 | 687.9662 | 2912.0606 | 4.2329
18159 | IN | WH | 2019 | 485.6232 | 2231.6726 | 4.5955
18081 | IN | CO | 2019 | 15216.1936 | 161627.5302 | 10.6221
18107 | IN | CO | 2019 | 43422.8078 | 518970.9365 | 11.9516
18107 | IN | WH | 2019 | 849.8406 | 3946.2504 | 4.6435
18109 | IN | WH | 2019 | 242.8116 | 1143.0518 | 4.7076
18127 | IN | CO | 2019 | 20031.957 | 228737.3738 | 11.4186
18061 | IN | SB | 2019 | 12707.1404 | 37285.2624 | 2.9342
18063 | IN | SB | 2019 | 27640.0538 | 98792.3376 | 3.5742
18121 | IN | CO | 2019 | 23755.0682 | 266458.0845 | 11.2169
18027 | IN | WH | 2019 | 687.9662 | 2422.1813 | 3.5208
18029 | IN | WH | 2019 | 202.343 | 843.6811 | 4.1696
18061 | IN | CO | 2019 | 9105.435 | 76432.0664 | 8.3941
18137 | IN | WH | 2019 | 849.8406 | 3320.2934 | 3.907
18065 | IN | WH | 2019 | 1294.9952 | 5851.3368 | 4.5184
18139 | IN | WH | 2019 | 2306.7102 | 10396.3286 | 4.507
18141 | IN | WH | 2019 | 1011.715 | 3755.7418 | 3.7123
18069 | IN | CO | 2019 | 18494.1502 | 209915.1201 | 11.3504
18077 | IN | WH | 2019 | 404.686 | 1687.3622 | 4.1696
18113 | IN | WH | 2019 | 1740.1498 | 7484.268 | 4.3009
18105 | IN | CO | 2019 | 1821.087 | 15316.8947 | 8.4109
18075 | IN | WH | 2019 | 2509.0532 | 7729.2077 | 3.0805
18011 | IN | CO | 2019 | 28125.677 | 312992.9949 | 11.1284
18111 | IN | CO | 2019 | 36421.74 | 417290.1251 | 11.4572
18059 | IN | CO | 2019 | 18210.87 | 157969.7643 | 8.6745
18059 | IN | SB | 2019 | 27761.4596 | 78925.008 | 2.843
18087 | IN | CO | 2019 | 16066.0342 | 133991.0768 | 8.34
18057 | IN | CO | 2019 | 15620.8796 | 153651.5684 | 9.8363
18133 | IN | WH | 2019 | 1294.9952 | 4789.9315 | 3.6988
18057 | IN | SB | 2019 | 22824.2904 | 74842.68 | 3.2791
18115 | IN | CO | 2019 | 1214.058 | 10363.67 | 8.5364
18177 | IN | WH | 2019 | 1537.8068 | 6286.7851 | 4.0882
18163 | IN | WH | 2019 | 1861.5556 | 8001.3629 | 4.2982
18145 | IN | WH | 2019 | 2023.43 | 8572.8888 | 4.2368
18085 | IN | CO | 2019 | 39254.542 | 427628.3939 | 10.8937
18055 | IN | CO | 2019 | 15580.411 | 130739.7293 | 8.3913
18135 | IN | WH | 2019 | 1942.4928 | 7865.2853 | 4.0491
18113 | IN | CO | 2019 | 23876.474 | 268972.7985 | 11.2652
18091 | IN | CO | 2019 | 41642.1894 | 387113.5565 | 9.2962
18117 | IN | CO | 2019 | 7891.377 | 75162.0088 | 9.5246
18179 | IN | WH | 2019 | 1375.9324 | 5932.9834 | 4.312
18123 | IN | WH | 2019 | 121.4058 | 394.625 | 3.2505
18125 | IN | WH | 2019 | 1173.5894 | 4109.5435 | 3.5017
18017 | IN | WH | 2019 | 1133.1208 | 5415.8885 | 4.7796
18023 | IN | WH | 2019 | 647.4976 | 1877.8709 | 2.9002
18173 | IN | WH | 2019 | 1497.3382 | 6477.2938 | 4.3259
18183 | IN | WH | 2019 | 2670.9276 | 11158.3632 | 4.1777
18093 | IN | CO | 2019 | 6717.7876 | 54790.2849 | 8.156
18095 | IN | CO | 2019 | 24807.2518 | 247254.8136 | 9.967
18169 | IN | WH | 2019 | 1335.4638 | 4218.4056 | 3.1588
18071 | IN | WH | 2019 | 1780.6184 | 8409.5957 | 4.7229
18019 | IN | WH | 2019 | 849.8406 | 3510.8021 | 4.1311
18097 | IN | CO | 2019 | 1740.1498 | 15748.7142 | 9.0502
18099 | IN | CO | 2019 | 33629.4066 | 331815.2486 | 9.8668
18127 | IN | WH | 2019 | 607.029 | 2667.121 | 4.3937
18129 | IN | WH | 2019 | 6474.976 | 29474.4082 | 4.552
18998 | IN | CO | 2019 | 449241.9286 | 4720702.4946 | 10.5082
19167 | IA | CO | 2019 | 80451.5768 | 970247.8029 | 12.06
19081 | IA | CO | 2019 | 78468.6154 | 952238.3862 | 12.1353
19083 | IA | CO | 2019 | 78468.6154 | 986047.3195 | 12.5661
19163 | IA | CO | 2019 | 41763.5952 | 496363.9112 | 11.8851
19091 | IA | SB | 2019 | 40347.1942 | 148841.6789 | 3.689
19165 | IA | CO | 2019 | 69160.8374 | 943373.3841 | 13.6403
19161 | IA | CO | 2019 | 67987.248 | 941417.4954 | 13.847
19089 | IA | SB | 2019 | 32779.566 | 114903.9254 | 3.5054
19153 | IA | CO | 2019 | 31120.3534 | 384116.2205 | 12.3429
19079 | IA | CO | 2019 | 77902.055 | 969180.9546 | 12.441
19077 | IA | CO | 2019 | 44596.3972 | 550468.365 | 12.3433
19155 | IA | CO | 2019 | 93280.123 | 1217604.2211 | 13.0532
19087 | IA | CO | 2019 | 30027.7012 | 310122.6648 | 10.3279
19169 | IA | CO | 2019 | 67461.1562 | 801507.9502 | 11.881
19087 | IA | SB | 2019 | 27599.5852 | 105677.8642 | 3.829
19075 | IA | CO | 2019 | 66651.7842 | 877609.8016 | 13.1671
19013 | IA | SB | 2019 | 35895.6482 | 125327.4696 | 3.4914
19009 | IA | SB | 2019 | 37716.7352 | 149331.5582 | 3.9593
19081 | IA | SB | 2019 | 43341.8706 | 144487.1957 | 3.3337
19157 | IA | CO | 2019 | 61067.1174 | 767775.2204 | 12.5726
19073 | IA | CO | 2019 | 70253.4896 | 887922.6693 | 12.6388
19127 | IA | CO | 2019 | 59853.0594 | 833742.0121 | 13.9298
19127 | IA | SB | 2019 | 46012.7982 | 187623.7949 | 4.0776
19115 | IA | CO | 2019 | 31160.822 | 341569.2909 | 10.9615
19149 | IA | CO | 2019 | 92794.4998 | 1268736.7401 | 13.6725
19015 | IA | CO | 2019 | 64952.103 | 794090.8138 | 12.2258
19077 | IA | SB | 2019 | 35693.3052 | 130062.9701 | 3.6439
19067 | IA | CO | 2019 | 55361.0448 | 705110.5784 | 12.7366
19069 | IA | CO | 2019 | 82313.1324 | 1047391.1016 | 12.7245
19083 | IA | SB | 2019 | 35045.8076 | 126960.4008 | 3.6227
19125 | IA | SB | 2019 | 28085.2084 | 101949.3379 | 3.63
19089 | IA | CO | 2019 | 51435.5906 | 626875.0302 | 12.1876
19009 | IA | CO | 2019 | 43503.745 | 589763.9471 | 13.5566
19061 | IA | CO | 2019 | 56736.9772 | 770543.9459 | 13.581
19119 | IA | CO | 2019 | 65963.818 | 772372.8289 | 11.709
19123 | IA | CO | 2019 | 51476.0592 | 613514.0243 | 11.9184
19017 | IA | CO | 2019 | 50342.9384 | 671352.4474 | 13.3356
19171 | IA | CO | 2019 | 69889.2722 | 898210.1359 | 12.8519
19065 | IA | CO | 2019 | 79561.2676 | 1001338.813 | 12.5858
19121 | IA | CO | 2019 | 26911.619 | 296761.6588 | 11.0273
19107 | IA | CO | 2019 | 48076.6968 | 529436.2111 | 11.0123
19079 | IA | SB | 2019 | 44596.3972 | 154257.5674 | 3.459
19121 | IA | SB | 2019 | 27397.2422 | 96288.5098 | 3.5145
19123 | IA | SB | 2019 | 40104.3826 | 144895.4285 | 3.613
19013 | IA | CO | 2019 | 58274.784 | 750223.0243 | 12.8739
19091 | IA | CO | 2019 | 53904.1752 | 672368.4934 | 12.4734
19131 | IA | SB | 2019 | 31120.3534 | 104181.0106 | 3.3477
19095 | IA | SB | 2019 | 37554.8608 | 131995.272 | 3.5147
19125 | IA | CO | 2019 | 29461.1408 | 315685.5171 | 10.7153
19051 | IA | SB | 2019 | 18615.556 | 68365.3862 | 3.6725
19129 | IA | CO | 2019 | 33467.5322 | 426129.726 | 12.7326
19111 | IA | SB | 2019 | 27316.305 | 100588.5619 | 3.6824
19113 | IA | SB | 2019 | 38687.9816 | 146991.0235 | 3.7994
19115 | IA | SB | 2019 | 26304.59 | 96098.0011 | 3.6533
19109 | IA | CO | 2019 | 124521.8822 | 1552899.4275 | 12.4709
19007 | IA | CO | 2019 | 11816.8312 | 123703.6102 | 10.4684
19113 | IA | CO | 2019 | 61552.7406 | 864324.9991 | 14.042
19041 | IA | SB | 2019 | 45931.861 | 157169.628 | 3.4218
19043 | IA | SB | 2019 | 20112.8942 | 76257.887 | 3.7915
19011 | IA | CO | 2019 | 75433.4704 | 935549.8293 | 12.4023
19998 | IA | SB | 2019 | 517714.7998 | 1890852.683 | 3.6523
19095 | IA | CO | 2019 | 45486.7064 | 544168.8793 | 11.9633
19097 | IA | CO | 2019 | 43706.088 | 508835.8769 | 11.6422
19099 | IA | CO | 2019 | 72115.0452 | 947412.1673 | 13.1375
19998 | IA | CO | 2019 | 386394.1928 | 4572181.9588 | 11.8329
19099 | IA | SB | 2019 | 54066.0496 | 205558.8226 | 3.802
19057 | IA | CO | 2019 | 27437.7108 | 304661.4171 | 11.1037
19059 | IA | CO | 2019 | 36826.426 | 392981.2226 | 10.6712
19103 | IA | CO | 2019 | 40913.7546 | 465679.3196 | 11.382
19105 | IA | CO | 2019 | 58517.5956 | 745523.8112 | 12.7402
19119 | IA | SB | 2019 | 44758.2716 | 165007.6978 | 3.6866
19033 | IA | SB | 2019 | 41358.9092 | 146501.1442 | 3.5422
19035 | IA | SB | 2019 | 51840.2766 | 205096.1587 | 3.9563
19111 | IA | CO | 2019 | 28125.677 | 304534.4113 | 10.8276
19045 | IA | SB | 2019 | 43948.8996 | 175757.8282 | 3.9991
19047 | IA | SB | 2019 | 56453.697 | 235114.8773 | 4.1647
19133 | IA | SB | 2019 | 51233.2476 | 192087.1402 | 3.7493
19049 | IA | SB | 2019 | 41197.0348 | 150637.9032 | 3.6565
19139 | IA | SB | 2019 | 27640.0538 | 102629.7259 | 3.7131
19173 | IA | CO | 2019 | 33872.2182 | 343829.9935 | 10.1508
19175 | IA | CO | 2019 | 21933.9812 | 232522.1454 | 10.601
19131 | IA | CO | 2019 | 60136.3396 | 734169.4963 | 12.2084
19001 | IA | SB | 2019 | 40832.8174 | 146310.6355 | 3.5832
19133 | IA | CO | 2019 | 69201.306 | 885509.5599 | 12.7961
19101 | IA | SB | 2019 | 25980.8412 | 93131.5094 | 3.5846
19183 | IA | CO | 2019 | 45810.4552 | 514398.7292 | 11.2288
19185 | IA | CO | 2019 | 22621.9474 | 215046.1528 | 9.5061
19187 | IA | CO | 2019 | 83324.8474 | 1061082.3225 | 12.7343
19141 | IA | CO | 2019 | 58679.47 | 754668.2259 | 12.8609
19143 | IA | CO | 2019 | 47105.4504 | 539469.6662 | 11.4524
19011 | IA | SB | 2019 | 59853.0594 | 233073.7133 | 3.8941
19145 | IA | CO | 2019 | 45041.5518 | 540942.933 | 12.0099
19147 | IA | CO | 2019 | 63576.1706 | 791474.4952 | 12.4492
19073 | IA | SB | 2019 | 48036.2282 | 175050.2246 | 3.6441
19075 | IA | SB | 2019 | 46215.1412 | 175131.8712 | 3.7895
19197 | IA | CO | 2019 | 74340.8182 | 919267.6909 | 12.3656
19167 | IA | SB | 2019 | 55320.5762 | 226269.8333 | 4.0902
19169 | IA | SB | 2019 | 41804.0638 | 140459.2987 | 3.3599
19037 | IA | SB | 2019 | 32698.6288 | 119857.1501 | 3.6655
19173 | IA | SB | 2019 | 32455.8172 | 108834.8645 | 3.3533
19175 | IA | SB | 2019 | 20315.2372 | 73373.0419 | 3.6117
19033 | IA | CO | 2019 | 67987.248 | 818348.914 | 12.0368
19135 | IA | SB | 2019 | 10481.3674 | 39571.3661 | 3.7754
19137 | IA | SB | 2019 | 35329.0878 | 138526.9968 | 3.921
19141 | IA | SB | 2019 | 53054.3346 | 199870.7789 | 3.7673
19143 | IA | SB | 2019 | 36502.6772 | 123857.8315 | 3.3931
19177 | IA | CO | 2019 | 18008.527 | 193277.3656 | 10.7325
19179 | IA | CO | 2019 | 22743.3532 | 251928.6255 | 11.077
19137 | IA | CO | 2019 | 37069.2376 | 476424.0069 | 12.8523
19139 | IA | CO | 2019 | 33629.4066 | 365547.9784 | 10.8699
19153 | IA | SB | 2019 | 25414.2808 | 87116.8795 | 3.4279
19189 | IA | CO | 2019 | 48724.1944 | 608052.7766 | 12.4795
19019 | IA | CO | 2019 | 76364.2482 | 1049143.7811 | 13.7387
19191 | IA | CO | 2019 | 62847.7358 | 790585.4548 | 12.5794
19193 | IA | CO | 2019 | 80937.2 | 1108303.0641 | 13.6934
19195 | IA | CO | 2019 | 44474.9914 | 548512.4763 | 12.3331
19165 | IA | SB | 2019 | 54268.3926 | 214403.8666 | 3.9508
19021 | IA | CO | 2019 | 67339.7504 | 806664.3841 | 11.979
19023 | IA | CO | 2019 | 68149.1224 | 896228.846 | 13.151
19017 | IA | SB | 2019 | 25333.3436 | 89457.4142 | 3.5312
19171 | IA | SB | 2019 | 54713.5472 | 196468.8389 | 3.5909
19029 | IA | CO | 2019 | 54227.924 | 681741.5185 | 12.5718
19177 | IA | SB | 2019 | 20031.957 | 72611.0074 | 3.6248
19179 | IA | SB | 2019 | 19505.8652 | 72855.947 | 3.7351
19035 | IA | CO | 2019 | 60379.1512 | 791855.5124 | 13.1147
19037 | IA | CO | 2019 | 57667.755 | 767851.4238 | 13.3151
19057 | IA | SB | 2019 | 24969.1262 | 92478.337 | 3.7037
19059 | IA | SB | 2019 | 30391.9186 | 104752.5365 | 3.4467
19135 | IA | CO | 2019 | 10157.6186 | 103458.8921 | 10.1853
19015 | IA | SB | 2019 | 40792.3488 | 145847.9717 | 3.5754
19055 | IA | CO | 2019 | 77537.8376 | 995496.548 | 12.8388
19001 | IA | CO | 2019 | 43018.1218 | 476652.6173 | 11.0803
19101 | IA | CO | 2019 | 27882.8654 | 284721.5128 | 10.2113
19029 | IA | SB | 2019 | 45041.5518 | 172274.2416 | 3.8248
19025 | IA | CO | 2019 | 71386.6104 | 890742.1972 | 12.4777
19027 | IA | CO | 2019 | 73652.852 | 1015792.0685 | 13.7916
19145 | IA | SB | 2019 | 44394.0542 | 166994.4307 | 3.7616
19031 | IA | CO | 2019 | 62604.9242 | 761094.7174 | 12.1571
19185 | IA | SB | 2019 | 23390.8508 | 82544.6722 | 3.5289
19147 | IA | SB | 2019 | 43382.3392 | 162068.4216 | 3.7358
19163 | IA | SB | 2019 | 27033.0248 | 110005.1318 | 4.0693
19103 | IA | SB | 2019 | 34317.3728 | 128103.4526 | 3.7329
19105 | IA | SB | 2019 | 27356.7736 | 105269.6314 | 3.848
19107 | IA | SB | 2019 | 38809.3874 | 145711.8941 | 3.7546
19109 | IA | SB | 2019 | 82151.258 | 317224.1011 | 3.8615
19043 | IA | CO | 2019 | 57465.412 | 712299.1044 | 12.3953
19161 | IA | SB | 2019 | 52609.18 | 209967.7368 | 3.9911
19061 | IA | SB | 2019 | 14609.1646 | 59139.325 | 4.0481
19181 | IA | SB | 2019 | 25657.0924 | 90301.0954 | 3.5195
19183 | IA | SB | 2019 | 35895.6482 | 132076.9186 | 3.6795
19157 | IA | SB | 2019 | 42815.7788 | 153740.4725 | 3.5907
19005 | IA | CO | 2019 | 33427.0636 | 392727.2111 | 11.7488
19041 | IA | CO | 2019 | 54875.4216 | 639042.182 | 11.6453
19155 | IA | SB | 2019 | 74138.4752 | 291478.2192 | 3.9315
19189 | IA | SB | 2019 | 32051.1312 | 116727.3653 | 3.6419
19045 | IA | CO | 2019 | 72600.6684 | 893637.9285 | 12.3089
19051 | IA | CO | 2019 | 18898.8362 | 189822.8089 | 10.0442
19023 | IA | SB | 2019 | 37797.6724 | 139806.1262 | 3.6988
19187 | IA | SB | 2019 | 58679.47 | 193692.8558 | 3.3009
19025 | IA | SB | 2019 | 53256.6776 | 197503.0286 | 3.7085
19027 | IA | SB | 2019 | 44596.3972 | 176465.4317 | 3.9569
19047 | IA | CO | 2019 | 82151.258 | 1210085.4801 | 14.73
19049 | IA | CO | 2019 | 51880.7452 | 635003.3988 | 12.2397
19193 | IA | SB | 2019 | 61755.0836 | 235958.5584 | 3.8209
19065 | IA | SB | 2019 | 39618.7594 | 147916.3512 | 3.7335
19021 | IA | SB | 2019 | 54956.3588 | 197802.3994 | 3.5993
19019 | IA | SB | 2019 | 29339.735 | 108943.7266 | 3.7132
19191 | IA | SB | 2019 | 22257.73 | 83170.6291 | 3.7367
19067 | IA | SB | 2019 | 36219.397 | 132185.7806 | 3.6496
19197 | IA | SB | 2019 | 50585.75 | 184031.3462 | 3.638
19195 | IA | SB | 2019 | 33386.595 | 114441.2616 | 3.4278
19069 | IA | SB | 2019 | 39861.571 | 144949.8595 | 3.6363
20183 | KS | CO | 2019 | 36259.8656 | 330138.7725 | 9.1048
20181 | KS | CO | 2019 | 88828.577 | 735566.5596 | 8.2807
20045 | KS | CO | 2019 | 9510.121 | 74120.5615 | 7.7939
20057 | KS | CO | 2019 | 22743.3532 | 264095.7773 | 11.612
20047 | KS | CO | 2019 | 30472.8558 | 306947.5208 | 10.0728
20149 | KS | CO | 2019 | 14083.0728 | 130434.9155 | 9.2618
20055 | KS | CO | 2019 | 67865.8422 | 664214.7236 | 9.7872
20027 | KS | CO | 2019 | 19910.5512 | 180221.1734 | 9.0515
20031 | KS | CO | 2019 | 9631.5268 | 69522.953 | 7.2183
20003 | KS | CO | 2019 | 17806.184 | 124491.046 | 6.9915
20025 | KS | CO | 2019 | 1092.6522 | 9195.217 | 8.4155
20045 | KS | WH | 2019 | 1566.1348 | 3981.6306 | 2.5423
20047 | KS | WH | 2019 | 36057.5226 | 113978.5978 | 3.161
20049 | KS | CO | 2019 | 1991.0551 | 13538.814 | 6.7998
20035 | KS | CO | 2019 | 9510.121 | 61419.9855 | 6.4584
20191 | KS | CO | 2019 | 18858.3676 | 110063.1916 | 5.8363
20197 | KS | CO | 2019 | 10279.0244 | 72444.0855 | 7.0478
20153 | KS | CO | 2019 | 53539.9578 | 413581.5569 | 7.7247
20155 | KS | CO | 2019 | 18534.6188 | 160027.2576 | 8.634
20161 | KS | CO | 2019 | 7891.377 | 73256.9224 | 9.2832
20163 | KS | CO | 2019 | 12383.3916 | 64315.7169 | 5.1937
20171 | KS | CO | 2019 | 50909.4988 | 340096.0241 | 6.6804
20177 | KS | CO | 2019 | 13314.1694 | 124110.0287 | 9.3217
20097 | KS | WH | 2019 | 23237.0701 | 82952.905 | 3.5699
20187 | KS | CO | 2019 | 43099.059 | 321730.9912 | 7.4649
20051 | KS | CO | 2019 | 6110.7586 | 26086.9831 | 4.269
20053 | KS | CO | 2019 | 2630.459 | 14199.244 | 5.398
20059 | KS | CO | 2019 | 10117.15 | 74984.2007 | 7.4116
20203 | KS | CO | 2019 | 41804.0638 | 324296.5076 | 7.7575
20205 | KS | CO | 2019 | 16470.7202 | 124719.6563 | 7.5722
20021 | KS | CO | 2019 | 23148.0392 | 193277.3656 | 8.3496
20079 | KS | WH | 2019 | 24952.9388 | 60418.4544 | 2.4213
20085 | KS | WH | 2019 | 1137.1677 | 3429.1555 | 3.0155
20009 | KS | WH | 2019 | 48473.2891 | 148977.7565 | 3.0734
20091 | KS | WH | 2019 | 517.9981 | 1796.2243 | 3.4676
20129 | KS | CO | 2019 | 19870.0826 | 165234.4938 | 8.3157
20013 | KS | CO | 2019 | 50383.407 | 551611.4168 | 10.9483
20099 | KS | WH | 2019 | 2399.788 | 5415.8885 | 2.2568
20998 | KS | WH | 2019 | 1217489.7373 | 4364261.7363 | 3.5846
20021 | KS | SB | 2019 | 39214.0734 | 102548.0794 | 2.6151
20139 | KS | CO | 2019 | 12100.1114 | 87786.3813 | 7.255
20085 | KS | SB | 2019 | 19303.5222 | 60010.2216 | 3.1088
20087 | KS | SB | 2019 | 17361.0294 | 57451.9627 | 3.3092
20089 | KS | SB | 2019 | 41682.658 | 138363.7037 | 3.3195
20009 | KS | SB | 2019 | 14568.696 | 29256.684 | 2.0082
20095 | KS | SB | 2019 | 8012.7828 | 14369.7946 | 1.7934
20998 | KS | SB | 2019 | 646182.3705 | 1865487.8184 | 2.8869
20003 | KS | WH | 2019 | 890.3092 | 2258.8882 | 2.5372
20031 | KS | WH | 2019 | 1869.6493 | 4599.4229 | 2.46
20033 | KS | WH | 2019 | 18291.8072 | 54458.2555 | 2.9772
20035 | KS | WH | 2019 | 21719.4976 | 51075.3664 | 2.3516
20037 | KS | WH | 2019 | 4815.7634 | 14015.9928 | 2.9104
20039 | KS | WH | 2019 | 36781.9105 | 148251.1021 | 4.0305
20173 | KS | CO | 2019 | 23269.445 | 179738.5516 | 7.7242
20005 | KS | WH | 2019 | 590.8416 | 1469.6381 | 2.4874
20019 | KS | CO | 2019 | 930.7778 | 6020.073 | 6.4678
20101 | KS | WH | 2019 | 35389.7907 | 154175.9208 | 4.3565
20103 | KS | WH | 2019 | 942.9184 | 2941.9977 | 3.1201
20107 | KS | WH | 2019 | 1440.6822 | 4136.759 | 2.8714
20111 | KS | WH | 2019 | 1788.7121 | 4626.6384 | 2.5866
20113 | KS | WH | 2019 | 67497.5779 | 209450.6419 | 3.1031
20115 | KS | WH | 2019 | 36486.4898 | 111741.482 | 3.0625
20121 | KS | WH | 2019 | 1096.6991 | 3619.6642 | 3.3005
20123 | KS | WH | 2019 | 45806.4083 | 168398.7516 | 3.6763
20125 | KS | WH | 2019 | 6029.8214 | 15159.0446 | 2.514
20127 | KS | WH | 2019 | 5422.7924 | 14424.2256 | 2.6599
20129 | KS | WH | 2019 | 30796.6046 | 96234.0787 | 3.1248
20013 | KS | WH | 2019 | 764.8565 | 2476.6123 | 3.238
20131 | KS | WH | 2019 | 2302.6633 | 8600.1043 | 3.7349
20133 | KS | WH | 2019 | 1966.774 | 4381.6987 | 2.2279
20135 | KS | WH | 2019 | 42200.6561 | 142111.2808 | 3.3675
20139 | KS | WH | 2019 | 2456.444 | 7212.1128 | 2.936
20143 | KS | WH | 2019 | 24965.0793 | 78160.2519 | 3.1308
20145 | KS | WH | 2019 | 47206.6219 | 141466.273 | 2.9967
20149 | KS | WH | 2019 | 1230.2454 | 3704.0323 | 3.0108
20015 | KS | WH | 2019 | 10602.7732 | 32114.3136 | 3.0289
20027 | KS | SB | 2019 | 38687.9816 | 117843.2016 | 3.046
20003 | KS | SB | 2019 | 33386.595 | 76720.5509 | 2.2979
20031 | KS | SB | 2019 | 34074.5612 | 77673.0941 | 2.2795
20067 | KS | CO | 2019 | 32455.8172 | 275018.2727 | 8.4736
20071 | KS | CO | 2019 | 27356.7736 | 168333.4343 | 6.1533
20075 | KS | CO | 2019 | 13273.7008 | 81867.9129 | 6.1677
20079 | KS | CO | 2019 | 27761.4596 | 190330.8319 | 6.8559
20081 | KS | CO | 2019 | 45243.8948 | 506168.7559 | 11.1876
20085 | KS | CO | 2019 | 15580.411 | 134067.2803 | 8.6049
20087 | KS | CO | 2019 | 16227.9086 | 147479.0885 | 9.088
20089 | KS | CO | 2019 | 29056.4548 | 261657.2668 | 9.0051
20009 | KS | CO | 2019 | 13314.1694 | 123144.7849 | 9.2492
20095 | KS | CO | 2019 | 4532.4832 | 38533.5476 | 8.5016
20998 | KS | CO | 2019 | 1262126.6031 | 10651490.4693 | 8.4393
20133 | KS | CO | 2019 | 11938.237 | 82756.9532 | 6.9321
20135 | KS | CO | 2019 | 12342.923 | 65687.3791 | 5.3219
20079 | KS | SB | 2019 | 40873.286 | 102520.8638 | 2.5083
20081 | KS | SB | 2019 | 4168.2658 | 18207.1829 | 4.368
20203 | KS | WH | 2019 | 52932.9288 | 248368.8355 | 4.6921
20021 | KS | WH | 2019 | 13799.7926 | 50609.981 | 3.6674
20023 | KS | WH | 2019 | 45179.145 | 184983.8894 | 4.0945
20025 | KS | WH | 2019 | 23985.7392 | 92396.6904 | 3.8522
20123 | KS | SB | 2019 | 27194.8992 | 79251.5942 | 2.9142
20125 | KS | SB | 2019 | 25859.4354 | 61888.0925 | 2.3932
20127 | KS | SB | 2019 | 21084.1406 | 63602.6702 | 3.0166
20013 | KS | SB | 2019 | 47348.262 | 179921.8027 | 3.8
20147 | KS | SB | 2019 | 12423.8602 | 36632.0899 | 2.9485
20149 | KS | SB | 2019 | 16632.5946 | 55356.3677 | 3.3282
20051 | KS | WH | 2019 | 31848.7882 | 99578.8661 | 3.1266
20053 | KS | WH | 2019 | 25855.3885 | 84572.2284 | 3.271
20001 | KS | WH | 2019 | 1699.6812 | 5089.3022 | 2.9943
20059 | KS | WH | 2019 | 1651.1189 | 4681.0694 | 2.8351
20061 | KS | WH | 2019 | 2703.3025 | 8194.5931 | 3.0313
20063 | KS | WH | 2019 | 53151.4592 | 211056.3576 | 3.9708
20067 | KS | WH | 2019 | 29542.078 | 99472.7256 | 3.3672
20069 | KS | WH | 2019 | 49007.4746 | 181636.3805 | 3.7063
20071 | KS | WH | 2019 | 62653.4865 | 280292.6405 | 4.4737
20073 | KS | WH | 2019 | 801.2783 | 2612.6899 | 3.2607
20075 | KS | WH | 2019 | 44001.5088 | 199027.0978 | 4.5232
20019 | KS | SB | 2019 | 3480.2996 | 9443.7854 | 2.7135
20191 | KS | SB | 2019 | 69201.306 | 144378.3336 | 2.0864
20195 | KS | SB | 2019 | 546.3261 | 1279.1294 | 2.3413
20205 | KS | SB | 2019 | 31727.3824 | 83987.0947 | 2.6471
20163 | KS | SG | 2019 | 24078.817 | 138436.2784 | 5.7493
20167 | KS | SG | 2019 | 16308.8458 | 97413.4179 | 5.973
20153 | KS | WH | 2019 | 41451.987 | 180602.1907 | 4.3569
20155 | KS | WH | 2019 | 70900.9872 | 178561.0267 | 2.5185
20157 | KS | WH | 2019 | 14216.6192 | 43893.1907 | 3.0875
20035 | KS | SB | 2019 | 33386.595 | 84095.9568 | 2.5189
20041 | KS | SB | 2019 | 44798.7402 | 125926.211 | 2.8109
20045 | KS | SB | 2019 | 15661.3482 | 43218.2458 | 2.7595
20049 | KS | SB | 2019 | 6151.2272 | 16492.6051 | 2.6812
20005 | KS | SB | 2019 | 26587.8702 | 92777.7077 | 3.4895
20055 | KS | SB | 2019 | 2448.3503 | 9253.2768 | 3.7794
20061 | KS | SB | 2019 | 6394.0388 | 19921.7606 | 3.1157
20069 | KS | SB | 2019 | 5179.9808 | 18615.4157 | 3.5937
20007 | KS | SB | 2019 | 5989.3528 | 10750.1304 | 1.7949
20077 | KS | SB | 2019 | 5422.7924 | 11321.6563 | 2.0878
20197 | KS | WH | 2019 | 930.7778 | 2947.4408 | 3.1666
20111 | KS | SB | 2019 | 34034.0926 | 77781.9562 | 2.2854
20113 | KS | SB | 2019 | 43139.5276 | 101758.8293 | 2.3588
20115 | KS | SB | 2019 | 43706.088 | 103065.1742 | 2.3581
20117 | KS | SB | 2019 | 60702.9 | 195951.744 | 3.228
20121 | KS | SB | 2019 | 21367.4208 | 62241.8942 | 2.9129
20139 | KS | SB | 2019 | 33872.2182 | 93403.6646 | 2.7575
20075 | KS | SG | 2019 | 15782.754 | 66042.9952 | 4.1845
20015 | KS | SB | 2019 | 35814.711 | 90518.8195 | 2.5274
20111 | KS | SG | 2019 | 550.373 | 2921.1325 | 5.3076
20123 | KS | SG | 2019 | 21488.8266 | 136912.2093 | 6.3713
20135 | KS | SG | 2019 | 31605.9766 | 146513.8447 | 4.6356
20157 | KS | SG | 2019 | 4006.3914 | 23369.0598 | 5.8329
20191 | KS | WH | 2019 | 98346.7917 | 233454.7306 | 2.3738
20171 | KS | SG | 2019 | 24281.16 | 154921.626 | 6.3803
20103 | KS | CO | 2019 | 6474.976 | 49075.0257 | 7.5792
20105 | KS | CO | 2019 | 4087.3286 | 25197.9428 | 6.1649
20111 | KS | CO | 2019 | 9752.9326 | 58854.4692 | 6.0345
20113 | KS | CO | 2019 | 20962.7348 | 157487.1424 | 7.5127
20115 | KS | CO | 2019 | 26466.4644 | 166275.941 | 6.2825
20117 | KS | CO | 2019 | 54632.61 | 482494.8822 | 8.8316
20121 | KS | CO | 2019 | 7365.2852 | 60327.736 | 8.1908
20123 | KS | CO | 2019 | 12140.58 | 100969.5792 | 8.3167
20125 | KS | CO | 2019 | 8660.2804 | 61267.5786 | 7.0745
20127 | KS | CO | 2019 | 9105.435 | 57711.4173 | 6.3381
20189 | KS | WH | 2019 | 26871.1504 | 98629.0445 | 3.6704
20157 | KS | SB | 2019 | 43706.088 | 132430.7203 | 3.03
20011 | KS | SB | 2019 | 16673.0632 | 40251.7541 | 2.4142
20067 | KS | SG | 2019 | 14609.1646 | 69853.168 | 4.7815
20071 | KS | SG | 2019 | 26628.3388 | 112527.1034 | 4.2258
20103 | KS | SB | 2019 | 13759.324 | 42537.8578 | 3.0916
20003 | KS | SG | 2019 | 473.4826 | 2479.1524 | 5.236
20033 | KS | SG | 2019 | 6191.6958 | 23369.0598 | 3.7743
20161 | KS | SB | 2019 | 14285.4158 | 44279.651 | 3.0996
20167 | KS | SB | 2019 | 3965.9228 | 8083.0094 | 2.0381
20169 | KS | SB | 2019 | 25292.875 | 73155.3178 | 2.8923
20173 | KS | SB | 2019 | 41601.7208 | 101677.1827 | 2.4441
20175 | KS | SB | 2019 | 3338.6595 | 14451.4411 | 4.3285
20169 | KS | WH | 2019 | 35280.5255 | 105155.3262 | 2.9805
20017 | KS | WH | 2019 | 2047.7112 | 5639.0557 | 2.7538
20173 | KS | WH | 2019 | 47125.6847 | 127722.4354 | 2.7103
20175 | KS | WH | 2019 | 19141.6478 | 76421.1802 | 3.9924
20177 | KS | WH | 2019 | 829.6063 | 2155.4692 | 2.5982
20181 | KS | WH | 2019 | 53742.3008 | 222759.0312 | 4.1449
20173 | KS | SG | 2019 | 8336.5316 | 38685.9545 | 4.6405
20027 | KS | SG | 2019 | 7972.3142 | 52072.3616 | 6.5316
20155 | KS | SB | 2019 | 36745.4888 | 81047.8186 | 2.2057
20009 | KS | SG | 2019 | 29299.2664 | 183904.3405 | 6.2768
20191 | KS | SG | 2019 | 10845.5848 | 41403.8778 | 3.8176
20163 | KS | WH | 2019 | 30310.9814 | 100283.7481 | 3.3085
20167 | KS | WH | 2019 | 24200.2228 | 84613.0517 | 3.4964
20025 | KS | SG | 2019 | 9793.4012 | 45214.0506 | 4.6168
20047 | KS | SG | 2019 | 11574.0196 | 64772.9376 | 5.5964
20998 | KS | SG | 2019 | 697666.5234 | 3736570.422 | 5.3558
20181 | KS | SG | 2019 | 9752.9326 | 44452.016 | 4.5578
21007 | KY | WH | 2019 | 4370.6088 | 20493.2866 | 4.6889
21075 | KY | WH | 2019 | 2428.116 | 11376.0874 | 4.6851
21209 | KY | SB | 2019 | 1173.5894 | 3238.6469 | 2.7596
21211 | KY | SB | 2019 | 11452.6138 | 31216.2014 | 2.7257
21223 | KY | SB | 2019 | 1861.5556 | 4381.6987 | 2.3538
21021 | KY | SB | 2019 | 1942.4928 | 5225.3798 | 2.69
21181 | KY | SB | 2019 | 526.0918 | 1273.6863 | 2.421
21217 | KY | SB | 2019 | 5584.6668 | 18016.6742 | 3.2261
21207 | KY | SB | 2019 | 3520.7682 | 11240.0098 | 3.1925
21213 | KY | SB | 2019 | 18129.9328 | 55519.6608 | 3.0623
21179 | KY | SB | 2019 | 9388.7152 | 21173.6746 | 2.2552
21135 | KY | SB | 2019 | 3925.4542 | 11621.027 | 2.9604
21221 | KY | SB | 2019 | 10076.6814 | 27759.8304 | 2.7549
21183 | KY | SB | 2019 | 14730.5704 | 52553.1691 | 3.5676
21155 | KY | CO | 2019 | 5665.604 | 54409.2676 | 9.6034
21215 | KY | SB | 2019 | 3783.8141 | 9797.5872 | 2.5893
21185 | KY | SB | 2019 | 1719.9155 | 4572.2074 | 2.6584
21105 | KY | WH | 2019 | 4572.9518 | 20574.9331 | 4.4993
21225 | KY | SB | 2019 | 21853.044 | 83088.9826 | 3.8022
21227 | KY | SB | 2019 | 13314.1694 | 42565.0733 | 3.197
21137 | KY | SB | 2019 | 3965.9228 | 9879.2338 | 2.491
21139 | KY | SB | 2019 | 8174.6572 | 25827.5285 | 3.1595
21199 | KY | SB | 2019 | 8053.2514 | 23296.4851 | 2.8928
21137 | KY | CO | 2019 | 3439.831 | 33250.108 | 9.6662
21139 | KY | CO | 2019 | 6272.633 | 64163.31 | 10.2291
21141 | KY | CO | 2019 | 26709.276 | 318530.4461 | 11.9258
21143 | KY | CO | 2019 | 4249.203 | 45620.469 | 10.7362
21149 | KY | CO | 2019 | 18817.899 | 199627.6536 | 10.6084
21203 | KY | SB | 2019 | 809.372 | 2392.2442 | 2.9557
21151 | KY | CO | 2019 | 647.4976 | 5689.858 | 8.7875
21215 | KY | CO | 2019 | 1740.1498 | 12344.9599 | 7.0942
21217 | KY | CO | 2019 | 4856.232 | 52427.9777 | 10.796
21219 | KY | CO | 2019 | 20234.3 | 234960.656 | 11.612
21143 | KY | SB | 2019 | 3480.2996 | 10069.7424 | 2.8934
21219 | KY | SB | 2019 | 21731.6382 | 63629.8858 | 2.928
21103 | KY | WH | 2019 | 52.6092 | 166.0147 | 3.1556
21229 | KY | SB | 2019 | 3439.831 | 7048.8197 | 2.0492
21231 | KY | SB | 2019 | 4168.2658 | 13444.4669 | 3.2254
21141 | KY | SB | 2019 | 30391.9186 | 87987.7762 | 2.8951
21167 | KY | SB | 2019 | 2670.9276 | 7538.699 | 2.8225
21209 | KY | CO | 2019 | 1052.1836 | 10236.6643 | 9.729
21021 | KY | CO | 2019 | 1699.6812 | 16967.9695 | 9.983
21211 | KY | CO | 2019 | 8296.063 | 71834.4579 | 8.6589
21213 | KY | CO | 2019 | 16389.783 | 192388.3252 | 11.7383
21057 | KY | SB | 2019 | 1193.8237 | 4327.2677 | 3.6247
21059 | KY | SB | 2019 | 30230.0442 | 110876.0285 | 3.6677
21223 | KY | CO | 2019 | 1011.715 | 7620.3456 | 7.5321
21101 | KY | WH | 2019 | 1335.4638 | 5878.5523 | 4.4019
21227 | KY | CO | 2019 | 14973.382 | 184209.1543 | 12.3024
21105 | KY | CO | 2019 | 16187.44 | 183853.5382 | 11.3578
21011 | KY | CO | 2019 | 849.8406 | 9068.2113 | 10.6705
21113 | KY | CO | 2019 | 161.8744 | 1320.8599 | 8.1598
21121 | KY | CO | 2019 | 222.5773 | 1752.6795 | 7.8745
21125 | KY | CO | 2019 | 161.8744 | 1371.6622 | 8.4736
21091 | KY | SB | 2019 | 5827.4784 | 21173.6746 | 3.6334
21093 | KY | SB | 2019 | 16066.0342 | 39462.504 | 2.4563
21033 | KY | WH | 2019 | 5463.261 | 29256.684 | 5.3552
21035 | KY | WH | 2019 | 3763.5798 | 16710.3293 | 4.44
21039 | KY | WH | 2019 | 2185.3044 | 10995.0701 | 5.0314
21047 | KY | WH | 2019 | 22460.073 | 126035.0731 | 5.6115
21015 | KY | CO | 2019 | 728.4348 | 7544.1421 | 10.3566
21067 | KY | WH | 2019 | 113.3121 | 487.1578 | 4.2993
21123 | KY | SB | 2019 | 11169.3336 | 35325.745 | 3.1627
21157 | KY | CO | 2019 | 5867.947 | 58194.0392 | 9.9173
21161 | KY | CO | 2019 | 2994.6764 | 25375.7508 | 8.4736
21221 | KY | CO | 2019 | 9914.807 | 106405.4257 | 10.732
21167 | KY | CO | 2019 | 2509.0532 | 29135.1213 | 11.612
21225 | KY | CO | 2019 | 31160.822 | 367681.6752 | 11.7995
21093 | KY | WH | 2019 | 647.4976 | 3211.4314 | 4.9598
21998 | KY | WH | 2019 | 13378.9192 | 64206.8548 | 4.7991
21161 | KY | SB | 2019 | 4168.2658 | 12328.6306 | 2.9577
21163 | KY | SB | 2019 | 8053.2514 | 23296.4851 | 2.8928
21185 | KY | CO | 2019 | 1052.1836 | 8585.5894 | 8.1598
21187 | KY | CO | 2019 | 485.6232 | 3352.9521 | 6.9044
21191 | KY | CO | 2019 | 728.4348 | 7544.1421 | 10.3566
21197 | KY | CO | 2019 | 323.7488 | 3251.3475 | 10.0428
21199 | KY | CO | 2019 | 4249.203 | 48008.1773 | 11.2982
21203 | KY | CO | 2019 | 1092.6522 | 7747.3514 | 7.0904
21207 | KY | CO | 2019 | 1416.401 | 14224.6451 | 10.0428
21045 | KY | SB | 2019 | 3277.9566 | 10369.1131 | 3.1633
21047 | KY | SB | 2019 | 31605.9766 | 94655.5786 | 2.9949
21049 | KY | SB | 2019 | 1821.087 | 7103.2507 | 3.9006
21207 | KY | WH | 2019 | 101.1715 | 394.625 | 3.9006
21209 | KY | WH | 2019 | 153.7807 | 685.8311 | 4.4598
21211 | KY | WH | 2019 | 364.2174 | 1374.3838 | 3.7735
21001 | KY | CO | 2019 | 3642.174 | 40464.0351 | 11.1099
21101 | KY | CO | 2019 | 34398.31 | 371364.8422 | 10.796
21069 | KY | SB | 2019 | 4492.0146 | 12246.984 | 2.7264
21007 | KY | SB | 2019 | 14528.2274 | 50294.281 | 3.4618
21231 | KY | CO | 2019 | 2225.773 | 27941.2672 | 12.5535
21233 | KY | CO | 2019 | 18210.87 | 203412.4252 | 11.1698
21137 | KY | WH | 2019 | 40.4686 | 160.5716 | 3.9678
21141 | KY | WH | 2019 | 18817.899 | 98111.9496 | 5.2138
21233 | KY | SB | 2019 | 16915.8748 | 58622.2301 | 3.4655
21239 | KY | SB | 2019 | 1537.8068 | 5225.3798 | 3.3979
21027 | KY | SB | 2019 | 12423.8602 | 30100.3651 | 2.4228
21029 | KY | SB | 2019 | 1760.3841 | 3565.2331 | 2.0253
21031 | KY | SB | 2019 | 10117.15 | 34727.0035 | 3.4325
21033 | KY | SB | 2019 | 14244.9472 | 44579.0218 | 3.1295
21105 | KY | SB | 2019 | 17968.0584 | 62813.4202 | 3.4958
21011 | KY | SB | 2019 | 2549.5218 | 8246.3026 | 3.2345
21059 | KY | WH | 2019 | 849.8406 | 3864.6038 | 4.5474
21111 | KY | SB | 2019 | 647.4976 | 1088.6208 | 1.6813
21113 | KY | SB | 2019 | 1092.6522 | 2280.6606 | 2.0873
21083 | KY | WH | 2019 | 8903.092 | 42837.2285 | 4.8115
21149 | KY | SB | 2019 | 20558.0488 | 76094.5939 | 3.7015
21015 | KY | SB | 2019 | 1173.5894 | 4218.4056 | 3.5944
21075 | KY | SB | 2019 | 15499.4738 | 49994.9102 | 3.2256
21081 | KY | SB | 2019 | 323.7488 | 1077.7346 | 3.3289
21009 | KY | SB | 2019 | 10481.3674 | 31025.6928 | 2.9601
21003 | KY | WH | 2019 | 364.2174 | 1442.4226 | 3.9603
21099 | KY | SB | 2019 | 5665.604 | 17526.7949 | 3.0935
21998 | KY | SB | 2019 | 143360.0155 | 420158.6409 | 2.9308
21103 | KY | SB | 2019 | 3864.7513 | 11049.5011 | 2.859
21171 | KY | WH | 2019 | 202.343 | 830.0734 | 4.1023
21155 | KY | SB | 2019 | 7284.348 | 18860.3554 | 2.5892
21061 | KY | SB | 2019 | 4694.3576 | 15159.0446 | 3.2292
21065 | KY | SB | 2019 | 546.3261 | 1284.5725 | 2.3513
21067 | KY | SB | 2019 | 2225.773 | 6667.8024 | 2.9957
21219 | KY | WH | 2019 | 13354.638 | 71576.8176 | 5.3597
21221 | KY | WH | 2019 | 5503.7296 | 29011.7443 | 5.2713
21151 | KY | SB | 2019 | 424.9203 | 857.2889 | 2.0175
21157 | KY | SB | 2019 | 6920.1306 | 15812.2171 | 2.285
21183 | KY | CO | 2019 | 14366.353 | 141586.0212 | 9.8554
21225 | KY | WH | 2019 | 2832.802 | 16193.2344 | 5.7163
21093 | KY | CO | 2019 | 12949.952 | 112984.3241 | 8.7247
21998 | KY | CO | 2019 | 170291.8688 | 1694792.8027 | 9.9523
21049 | KY | CO | 2019 | 1173.5894 | 12522.7679 | 10.6705
21009 | KY | WH | 2019 | 161.8744 | 579.6906 | 3.5811
21001 | KY | SB | 2019 | 3723.1112 | 13771.0531 | 3.6988
21101 | KY | SB | 2019 | 31565.508 | 112590.6062 | 3.5669
21145 | KY | WH | 2019 | 2185.3044 | 9362.1389 | 4.2841
21149 | KY | WH | 2019 | 2063.8986 | 9552.6475 | 4.6284
21155 | KY | WH | 2019 | 526.0918 | 2574.5882 | 4.8938
21033 | KY | CO | 2019 | 13961.667 | 151619.4763 | 10.8597
21177 | KY | CO | 2019 | 6272.633 | 66932.0355 | 10.6705
21227 | KY | WH | 2019 | 5341.8552 | 28576.296 | 5.3495
21045 | KY | CO | 2019 | 2832.802 | 25426.5532 | 8.9758
21047 | KY | CO | 2019 | 32779.566 | 386808.7427 | 11.8003
21067 | KY | CO | 2019 | 1133.1208 | 11913.1403 | 10.5136
21069 | KY | CO | 2019 | 1456.8696 | 12344.9599 | 8.4736
21057 | KY | CO | 2019 | 1011.715 | 11303.5126 | 11.1726
21213 | KY | WH | 2019 | 10521.836 | 53886.7296 | 5.1214
21065 | KY | CO | 2019 | 182.1087 | 1394.5232 | 7.6576
21239 | KY | WH | 2019 | 40.4686 | 157.85 | 3.9006
21027 | KY | WH | 2019 | 445.1546 | 2000.3407 | 4.4936
21003 | KY | CO | 2019 | 3237.488 | 34951.9852 | 10.796
21089 | KY | CO | 2019 | 202.343 | 1574.8714 | 7.7832
21059 | KY | CO | 2019 | 27518.648 | 298819.1521 | 10.8588
21027 | KY | CO | 2019 | 9105.435 | 77727.5251 | 8.5364
21061 | KY | CO | 2019 | 1416.401 | 15291.4935 | 10.796
21075 | KY | CO | 2019 | 10117.15 | 117480.328 | 11.612
21081 | KY | CO | 2019 | 161.8744 | 1346.2611 | 8.3167
21029 | KY | CO | 2019 | 1092.6522 | 7747.3514 | 7.0904
21239 | KY | CO | 2019 | 890.3092 | 8102.9675 | 9.1013
22113 | LA | RI | 2019 | 19708.2082 | 141928.9368 | 7.2015
22003 | LA | RI | 2019 | 5625.1354 | 35108.0208 | 6.2413
22009 | LA | CO | 2019 | 7284.348 | 70361.191 | 9.6592
22039 | LA | RI | 2019 | 18372.7444 | 127822.2256 | 6.9572
22019 | LA | RI | 2019 | 3318.4252 | 23813.58 | 7.1762
22081 | LA | CO | 2019 | 1821.087 | 16637.7546 | 9.1362
22083 | LA | CO | 2019 | 18453.6816 | 212353.6307 | 11.5074
22001 | LA | RI | 2019 | 32860.5032 | 238498.6736 | 7.2579
22998 | LA | CO | 2019 | 8093.72 | 74857.1949 | 9.2488
22077 | LA | CO | 2019 | 3197.0194 | 36069.6358 | 11.2823
22079 | LA | CO | 2019 | 3358.8938 | 31370.4227 | 9.3395
22067 | LA | CO | 2019 | 26952.0876 | 292621.271 | 10.8571
22069 | LA | CO | 2019 | 5544.1982 | 52072.3616 | 9.3922
22097 | LA | CO | 2019 | 2913.7392 | 30608.3882 | 10.5048
22001 | LA | SB | 2019 | 6798.7248 | 18860.3554 | 2.7741
22107 | LA | SB | 2019 | 18291.8072 | 66678.024 | 3.6452
22065 | LA | CO | 2019 | 24604.9088 | 226959.2931 | 9.2241
22053 | LA | RI | 2019 | 31970.194 | 216998.4128 | 6.7875
22998 | LA | RI | 2019 | 6920.1306 | 50938.3816 | 7.3609
22107 | LA | CO | 2019 | 21569.7638 | 239532.8634 | 11.105
22065 | LA | SB | 2019 | 26628.3388 | 89675.1384 | 3.3677
22069 | LA | SB | 2019 | 8296.063 | 23405.3472 | 2.8213
22007 | LA | SB | 2019 | 1092.6522 | 2803.1986 | 2.5655
22113 | LA | SB | 2019 | 1618.744 | 4544.9918 | 2.8077
22097 | LA | SB | 2019 | 31363.165 | 84640.2672 | 2.6987
22099 | LA | SB | 2019 | 2023.43 | 5089.3022 | 2.5152
22081 | LA | SB | 2019 | 2589.9904 | 6368.4317 | 2.4589
22097 | LA | RI | 2019 | 9226.8408 | 61098.8424 | 6.6219
22041 | LA | CO | 2019 | 38930.7932 | 415562.8467 | 10.6744
22045 | LA | SB | 2019 | 1011.715 | 2599.0822 | 2.569
22047 | LA | SB | 2019 | 3156.5508 | 10042.5269 | 3.1815
22079 | LA | SB | 2019 | 14083.0728 | 39462.504 | 2.8021
22009 | LA | SB | 2019 | 30634.7302 | 84095.9568 | 2.7451
22079 | LA | RI | 2019 | 3318.4252 | 22724.9592 | 6.8481
22077 | LA | SB | 2019 | 18129.9328 | 62595.696 | 3.4526
22009 | LA | RI | 2019 | 6879.662 | 45268.4816 | 6.58
22039 | LA | SB | 2019 | 4977.6378 | 10668.4838 | 2.1433
22041 | LA | SB | 2019 | 8377.0002 | 30753.5376 | 3.6712
22043 | LA | SB | 2019 | 2792.3334 | 7212.1128 | 2.5828
22998 | LA | SB | 2019 | 52285.4312 | 155169.2873 | 2.9677
22029 | LA | CO | 2019 | 6758.2562 | 72012.2659 | 10.6555
22117 | LA | SB | 2019 | 971.2464 | 2313.3192 | 2.3818
22035 | LA | CO | 2019 | 18170.4014 | 199399.0432 | 10.9738
22123 | LA | SB | 2019 | 13030.8892 | 47627.16 | 3.6549
22123 | LA | CO | 2019 | 14406.8216 | 136404.1862 | 9.468
22017 | LA | CO | 2019 | 5867.947 | 50878.5075 | 8.6706
22025 | LA | CO | 2019 | 10886.0534 | 110749.0227 | 10.1735
22025 | LA | SB | 2019 | 16834.9376 | 51165.1776 | 3.0392
22035 | LA | SB | 2019 | 35490.9622 | 144378.3336 | 4.068
22017 | LA | SB | 2019 | 3237.488 | 9198.8458 | 2.8414
22029 | LA | SB | 2019 | 44313.117 | 164109.5856 | 3.7034
24001 | MD | CO | 2019 | 364.2174 | 3327.5509 | 9.1362
24998 | MD | SB | 2019 | 26021.3098 | 73645.1971 | 2.8302
24011 | MD | CO | 2019 | 15378.068 | 156394.8929 | 10.17
24047 | MD | SB | 2019 | 13799.7926 | 43544.832 | 3.1555
24013 | MD | CO | 2019 | 12504.7974 | 142119.4454 | 11.3652
24998 | MD | WH | 2019 | 33305.6578 | 169579.9051 | 5.0916
24011 | MD | WH | 2019 | 6717.7876 | 31515.5722 | 4.6914
24015 | MD | WH | 2019 | 4694.3576 | 25664.2354 | 5.467
24015 | MD | CO | 2019 | 8498.406 | 91164.7345 | 10.7273
24041 | MD | WH | 2019 | 5058.575 | 26807.2872 | 5.2994
24043 | MD | WH | 2019 | 4613.4204 | 26099.6837 | 5.6573
24023 | MD | CO | 2019 | 2428.116 | 22073.6011 | 9.0908
24027 | MD | CO | 2019 | 2266.2416 | 25147.1405 | 11.0964
24029 | MD | CO | 2019 | 17401.498 | 179230.5285 | 10.2997
24009 | MD | CO | 2019 | 1294.9952 | 10820.8908 | 8.3559
24039 | MD | WH | 2019 | 1497.3382 | 7157.6818 | 4.7803
24025 | MD | CO | 2019 | 7486.691 | 85093.8592 | 11.366
24047 | MD | CO | 2019 | 15823.2226 | 144684.9618 | 9.1438
24021 | MD | CO | 2019 | 12545.266 | 137547.2381 | 10.9641
24013 | MD | SB | 2019 | 10683.7104 | 34400.4173 | 3.2199
24041 | MD | CO | 2019 | 14204.4786 | 129672.881 | 9.129
24003 | MD | CO | 2019 | 1740.1498 | 18542.841 | 10.6559
24998 | MD | CO | 2019 | 18413.213 | 194674.4289 | 10.5725
24045 | MD | SB | 2019 | 9024.4978 | 22398.373 | 2.482
24011 | MD | SB | 2019 | 18453.6816 | 47627.16 | 2.5809
24045 | MD | CO | 2019 | 10117.15 | 77092.4963 | 7.62
24039 | MD | SB | 2019 | 8903.092 | 27215.52 | 3.0569
24043 | MD | SB | 2019 | 5989.3528 | 17472.3638 | 2.9172
24043 | MD | CO | 2019 | 5665.604 | 56390.5574 | 9.9531
24019 | MD | SB | 2019 | 16632.5946 | 48879.0739 | 2.9388
24041 | MD | SB | 2019 | 14690.1018 | 39217.5643 | 2.6697
24039 | MD | CO | 2019 | 6070.29 | 45722.0736 | 7.5321
24015 | MD | SB | 2019 | 7891.377 | 23704.7179 | 3.0039
24033 | MD | SB | 2019 | 1052.1836 | 2340.5347 | 2.2245
24035 | MD | SB | 2019 | 18979.7734 | 52743.6778 | 2.7789
24019 | MD | CO | 2019 | 12504.7974 | 140696.9809 | 11.2514
24021 | MD | SB | 2019 | 15580.411 | 56907.6523 | 3.6525
24021 | MD | WH | 2019 | 4856.232 | 24575.6146 | 5.0606
24003 | MD | SB | 2019 | 1821.087 | 4898.7936 | 2.69
24035 | MD | CO | 2019 | 21448.358 | 220812.2143 | 10.2951
24025 | MD | SB | 2019 | 5260.918 | 17690.088 | 3.3625
24029 | MD | SB | 2019 | 17441.9666 | 56118.4022 | 3.2174
26073 | MI | CO | 2019 | 12747.609 | 111765.0688 | 8.7675
26075 | MI | CO | 2019 | 20638.986 | 201939.1584 | 9.7844
26069 | MI | CO | 2019 | 1537.8068 | 11303.5126 | 7.3504
26161 | MI | WH | 2019 | 4734.8262 | 20466.071 | 4.3225
26081 | MI | CO | 2019 | 11938.237 | 112781.1149 | 9.447
26017 | MI | CO | 2019 | 19020.242 | 172727.8336 | 9.0813
26077 | MI | CO | 2019 | 20234.3 | 175775.9718 | 8.687
26161 | MI | CO | 2019 | 7689.034 | 74425.3754 | 9.6794
26007 | MI | CO | 2019 | 1699.6812 | 13970.6336 | 8.2196
26163 | MI | CO | 2019 | 202.343 | 1651.0749 | 8.1598
26063 | MI | CO | 2019 | 28328.02 | 307353.9392 | 10.8498
26065 | MI | CO | 2019 | 15580.411 | 145040.5779 | 9.3092
26067 | MI | CO | 2019 | 21043.672 | 213623.6883 | 10.1514
26157 | MI | WH | 2019 | 11735.894 | 64283.0582 | 5.4775
26105 | MI | WH | 2019 | 1497.3382 | 6014.6299 | 4.0169
26059 | MI | CO | 2019 | 16996.812 | 171711.7875 | 10.1026
26091 | MI | SB | 2019 | 34600.653 | 106140.528 | 3.0676
26017 | MI | WH | 2019 | 5220.4494 | 27732.6149 | 5.3123
26081 | MI | SB | 2019 | 8498.406 | 25364.8646 | 2.9847
26087 | MI | SB | 2019 | 12626.2032 | 28440.2184 | 2.2525
26089 | MI | CO | 2019 | 768.9034 | 5842.265 | 7.5982
26081 | MI | WH | 2019 | 2185.3044 | 9089.9837 | 4.1596
26087 | MI | WH | 2019 | 2306.7102 | 8736.1819 | 3.7873
26075 | MI | SB | 2019 | 16106.5028 | 42810.013 | 2.6579
26021 | MI | WH | 2019 | 647.4976 | 2939.2762 | 4.5394
26087 | MI | CO | 2019 | 10117.15 | 93222.2278 | 9.2143
26077 | MI | WH | 2019 | 1092.6522 | 5089.3022 | 4.6578
26011 | MI | CO | 2019 | 6070.29 | 50802.304 | 8.369
26115 | MI | WH | 2019 | 7689.034 | 32141.5291 | 4.1802
26041 | MI | CO | 2019 | 607.029 | 4445.2016 | 7.3229
26091 | MI | WH | 2019 | 10886.0534 | 47736.0221 | 4.3851
26055 | MI | CO | 2019 | 1618.744 | 14732.6682 | 9.1013
26077 | MI | SB | 2019 | 11735.894 | 36251.0726 | 3.0889
26151 | MI | WH | 2019 | 19748.6768 | 102548.0794 | 5.1927
26073 | MI | WH | 2019 | 4775.2948 | 22588.8816 | 4.7304
26075 | MI | WH | 2019 | 2954.2078 | 12818.5099 | 4.3391
26023 | MI | SB | 2019 | 24281.16 | 78652.8528 | 3.2393
26019 | MI | CO | 2019 | 242.8116 | 1397.0634 | 5.7537
26093 | MI | WH | 2019 | 2185.3044 | 8545.6733 | 3.9105
26027 | MI | CO | 2019 | 28125.677 | 252995.4739 | 8.9952
26123 | MI | WH | 2019 | 1052.1836 | 4354.4832 | 4.1385
26045 | MI | CO | 2019 | 12140.58 | 105922.8038 | 8.7247
26047 | MI | CO | 2019 | 80.9372 | 508.023 | 6.2768
26049 | MI | CO | 2019 | 6272.633 | 54612.4768 | 8.7065
26005 | MI | CO | 2019 | 20234.3 | 170187.7184 | 8.4109
26059 | MI | WH | 2019 | 3844.517 | 15159.0446 | 3.943
26063 | MI | WH | 2019 | 28328.02 | 169280.5344 | 5.9757
26065 | MI | WH | 2019 | 5503.7296 | 26671.2096 | 4.846
26067 | MI | WH | 2019 | 5260.918 | 25392.0802 | 4.8265
26155 | MI | CO | 2019 | 13759.324 | 125481.6909 | 9.1198
26155 | MI | WH | 2019 | 6839.1934 | 31760.5118 | 4.6439
26157 | MI | CO | 2019 | 26709.276 | 271792.3264 | 10.176
26161 | MI | SB | 2019 | 11938.237 | 34291.5552 | 2.8724
26107 | MI | CO | 2019 | 7891.377 | 67059.0413 | 8.4978
26099 | MI | SB | 2019 | 5544.1982 | 14043.2083 | 2.533
26998 | MI | SB | 2019 | 127718.9016 | 341160.151 | 2.6712
26107 | MI | WH | 2019 | 1052.1836 | 4300.0522 | 4.0868
26011 | MI | WH | 2019 | 2023.43 | 9525.432 | 4.7076
26111 | MI | WH | 2019 | 1294.9952 | 6722.2334 | 5.1909
26091 | MI | CO | 2019 | 12545.266 | 135642.1517 | 10.8122
26045 | MI | WH | 2019 | 5584.6668 | 22262.2954 | 3.9863
26127 | MI | WH | 2019 | 1173.5894 | 4245.6211 | 3.6176
26141 | MI | CO | 2019 | 1659.2126 | 13208.599 | 7.9608
26141 | MI | WH | 2019 | 1740.1498 | 5443.104 | 3.128
26145 | MI | WH | 2019 | 8215.1258 | 42265.7026 | 5.1449
26147 | MI | WH | 2019 | 3723.1112 | 16574.2517 | 4.4517
26015 | MI | CO | 2019 | 9712.464 | 80521.6518 | 8.2905
26151 | MI | CO | 2019 | 29946.764 | 301003.6512 | 10.0513
26157 | MI | SB | 2019 | 29339.735 | 84694.6982 | 2.8867
26105 | MI | CO | 2019 | 4451.546 | 42927.9469 | 9.6434
26123 | MI | CO | 2019 | 3723.1112 | 32005.4515 | 8.5964
26109 | MI | CO | 2019 | 1659.2126 | 7620.3456 | 4.5927
26001 | MI | SB | 2019 | 526.0918 | 1238.3062 | 2.3538
26105 | MI | SB | 2019 | 2185.3044 | 6123.492 | 2.8021
26025 | MI | SB | 2019 | 26506.933 | 63820.3944 | 2.4077
26027 | MI | SB | 2019 | 18817.899 | 58105.1352 | 3.0878
26023 | MI | CO | 2019 | 30756.136 | 304813.824 | 9.9107
26117 | MI | CO | 2019 | 21448.358 | 193302.7667 | 9.0125
26119 | MI | CO | 2019 | 404.686 | 2921.1325 | 7.2183
26067 | MI | SB | 2019 | 22217.2614 | 68256.5242 | 3.0722
26069 | MI | SB | 2019 | 1335.4638 | 3701.3107 | 2.7716
26125 | MI | CO | 2019 | 849.8406 | 7112.3226 | 8.369
26127 | MI | CO | 2019 | 4087.3286 | 36577.6589 | 8.949
26129 | MI | CO | 2019 | 3601.7054 | 34291.5552 | 9.5209
26049 | MI | WH | 2019 | 2144.8358 | 8627.3198 | 4.0224
26005 | MI | WH | 2019 | 1537.8068 | 6640.5869 | 4.3182
26051 | MI | WH | 2019 | 485.6232 | 1129.4441 | 2.3258
26057 | MI | WH | 2019 | 7324.8166 | 34835.8656 | 4.7559
26035 | MI | WH | 2019 | 242.8116 | 925.3277 | 3.8109
26007 | MI | SB | 2019 | 3804.0484 | 8028.5784 | 2.1105
26073 | MI | SB | 2019 | 20841.329 | 58649.4456 | 2.8141
26155 | MI | SB | 2019 | 27518.648 | 63983.6875 | 2.3251
26101 | MI | CO | 2019 | 849.8406 | 6350.288 | 7.4723
26145 | MI | CO | 2019 | 29542.078 | 285762.96 | 9.6731
26037 | MI | WH | 2019 | 8984.0292 | 41911.9008 | 4.6652
26005 | MI | SB | 2019 | 13597.4496 | 37312.4779 | 2.7441
26107 | MI | SB | 2019 | 2468.5846 | 5715.2592 | 2.3152
26113 | MI | CO | 2019 | 930.7778 | 8890.4032 | 9.5516
26115 | MI | CO | 2019 | 9307.778 | 104398.7347 | 11.2163
26025 | MI | CO | 2019 | 28732.706 | 243343.0362 | 8.4692
26145 | MI | SB | 2019 | 34600.653 | 95526.4752 | 2.7608
26147 | MI | CO | 2019 | 6474.976 | 59438.6957 | 9.1798
26137 | MI | CO | 2019 | 445.1546 | 3556.1613 | 7.9886
26099 | MI | WH | 2019 | 768.9034 | 3701.3107 | 4.8138
26998 | MI | WH | 2019 | 18817.899 | 76080.9862 | 4.043
26147 | MI | SB | 2019 | 15944.6284 | 37557.4176 | 2.3555
26093 | MI | CO | 2019 | 5058.575 | 46992.1312 | 9.2896
26151 | MI | SB | 2019 | 43301.402 | 115938.1152 | 2.6775
26065 | MI | SB | 2019 | 17806.184 | 47082.8496 | 2.6442
26119 | MI | SB | 2019 | 1375.9324 | 2803.1986 | 2.0373
26125 | MI | SB | 2019 | 1011.715 | 2340.5347 | 2.3134
26099 | MI | CO | 2019 | 2185.3044 | 21971.9965 | 10.0544
26059 | MI | SB | 2019 | 24281.16 | 67494.4896 | 2.7797
26117 | MI | SB | 2019 | 9874.3384 | 23269.2696 | 2.3565
26045 | MI | SB | 2019 | 21043.672 | 48035.3928 | 2.2827
26121 | MI | SB | 2019 | 2225.773 | 5960.1989 | 2.6778
26123 | MI | SB | 2019 | 1821.087 | 4354.4832 | 2.3911
26133 | MI | SB | 2019 | 485.6232 | 1469.6381 | 3.0263
26111 | MI | SB | 2019 | 9226.8408 | 24357.8904 | 2.6399
26063 | MI | SB | 2019 | 24483.503 | 71631.2486 | 2.9257
26115 | MI | SB | 2019 | 22460.073 | 73481.904 | 3.2717
26025 | MI | WH | 2019 | 2185.3044 | 9334.9234 | 4.2717
26141 | MI | SB | 2019 | 2792.3334 | 5062.0867 | 1.8129
26049 | MI | SB | 2019 | 10724.179 | 22235.0798 | 2.0734
26139 | MI | SB | 2019 | 6798.7248 | 19268.5882 | 2.8341
26129 | MI | SB | 2019 | 1780.6184 | 5198.1643 | 2.9193
26998 | MI | CO | 2019 | 130875.4524 | 1105966.1581 | 8.4505
26037 | MI | SB | 2019 | 19789.1454 | 51437.3328 | 2.5993
27041 | MN | SB | 2019 | 28206.6142 | 78788.9304 | 2.7933
27095 | MN | SB | 2019 | 5382.3238 | 12165.3374 | 2.2602
27097 | MN | SB | 2019 | 12909.4834 | 35189.6674 | 2.7259
27047 | MN | SB | 2019 | 55401.5134 | 185936.4326 | 3.3562
27043 | MN | SB | 2019 | 64830.6972 | 233590.8082 | 3.6031
27169 | MN | CO | 2019 | 28611.3002 | 334533.1718 | 11.6923
27998 | MN | SB | 2019 | 418538.4018 | 1187848.5859 | 2.8381
27045 | MN | SB | 2019 | 35045.8076 | 121544.5123 | 3.4682
27073 | MN | CO | 2019 | 56534.6342 | 642522.1398 | 11.3651
27103 | MN | SB | 2019 | 30837.0732 | 110032.3474 | 3.5682
27091 | MN | SB | 2019 | 55846.668 | 202292.9602 | 3.6223
27099 | MN | SB | 2019 | 58841.3444 | 196822.6406 | 3.345
27129 | MN | CO | 2019 | 95505.896 | 1133932.8264 | 11.8729
27089 | MN | SB | 2019 | 98743.384 | 224963.4883 | 2.2783
27101 | MN | SB | 2019 | 59448.3734 | 167212.1549 | 2.8127
27059 | MN | CO | 2019 | 10845.5848 | 99166.0974 | 9.1435
27063 | MN | CO | 2019 | 68715.6828 | 676991.5031 | 9.8521
27998 | MN | BA | 2019 | 9060.9195 | 33899.6517 | 3.7413
27173 | MN | CO | 2019 | 63414.2962 | 692714.8162 | 10.9236
27127 | MN | CO | 2019 | 86805.147 | 993159.642 | 11.4413
27019 | MN | CO | 2019 | 18332.2758 | 205977.9416 | 11.2358
27165 | MN | CO | 2019 | 49128.8804 | 531112.6872 | 10.8106
27153 | MN | CO | 2019 | 25292.875 | 242479.397 | 9.5869
27083 | MN | SB | 2019 | 47429.1992 | 152924.0069 | 3.2243
27085 | MN | SB | 2019 | 32455.8172 | 104289.8726 | 3.2133
27161 | MN | CO | 2019 | 45810.4552 | 528623.3743 | 11.5394
27115 | MN | CO | 2019 | 4856.232 | 42191.3135 | 8.6881
27117 | MN | CO | 2019 | 31322.6964 | 264857.8119 | 8.4558
27121 | MN | CO | 2019 | 46377.0156 | 528115.3512 | 11.3874
27069 | MN | CO | 2019 | 5544.1982 | 43308.9642 | 7.8116
27081 | MN | CO | 2019 | 24321.6286 | 224215.9687 | 9.2188
27107 | MN | SB | 2019 | 63373.8276 | 149794.2221 | 2.3637
27011 | MN | SB | 2019 | 40873.286 | 115747.6066 | 2.8319
27111 | MN | SB | 2019 | 60824.3058 | 167702.0342 | 2.7572
27023 | MN | CO | 2019 | 48400.4456 | 573710.4191 | 11.8534
27007 | MN | SB | 2019 | 8660.2804 | 19078.0795 | 2.2029
27071 | MN | SB | 2019 | 1363.7918 | 2966.4917 | 2.1752
27073 | MN | SB | 2019 | 57101.1946 | 191787.7694 | 3.3587
27077 | MN | SB | 2019 | 9429.1838 | 22099.0022 | 2.3437
27081 | MN | SB | 2019 | 29542.078 | 82952.905 | 2.808
27049 | MN | CO | 2019 | 60662.4314 | 743288.5098 | 12.2529
27005 | MN | CO | 2019 | 23593.1938 | 236992.7482 | 10.045
27051 | MN | CO | 2019 | 49735.9094 | 539799.8812 | 10.8533
27053 | MN | CO | 2019 | 2994.6764 | 26544.2038 | 8.8638
27055 | MN | CO | 2019 | 20436.643 | 238059.5965 | 11.6487
27163 | MN | CO | 2019 | 7041.5364 | 88573.817 | 12.5788
27089 | MN | BA | 2019 | 4492.0146 | 19442.7675 | 4.3283
27039 | MN | SB | 2019 | 35369.5564 | 115802.0376 | 3.2741
27049 | MN | SB | 2019 | 35369.5564 | 128865.4872 | 3.6434
27005 | MN | SB | 2019 | 29299.2664 | 69372.3605 | 2.3677
27105 | MN | SB | 2019 | 61390.8662 | 183459.8203 | 2.9884
27135 | MN | CO | 2019 | 4127.7972 | 39016.1695 | 9.4521
27141 | MN | CO | 2019 | 10279.0244 | 113568.5506 | 11.0486
27143 | MN | CO | 2019 | 60014.9338 | 709327.1696 | 11.8192
27145 | MN | CO | 2019 | 71103.3302 | 759723.0552 | 10.6848
27147 | MN | CO | 2019 | 42613.4358 | 465857.1277 | 10.9322
27069 | MN | SB | 2019 | 47105.4504 | 95444.8286 | 2.0262
27149 | MN | CO | 2019 | 41035.1604 | 459481.4385 | 11.1973
27015 | MN | CO | 2019 | 54066.0496 | 604776.028 | 11.1859
27151 | MN | CO | 2019 | 62888.2044 | 695991.5648 | 11.0671
27155 | MN | CO | 2019 | 54227.924 | 506422.7674 | 9.3388
27157 | MN | CO | 2019 | 32334.4114 | 377816.7348 | 11.6847
27159 | MN | CO | 2019 | 6879.662 | 74780.9915 | 10.8699
27145 | MN | SB | 2019 | 39659.228 | 118523.5896 | 2.9886
27149 | MN | SB | 2019 | 37352.5178 | 108372.2006 | 2.9013
27013 | MN | CO | 2019 | 73814.7264 | 869913.2525 | 11.7851
27133 | MN | CO | 2019 | 48602.7886 | 458287.5844 | 9.4292
27083 | MN | CO | 2019 | 46498.4214 | 502637.9958 | 10.8098
27053 | MN | SB | 2019 | 4572.9518 | 12274.1995 | 2.6841
27055 | MN | SB | 2019 | 10319.493 | 36169.4261 | 3.505
27059 | MN | SB | 2019 | 8943.5606 | 18560.9846 | 2.0753
27063 | MN | SB | 2019 | 63009.6102 | 197884.0459 | 3.1405
27037 | MN | CO | 2019 | 33993.624 | 407028.0596 | 11.9737
27039 | MN | CO | 2019 | 44960.6146 | 519301.1515 | 11.5501
27043 | MN | CO | 2019 | 87209.833 | 1020338.8747 | 11.6998
27045 | MN | CO | 2019 | 69605.992 | 849287.5171 | 12.2014
27047 | MN | CO | 2019 | 78104.398 | 914949.495 | 11.7144
27109 | MN | CO | 2019 | 41844.5324 | 475382.5597 | 11.3607
27011 | MN | CO | 2019 | 35490.9622 | 366030.6003 | 10.3133
27111 | MN | CO | 2019 | 75069.253 | 847661.8434 | 11.2917
27033 | MN | SB | 2019 | 57101.1946 | 181799.6736 | 3.1838
27149 | MN | WH | 2019 | 1529.7131 | 4191.1901 | 2.7399
27147 | MN | SB | 2019 | 29946.764 | 93757.4664 | 3.1308
27151 | MN | WH | 2019 | 898.4029 | 3075.3538 | 3.4231
27135 | MN | BA | 2019 | 2674.9745 | 9100.8699 | 3.4022
27089 | MN | WH | 2019 | 96517.611 | 398925.0922 | 4.1332
27085 | MN | CO | 2019 | 45162.9576 | 534618.0461 | 11.8375
27089 | MN | CO | 2019 | 18777.4304 | 172931.0428 | 9.2095
27009 | MN | CO | 2019 | 18089.4642 | 175521.9603 | 9.703
27091 | MN | CO | 2019 | 86400.461 | 935321.2189 | 10.8254
27093 | MN | CO | 2019 | 45850.9238 | 476398.6058 | 10.3902
27101 | MN | CO | 2019 | 48926.5374 | 462224.7629 | 9.4473
27103 | MN | CO | 2019 | 45486.7064 | 563016.5341 | 12.3776
27105 | MN | CO | 2019 | 67016.0016 | 632590.2894 | 9.4394
27069 | MN | BA | 2019 | 1007.6681 | 4789.9315 | 4.7535
27029 | MN | SB | 2019 | 8417.4688 | 22779.3902 | 2.7062
27133 | MN | SB | 2019 | 36624.083 | 120183.7363 | 3.2815
27135 | MN | SB | 2019 | 59610.2478 | 142881.48 | 2.3969
27143 | MN | SB | 2019 | 43544.2136 | 145875.1872 | 3.35
27015 | MN | SB | 2019 | 47550.605 | 150556.2566 | 3.1662
27051 | MN | SB | 2019 | 37069.2376 | 107963.9678 | 2.9125
27127 | MN | SB | 2019 | 77821.1178 | 261949.38 | 3.366
27129 | MN | SB | 2019 | 72276.9196 | 240449.1192 | 3.3268
27169 | MN | BA | 2019 | 214.4836 | 344.0042 | 1.6039
27013 | MN | SB | 2019 | 62240.7068 | 213369.6768 | 3.4281
27019 | MN | SB | 2019 | 15539.9424 | 53995.5917 | 3.4746
27033 | MN | CO | 2019 | 63414.2962 | 621007.3641 | 9.7929
27071 | MN | WH | 2019 | 433.014 | 1170.2674 | 2.7026
27073 | MN | WH | 2019 | 590.8416 | 1396.1562 | 2.363
27005 | MN | WH | 2019 | 12342.923 | 44361.2976 | 3.5941
27023 | MN | SB | 2019 | 34641.1216 | 111638.063 | 3.2227
27027 | MN | SB | 2019 | 66570.847 | 173607.8021 | 2.6079
27151 | MN | SB | 2019 | 42168.2812 | 121354.0037 | 2.8779
27025 | MN | CO | 2019 | 8579.3432 | 82680.7498 | 9.6372
27155 | MN | SB | 2019 | 48805.1316 | 127368.6336 | 2.6097
27029 | MN | CO | 2019 | 2266.2416 | 24715.3209 | 10.9059
27159 | MN | SB | 2019 | 3804.0484 | 10913.4235 | 2.8689
27025 | MN | SB | 2019 | 7608.0968 | 17907.8122 | 2.3538
27165 | MN | SB | 2019 | 38687.9816 | 125055.3144 | 3.2324
27115 | MN | SB | 2019 | 5867.947 | 13961.5618 | 2.3793
27117 | MN | SB | 2019 | 30189.5756 | 90899.8368 | 3.011
27119 | MN | SB | 2019 | 112502.708 | 267283.6219 | 2.3758
27125 | MN | SB | 2019 | 32334.4114 | 79877.5512 | 2.4704
27121 | MN | WH | 2019 | 1687.5406 | 6123.492 | 3.6286
27105 | MN | WH | 2019 | 194.2493 | 530.7026 | 2.7321
27129 | MN | WH | 2019 | 517.9981 | 1333.5605 | 2.5745
27067 | MN | WH | 2019 | 396.5923 | 1134.8872 | 2.8616
27135 | MN | WH | 2019 | 47914.8224 | 193965.011 | 4.0481
27139 | MN | WH | 2019 | 238.7647 | 503.4871 | 2.1087
27143 | MN | WH | 2019 | 238.7647 | 666.7802 | 2.7926
27161 | MN | SB | 2019 | 33508.0008 | 118006.4947 | 3.5217
27125 | MN | WH | 2019 | 25495.218 | 103119.6053 | 4.0447
27107 | MN | WH | 2019 | 44394.0542 | 162531.0854 | 3.6611
27155 | MN | WH | 2019 | 3856.6576 | 12274.1995 | 3.1826
27153 | MN | SB | 2019 | 19384.4594 | 50648.0827 | 2.6128
27027 | MN | CO | 2019 | 61633.6778 | 641252.0822 | 10.4042
27051 | MN | WH | 2019 | 4370.6088 | 15512.8464 | 3.5494
27163 | MN | SB | 2019 | 4896.7006 | 16791.9758 | 3.4292
27169 | MN | SB | 2019 | 11897.7684 | 42537.8578 | 3.5753
27173 | MN | SB | 2019 | 51637.9336 | 153087.3 | 2.9646
27998 | MN | WH | 2019 | 41039.2073 | 140004.7995 | 3.4115
27027 | MN | WH | 2019 | 29096.9234 | 97894.2254 | 3.3644
27069 | MN | WH | 2019 | 55199.1704 | 222187.5053 | 4.0252
27095 | MN | CO | 2019 | 5260.918 | 49049.6245 | 9.3234
27097 | MN | CO | 2019 | 30513.3244 | 270623.8734 | 8.869
27998 | MN | CO | 2019 | 346573.0904 | 3656394.2258 | 10.5501
27119 | MN | WH | 2019 | 116549.568 | 464432.8488 | 3.9849
27167 | MN | WH | 2019 | 24604.9088 | 80421.8616 | 3.2685
27011 | MN | WH | 2019 | 1837.2744 | 5225.3798 | 2.8441
27171 | MN | WH | 2019 | 696.0599 | 1736.3502 | 2.4945
27111 | MN | WH | 2019 | 11128.865 | 34645.357 | 3.1131
27113 | MN | WH | 2019 | 38768.9188 | 157605.0763 | 4.0652
27099 | MN | CO | 2019 | 82353.601 | 977487.1313 | 11.8694
27041 | MN | WH | 2019 | 3217.2537 | 10314.6821 | 3.2061
27097 | MN | WH | 2019 | 437.0609 | 1017.8604 | 2.3289
28998 | MS | WH | 2019 | 1254.5266 | 3592.4486 | 2.8636
28135 | MS | SB | 2019 | 36057.5226 | 121925.5296 | 3.3814
28103 | MS | CO | 2019 | 11816.8312 | 114864.0093 | 9.7204
28011 | MS | CO | 2019 | 16227.9086 | 182939.0967 | 11.2731
28101 | MS | CO | 2019 | 121.4058 | 1016.0461 | 8.369
28137 | MS | SB | 2019 | 7082.005 | 20030.6227 | 2.8284
28119 | MS | CO | 2019 | 2792.3334 | 31497.4285 | 11.28
28133 | MS | SB | 2019 | 82960.63 | 310256.928 | 3.7398
28021 | MS | CO | 2019 | 910.5435 | 9881.0481 | 10.8518
28139 | MS | SB | 2019 | 4694.3576 | 13961.5618 | 2.9741
28107 | MS | CO | 2019 | 2104.3672 | 21286.1654 | 10.1152
28143 | MS | SB | 2019 | 32941.4404 | 94710.0096 | 2.8751
28145 | MS | SB | 2019 | 8822.1548 | 24493.968 | 2.7764
28121 | MS | CO | 2019 | 1214.058 | 11252.7103 | 9.2687
28033 | MS | WH | 2019 | 485.6232 | 1387.9915 | 2.8582
28147 | MS | SB | 2019 | 505.8575 | 1197.4829 | 2.3672
28149 | MS | SB | 2019 | 1254.5266 | 4218.4056 | 3.3625
28998 | MS | CO | 2019 | 21067.9532 | 199424.4444 | 9.4658
28025 | MS | CO | 2019 | 1537.8068 | 13361.006 | 8.6884
28027 | MS | CO | 2019 | 9914.807 | 110977.6331 | 11.1931
28003 | MS | CO | 2019 | 2792.3334 | 27179.2326 | 9.7335
28163 | MS | CO | 2019 | 12545.266 | 125735.7024 | 10.0226
28125 | MS | CO | 2019 | 11857.2998 | 143897.5261 | 12.1358
28013 | MS | CO | 2019 | 3601.7054 | 36018.8335 | 10.0005
28133 | MS | CO | 2019 | 27194.8992 | 311468.9258 | 11.4532
28147 | MS | CO | 2019 | 526.0918 | 4572.2074 | 8.6909
28015 | MS | CO | 2019 | 3277.9566 | 37542.9027 | 11.4531
28151 | MS | CO | 2019 | 26183.1842 | 303797.7779 | 11.6028
28155 | MS | CO | 2019 | 667.7319 | 6502.6949 | 9.7385
28013 | MS | SB | 2019 | 7729.5026 | 22017.3557 | 2.8485
28001 | MS | CO | 2019 | 607.029 | 7315.5318 | 12.0514
28143 | MS | RI | 2019 | 10157.6186 | 85275.296 | 8.3952
28057 | MS | SB | 2019 | 3804.0484 | 9579.863 | 2.5183
28049 | MS | CO | 2019 | 3116.0822 | 28500.0925 | 9.1461
28101 | MS | SB | 2019 | 1416.401 | 5443.104 | 3.8429
28135 | MS | CO | 2019 | 11735.894 | 137572.6392 | 11.7224
28137 | MS | CO | 2019 | 3237.488 | 40083.0179 | 12.3809
28139 | MS | CO | 2019 | 1375.9324 | 14300.8486 | 10.3936
28143 | MS | CO | 2019 | 4249.203 | 46357.1024 | 10.9096
28145 | MS | CO | 2019 | 1254.5266 | 12243.3553 | 9.7593
28123 | MS | SB | 2019 | 1537.8068 | 4490.5608 | 2.9201
28125 | MS | SB | 2019 | 10279.0244 | 40278.9696 | 3.9186
28133 | MS | RI | 2019 | 4896.7006 | 40823.28 | 8.3369
28151 | MS | RI | 2019 | 3318.4252 | 26262.9768 | 7.9143
28051 | MS | CO | 2019 | 10440.8988 | 120477.6639 | 11.539
28103 | MS | SB | 2019 | 3237.488 | 9253.2768 | 2.8582
28011 | MS | SB | 2019 | 108658.191 | 416397.456 | 3.8322
28003 | MS | SB | 2019 | 3156.5508 | 8083.0094 | 2.5607
28033 | MS | SB | 2019 | 11938.237 | 40006.8144 | 3.3511
28039 | MS | SB | 2019 | 303.5145 | 544.3104 | 1.7934
28011 | MS | RI | 2019 | 12100.1114 | 100697.424 | 8.322
28119 | MS | RI | 2019 | 4208.7344 | 35108.0208 | 8.3417
28095 | MS | CO | 2019 | 4046.86 | 34139.1483 | 8.436
28055 | MS | SB | 2019 | 5341.8552 | 16002.7258 | 2.9957
28083 | MS | RI | 2019 | 1537.8068 | 12065.5472 | 7.8459
28998 | MS | RI | 2019 | 5544.1982 | 45313.8408 | 8.1732
28083 | MS | SB | 2019 | 37069.2376 | 145385.3078 | 3.922
28117 | MS | SB | 2019 | 7810.4398 | 15159.0446 | 1.9409
28119 | MS | SB | 2019 | 30027.7012 | 96342.9408 | 3.2085
28163 | MS | SB | 2019 | 6798.7248 | 21228.1056 | 3.1224
28049 | MS | SB | 2019 | 4451.546 | 14560.3032 | 3.2708
28051 | MS | SB | 2019 | 5867.947 | 18805.9243 | 3.2049
28027 | MS | SB | 2019 | 29865.8268 | 105051.9072 | 3.5175
28115 | MS | SB | 2019 | 8822.1548 | 17200.2086 | 1.9497
28089 | MS | SB | 2019 | 1659.2126 | 5851.3368 | 3.5266
28121 | MS | SB | 2019 | 2387.6474 | 7184.8973 | 3.0092
28107 | MS | SB | 2019 | 10359.9616 | 27514.8907 | 2.6559
28053 | MS | SB | 2019 | 21853.044 | 70760.352 | 3.238
28151 | MS | SB | 2019 | 78509.084 | 311209.4712 | 3.964
28083 | MS | CO | 2019 | 25131.0006 | 299835.1982 | 11.9309
28009 | MS | SB | 2019 | 5099.0436 | 15512.8464 | 3.0423
28017 | MS | SB | 2019 | 14042.6042 | 32658.624 | 2.3257
28071 | MS | CO | 2019 | 526.0918 | 4927.8235 | 9.3669
28087 | MS | SB | 2019 | 4572.9518 | 10886.208 | 2.3806
28053 | MS | CO | 2019 | 9995.7442 | 117175.5142 | 11.7225
28087 | MS | CO | 2019 | 3642.174 | 30354.3766 | 8.3341
28089 | MS | CO | 2019 | 4815.7634 | 45595.0678 | 9.4679
28009 | MS | CO | 2019 | 2144.8358 | 22200.6068 | 10.3507
28067 | MS | CO | 2019 | 441.1077 | 3581.5624 | 8.1195
28081 | MS | CO | 2019 | 1740.1498 | 16028.1269 | 9.2108
28055 | MS | CO | 2019 | 3844.517 | 42699.3365 | 11.1066
28998 | MS | SB | 2019 | 36826.426 | 91362.5006 | 2.4809
28065 | MS | CO | 2019 | 182.1087 | 1574.8714 | 8.648
28093 | MS | SB | 2019 | 8660.2804 | 23568.6403 | 2.7215
28095 | MS | SB | 2019 | 13233.2322 | 24929.4163 | 1.8838
29151 | MO | CO | 2019 | 2468.5846 | 20524.1308 | 8.3141
29167 | MO | CO | 2019 | 1254.5266 | 12802.1806 | 10.2048
29101 | MO | WH | 2019 | 890.3092 | 3619.6642 | 4.0656
29165 | MO | CO | 2019 | 13314.1694 | 122509.7561 | 9.2015
29019 | MO | SB | 2019 | 16754.0004 | 52226.5829 | 3.1173
29013 | MO | CO | 2019 | 27640.0538 | 278193.4167 | 10.0649
29001 | MO | CO | 2019 | 7365.2852 | 61953.4097 | 8.4115
29103 | MO | WH | 2019 | 607.029 | 2378.6364 | 3.9185
29011 | MO | WH | 2019 | 15256.6622 | 69698.9467 | 4.5684
29189 | MO | SB | 2019 | 1396.1667 | 4681.0694 | 3.3528
29145 | MO | CO | 2019 | 2347.1788 | 22149.8045 | 9.4368
29063 | MO | CO | 2019 | 16389.783 | 129672.881 | 7.9118
29177 | MO | SB | 2019 | 26466.4644 | 72992.0246 | 2.7579
29183 | MO | SB | 2019 | 12585.7346 | 39435.2885 | 3.1333
29107 | MO | WH | 2019 | 1942.4928 | 8600.1043 | 4.4274
29109 | MO | WH | 2019 | 890.3092 | 3619.6642 | 4.0656
29117 | MO | CO | 2019 | 11371.6766 | 90148.6884 | 7.9275
29185 | MO | SB | 2019 | 12545.266 | 35679.5467 | 2.8441
29186 | MO | SB | 2019 | 5382.3238 | 15757.7861 | 2.9277
29075 | MO | CO | 2019 | 14447.2902 | 115041.8174 | 7.9629
29187 | MO | SB | 2019 | 1355.6981 | 4381.6987 | 3.2321
29186 | MO | CO | 2019 | 3116.0822 | 29643.1444 | 9.513
29019 | MO | CO | 2019 | 7567.6282 | 80166.0357 | 10.5933
29195 | MO | CO | 2019 | 54349.3298 | 656772.1861 | 12.0843
29141 | MO | CO | 2019 | 2509.0532 | 23775.4783 | 9.4759
29143 | MO | CO | 2019 | 21488.8266 | 233030.1684 | 10.8442
29075 | MO | WH | 2019 | 647.4976 | 2158.1907 | 3.3331
29079 | MO | WH | 2019 | 190.2024 | 421.8406 | 2.2179
29069 | MO | CO | 2019 | 11452.6138 | 129799.8867 | 11.3336
29007 | MO | CO | 2019 | 38040.484 | 403090.8811 | 10.5964
29071 | MO | CO | 2019 | 5827.4784 | 56822.377 | 9.7508
29073 | MO | CO | 2019 | 2225.773 | 19152.4686 | 8.6049
29097 | MO | WH | 2019 | 11007.4592 | 46946.772 | 4.265
29111 | MO | WH | 2019 | 485.6232 | 1303.6234 | 2.6844
29113 | MO | WH | 2019 | 2913.7392 | 12029.2598 | 4.1285
29195 | MO | SB | 2019 | 49209.8176 | 189637.7434 | 3.8537
29125 | MO | CO | 2019 | 607.029 | 4750.0154 | 7.825
29183 | MO | CO | 2019 | 7284.348 | 79708.815 | 10.9425
29185 | MO | CO | 2019 | 6474.976 | 55577.7206 | 8.5835
29099 | MO | CO | 2019 | 1133.1208 | 9423.8274 | 8.3167
29998 | MO | CO | 2019 | 664049.2574 | 6281450.8781 | 9.4593
29131 | MO | CO | 2019 | 971.2464 | 9068.2113 | 9.3367
29133 | MO | CO | 2019 | 14892.4448 | 142373.457 | 9.5601
29135 | MO | CO | 2019 | 5301.3866 | 47957.375 | 9.0462
29007 | MO | WH | 2019 | 3642.174 | 16029.9413 | 4.4012
29071 | MO | WH | 2019 | 607.029 | 2147.3045 | 3.5374
29073 | MO | WH | 2019 | 190.2024 | 881.7828 | 4.636
29207 | MO | CO | 2019 | 30270.5128 | 323051.8511 | 10.6722
29083 | MO | WH | 2019 | 2832.802 | 13689.4066 | 4.8325
29089 | MO | WH | 2019 | 1011.715 | 4735.5005 | 4.6807
29225 | MO | CO | 2019 | 526.0918 | 5283.4396 | 10.0428
29023 | MO | CO | 2019 | 10926.522 | 110977.6331 | 10.1567
29201 | MO | SB | 2019 | 34236.4356 | 109134.2352 | 3.1877
29009 | MO | CO | 2019 | 2144.8358 | 19965.3055 | 9.3085
29095 | MO | CO | 2019 | 6029.8214 | 59794.3118 | 9.9164
29127 | MO | CO | 2019 | 18413.213 | 190584.8435 | 10.3504
29219 | MO | SB | 2019 | 10440.8988 | 33339.012 | 3.1931
29225 | MO | SB | 2019 | 473.4826 | 1714.5778 | 3.6212
29227 | MO | SB | 2019 | 9267.3094 | 26807.2872 | 2.8927
29201 | MO | CO | 2019 | 24766.7832 | 270852.4838 | 10.9361
29057 | MO | CO | 2019 | 7162.9422 | 55272.9068 | 7.7165
29059 | MO | CO | 2019 | 202.343 | 1447.8657 | 7.1555
29097 | MO | SB | 2019 | 20841.329 | 53560.1434 | 2.5699
29099 | MO | SB | 2019 | 2772.0991 | 8028.5784 | 2.8962
29998 | MO | SB | 2019 | 918689.8292 | 2819451.6685 | 3.069
29105 | MO | CO | 2019 | 364.2174 | 3124.3417 | 8.5782
29107 | MO | CO | 2019 | 39335.4792 | 457068.3291 | 11.6197
29011 | MO | CO | 2019 | 22257.73 | 197747.9683 | 8.8845
29207 | MO | SB | 2019 | 65761.475 | 240612.4123 | 3.6589
29151 | MO | SB | 2019 | 3399.3624 | 10586.8373 | 3.1144
29155 | MO | SB | 2019 | 57263.069 | 175839.4747 | 3.0707
29159 | MO | SB | 2019 | 39780.6338 | 128321.1768 | 3.2257
29165 | MO | SB | 2019 | 13921.1984 | 41911.9008 | 3.0107
29167 | MO | SB | 2019 | 1214.058 | 3619.6642 | 2.9815
29017 | MO | SB | 2019 | 12140.58 | 32386.4688 | 2.6676
29173 | MO | SB | 2019 | 27235.3678 | 87089.664 | 3.1977
29175 | MO | SB | 2019 | 20598.5174 | 60391.2389 | 2.9318
29211 | MO | CO | 2019 | 6798.7248 | 52707.3904 | 7.7525
29215 | MO | CO | 2019 | 121.4058 | 965.2438 | 7.9506
29219 | MO | CO | 2019 | 5584.6668 | 52656.5881 | 9.4288
29998 | MO | WH | 2019 | 44564.0223 | 176125.2377 | 3.9522
29017 | MO | CO | 2019 | 4330.1402 | 42800.9411 | 9.8844
29173 | MO | CO | 2019 | 17968.0584 | 177325.4421 | 9.8689
29175 | MO | CO | 2019 | 9833.8698 | 97540.4237 | 9.9188
29177 | MO | CO | 2019 | 13516.5124 | 127234.3704 | 9.4133
29049 | MO | CO | 2019 | 17765.7154 | 155201.0387 | 8.736
29049 | MO | SB | 2019 | 21893.5126 | 74271.1541 | 3.3924
29039 | MO | WH | 2019 | 971.2464 | 4327.2677 | 4.4554
29047 | MO | WH | 2019 | 283.2802 | 1189.3182 | 4.1984
29051 | MO | WH | 2019 | 84.9841 | 223.1673 | 2.626
29053 | MO | WH | 2019 | 4249.203 | 20003.4072 | 4.7076
29057 | MO | WH | 2019 | 5503.7296 | 22861.0368 | 4.1537
29069 | MO | WH | 2019 | 5341.8552 | 22561.6661 | 4.2236
29023 | MO | SB | 2019 | 38121.4212 | 120183.7363 | 3.1527
29031 | MO | SB | 2019 | 27397.2422 | 80394.6461 | 2.9344
29033 | MO | SB | 2019 | 33710.3438 | 98710.691 | 2.9282
29025 | MO | WH | 2019 | 384.4517 | 865.4535 | 2.2511
29051 | MO | SB | 2019 | 3156.5508 | 9334.9234 | 2.9573
29117 | MO | WH | 2019 | 1052.1836 | 2993.7072 | 2.8452
29133 | MO | WH | 2019 | 14568.696 | 65453.3256 | 4.4927
29135 | MO | WH | 2019 | 1258.5735 | 5143.7333 | 4.087
29139 | MO | WH | 2019 | 3237.488 | 14995.7515 | 4.6319
29141 | MO | WH | 2019 | 267.0928 | 1094.0639 | 4.0962
29095 | MO | SB | 2019 | 13192.7636 | 36931.4606 | 2.7994
29157 | MO | WH | 2019 | 3682.6426 | 14124.8549 | 3.8355
29163 | MO | WH | 2019 | 1133.1208 | 4735.5005 | 4.1792
29167 | MO | WH | 2019 | 186.1556 | 517.0949 | 2.7778
29017 | MO | WH | 2019 | 1659.2126 | 6286.7851 | 3.789
29033 | MO | WH | 2019 | 683.9193 | 2384.0796 | 3.4859
29037 | MO | WH | 2019 | 647.4976 | 1662.8683 | 2.5681
29055 | MO | SB | 2019 | 222.5773 | 582.4121 | 2.6167
29057 | MO | SB | 2019 | 11088.3964 | 33665.5982 | 3.0361
29059 | MO | SB | 2019 | 263.0459 | 664.0587 | 2.5245
29033 | MO | CO | 2019 | 22095.8556 | 201939.1584 | 9.1392
29039 | MO | CO | 2019 | 1659.2126 | 13691.2209 | 8.2516
29143 | MO | WH | 2019 | 2711.3962 | 13580.5445 | 5.0087
29145 | MO | WH | 2019 | 1469.0102 | 5851.3368 | 3.9832
29155 | MO | WH | 2019 | 6394.0388 | 32685.8395 | 5.1119
29127 | MO | SB | 2019 | 21205.5464 | 68093.231 | 3.2111
29131 | MO | SB | 2019 | 1740.1498 | 5497.535 | 3.1592
29173 | MO | WH | 2019 | 497.7638 | 1853.3769 | 3.7234
29175 | MO | WH | 2019 | 1428.5416 | 4109.5435 | 2.8767
29139 | MO | SB | 2019 | 28732.706 | 95553.6907 | 3.3256
29141 | MO | SB | 2019 | 4694.3576 | 15757.7861 | 3.3568
29143 | MO | SB | 2019 | 62159.7696 | 167103.2928 | 2.6883
29199 | MO | WH | 2019 | 250.9053 | 693.9958 | 2.766
29207 | MO | WH | 2019 | 6839.1934 | 31270.6325 | 4.5723
29219 | MO | WH | 2019 | 764.8565 | 3374.7245 | 4.4122
29117 | MO | SB | 2019 | 35369.5564 | 90818.1902 | 2.5677
29039 | MO | SB | 2019 | 3277.9566 | 8600.1043 | 2.6236
29041 | MO | SB | 2019 | 41804.0638 | 143834.0232 | 3.4407
29133 | MO | SB | 2019 | 57465.412 | 149848.6531 | 2.6076
29135 | MO | SB | 2019 | 10157.6186 | 32658.624 | 3.2152
29177 | MO | WH | 2019 | 809.372 | 2531.0434 | 3.1272
29183 | MO | WH | 2019 | 1169.5425 | 5497.535 | 4.7006
29019 | MO | WH | 2019 | 1477.1039 | 6558.9403 | 4.4404
29001 | MO | SB | 2019 | 17118.2178 | 43082.1682 | 2.5167
29107 | MO | SB | 2019 | 42694.373 | 164218.4477 | 3.8464
29109 | MO | SB | 2019 | 5706.0726 | 14669.1653 | 2.5708
29011 | MO | SB | 2019 | 37109.7062 | 97948.6565 | 2.6394
29115 | MO | SB | 2019 | 28854.1118 | 84041.5258 | 2.9126
29186 | MO | WH | 2019 | 878.1686 | 3864.6038 | 4.4008
29189 | MO | WH | 2019 | 263.0459 | 1004.2527 | 3.8178
29071 | MO | SB | 2019 | 10683.7104 | 31433.9256 | 2.9422
29073 | MO | SB | 2019 | 3702.8769 | 10777.3459 | 2.9105
29069 | MO | SB | 2019 | 33953.1554 | 105786.7262 | 3.1157
29007 | MO | SB | 2019 | 68270.5282 | 240040.8864 | 3.516
30049 | MT | WH | 2019 | 2468.5846 | 8001.3629 | 3.2413
30051 | MT | BA | 2019 | 11735.894 | 27128.4303 | 2.3116
30059 | MT | BA | 2019 | 2832.802 | 8208.2008 | 2.8976
30103 | MT | BA | 2019 | 1740.1498 | 9144.4147 | 5.255
30005 | MT | WH | 2019 | 18210.87 | 52798.1088 | 2.8993
30001 | MT | BA | 2019 | 1214.058 | 4724.6143 | 3.8916
30101 | MT | BA | 2019 | 38242.827 | 69432.2346 | 1.8156
30055 | MT | WH | 2019 | 86319.5238 | 229671.7733 | 2.6607
30045 | MT | BA | 2019 | 6960.5992 | 20204.802 | 2.9027
30051 | MT | WH | 2019 | 96436.6738 | 242054.8349 | 2.51
30103 | MT | WH | 2019 | 3237.488 | 12900.1565 | 3.9846
30073 | MT | BA | 2019 | 27923.334 | 100327.2929 | 3.593
30067 | MT | BA | 2019 | 1821.087 | 6771.2214 | 3.7182
30047 | MT | BA | 2019 | 242.8116 | 587.8552 | 2.421
30998 | MT | WH | 2019 | 536654.1046 | 1442966.8704 | 2.6888
30047 | MT | WH | 2019 | 3682.6426 | 17417.9328 | 4.7297
30085 | MT | WH | 2019 | 24685.846 | 66705.2395 | 2.7022
30101 | MT | WH | 2019 | 96558.0796 | 173852.7418 | 1.8005
30041 | MT | BA | 2019 | 14973.382 | 35140.6794 | 2.3469
30095 | MT | WH | 2019 | 8943.5606 | 28875.6667 | 3.2287
30035 | MT | BA | 2019 | 33022.3776 | 82909.3601 | 2.5107
30005 | MT | BA | 2019 | 5463.261 | 12693.3185 | 2.3234
30015 | MT | BA | 2019 | 32779.566 | 108383.0868 | 3.3064
30091 | MT | WH | 2019 | 116792.3796 | 338778.793 | 2.9007
30049 | MT | BA | 2019 | 4006.3914 | 17722.7466 | 4.4236
30071 | MT | BA | 2019 | 2023.43 | 6052.7316 | 2.9913
30105 | MT | WH | 2019 | 118532.5294 | 272182.4155 | 2.2963
30041 | MT | WH | 2019 | 202747.686 | 533560.2696 | 2.6316
30099 | MT | WH | 2019 | 62928.673 | 228283.7818 | 3.6277
30031 | MT | BA | 2019 | 11452.6138 | 45155.9908 | 3.9429
30013 | MT | BA | 2019 | 18817.899 | 62900.5098 | 3.3426
30071 | MT | WH | 2019 | 49007.4746 | 130117.4011 | 2.6551
30083 | MT | WH | 2019 | 5503.7296 | 11512.165 | 2.0917
30099 | MT | BA | 2019 | 31322.6964 | 142086.7868 | 4.5362
30998 | MT | BA | 2019 | 9186.3722 | 31374.0515 | 3.4153
30037 | MT | WH | 2019 | 12949.952 | 52253.7984 | 4.0351
30045 | MT | WH | 2019 | 25980.8412 | 84395.3275 | 3.2484
30069 | MT | WH | 2019 | 4532.4832 | 13117.8806 | 2.8942
30081 | MT | BA | 2019 | 80.9372 | 391.9035 | 4.8421
30073 | MT | WH | 2019 | 44920.146 | 163592.4907 | 3.6419
30027 | MT | BA | 2019 | 16673.0632 | 47746.9083 | 2.8637
30107 | MT | WH | 2019 | 8377.0002 | 29528.8392 | 3.525
30029 | MT | BA | 2019 | 849.8406 | 3287.6348 | 3.8685
30007 | MT | BA | 2019 | 2023.43 | 7119.58 | 3.5186
30067 | MT | WH | 2019 | 687.9662 | 2476.6123 | 3.5999
30031 | MT | WH | 2019 | 9064.9664 | 34019.4 | 3.7528
30007 | MT | WH | 2019 | 8053.2514 | 26752.8562 | 3.322
30035 | MT | WH | 2019 | 42613.4358 | 111120.9682 | 2.6077
30003 | MT | BA | 2019 | 3682.6426 | 18027.5604 | 4.8953
30111 | MT | WH | 2019 | 23026.6334 | 80802.8789 | 3.5091
30013 | MT | WH | 2019 | 51435.5906 | 170260.2931 | 3.3102
30019 | MT | WH | 2019 | 106351.4808 | 288511.7275 | 2.7128
30075 | MT | WH | 2019 | 2023.43 | 4926.0091 | 2.4345
30025 | MT | WH | 2019 | 2428.116 | 7674.7766 | 3.1608
30111 | MT | BA | 2019 | 5018.1064 | 22926.354 | 4.5687
30027 | MT | WH | 2019 | 57020.2574 | 179214.1992 | 3.143
30015 | MT | WH | 2019 | 206147.0484 | 768130.8365 | 3.7261
30011 | MT | WH | 2019 | 4532.4832 | 10396.3286 | 2.2937
30029 | MT | WH | 2019 | 6070.29 | 25392.0802 | 4.183
30009 | MT | BA | 2019 | 3237.488 | 19399.2227 | 5.9921
31119 | NE | SB | 2019 | 41277.972 | 160571.568 | 3.89
31037 | NE | CO | 2019 | 44434.5228 | 561822.6799 | 12.6438
31001 | NE | WH | 2019 | 692.0131 | 2384.0796 | 3.4451
31039 | NE | CO | 2019 | 60257.7454 | 773744.4911 | 12.8406
31113 | NE | SB | 2019 | 2468.5846 | 9307.7078 | 3.7705
31085 | NE | SG | 2019 | 2832.802 | 17933.2133 | 6.3306
31041 | NE | CO | 2019 | 97124.64 | 1147090.6232 | 11.8105
31125 | NE | SB | 2019 | 16794.469 | 69998.3174 | 4.1679
31047 | NE | CO | 2019 | 80937.2 | 1000221.1623 | 12.358
31109 | NE | SB | 2019 | 54632.61 | 192114.3557 | 3.5165
31003 | NE | CO | 2019 | 84984.06 | 1120876.6343 | 13.1893
31998 | NE | SB | 2019 | 448027.8706 | 1796469.2597 | 4.0097
31998 | NE | WH | 2019 | 204669.9445 | 718258.3961 | 3.5093
31101 | NE | WH | 2019 | 10821.3036 | 38033.6892 | 3.5147
31027 | NE | CO | 2019 | 75433.4704 | 966844.0486 | 12.8172
31001 | NE | SB | 2019 | 31241.7592 | 131178.8064 | 4.1988
31049 | NE | CO | 2019 | 20881.7976 | 143846.7238 | 6.8886
31035 | NE | CO | 2019 | 73652.852 | 885661.9668 | 12.0248
31157 | NE | CO | 2019 | 30796.6046 | 292011.6434 | 9.4819
31067 | NE | SB | 2019 | 73329.1032 | 276183.097 | 3.7664
31099 | NE | SB | 2019 | 31444.1022 | 134226.9446 | 4.2687
31025 | NE | CO | 2019 | 50504.8128 | 557047.2634 | 11.0296
31029 | NE | CO | 2019 | 68634.7456 | 679023.5953 | 9.8933
31067 | NE | SG | 2019 | 768.9034 | 4343.597 | 5.6491
31159 | NE | CO | 2019 | 59043.6874 | 715626.6553 | 12.1203
31177 | NE | SB | 2019 | 29865.8268 | 109243.0973 | 3.6578
31095 | NE | SG | 2019 | 558.4667 | 3175.144 | 5.6855
31131 | NE | SB | 2019 | 53013.866 | 190318.1314 | 3.59
31081 | NE | SB | 2019 | 31889.2568 | 139152.9538 | 4.3636
31127 | NE | SB | 2019 | 31039.4162 | 110603.8733 | 3.5633
31151 | NE | CO | 2019 | 61390.8662 | 717049.1198 | 11.6801
31155 | NE | CO | 2019 | 73167.2288 | 906186.0976 | 12.3851
31059 | NE | SB | 2019 | 44110.774 | 185337.6912 | 4.2016
31017 | NE | SB | 2019 | 4127.7972 | 15540.0619 | 3.7647
31173 | NE | SB | 2019 | 30553.793 | 115067.2186 | 3.7661
31163 | NE | CO | 2019 | 32010.6626 | 373295.3298 | 11.6616
31165 | NE | CO | 2019 | 5625.1354 | 60810.3579 | 10.8105
31053 | NE | CO | 2019 | 55887.1366 | 695153.3268 | 12.4385
31133 | NE | SB | 2019 | 26871.1504 | 87987.7762 | 3.2744
31087 | NE | WH | 2019 | 20897.985 | 97393.4599 | 4.6604
31089 | NE | SB | 2019 | 27640.0538 | 111529.201 | 4.0351
31093 | NE | SB | 2019 | 14487.7588 | 58322.8594 | 4.0257
31095 | NE | SB | 2019 | 36502.6772 | 149440.4203 | 4.094
31097 | NE | SB | 2019 | 23067.102 | 76720.5509 | 3.326
31099 | NE | WH | 2019 | 1359.745 | 6079.9472 | 4.4714
31023 | NE | CO | 2019 | 60217.2768 | 726345.9414 | 12.0621
31059 | NE | SG | 2019 | 687.9662 | 4724.6143 | 6.8675
31015 | NE | CO | 2019 | 11695.4254 | 115397.4335 | 9.8669
31103 | NE | CO | 2019 | 6515.4446 | 82960.1624 | 12.7328
31107 | NE | CO | 2019 | 56575.1028 | 691673.369 | 12.2258
31109 | NE | CO | 2019 | 56291.8226 | 558926.9486 | 9.9291
31011 | NE | CO | 2019 | 70253.4896 | 907633.9633 | 12.9194
31061 | NE | WH | 2019 | 1558.0411 | 5971.0851 | 3.8324
31095 | NE | WH | 2019 | 1501.3851 | 6341.2162 | 4.2236
31097 | NE | WH | 2019 | 493.7169 | 1611.1588 | 3.2633
31141 | NE | CO | 2019 | 80653.9198 | 1068829.6739 | 13.252
31001 | NE | CO | 2019 | 74340.8182 | 913958.8501 | 12.2942
31053 | NE | SB | 2019 | 45527.175 | 194128.3042 | 4.264
31059 | NE | WH | 2019 | 368.2643 | 1436.9795 | 3.902
31169 | NE | SG | 2019 | 874.1218 | 5512.05 | 6.3058
31065 | NE | WH | 2019 | 13306.0757 | 58761.0292 | 4.4161
31067 | NE | WH | 2019 | 918.6372 | 3619.6642 | 3.9403
31167 | NE | CO | 2019 | 39659.228 | 490445.4428 | 12.3665
31079 | NE | SB | 2019 | 13435.5752 | 48334.7635 | 3.5975
31081 | NE | WH | 2019 | 254.9522 | 1132.1656 | 4.4407
31083 | NE | WH | 2019 | 5892.2282 | 26769.1855 | 4.5431
31179 | NE | CO | 2019 | 50019.1896 | 624792.1357 | 12.491
31039 | NE | SB | 2019 | 48157.634 | 201422.0635 | 4.1826
31151 | NE | SB | 2019 | 45122.489 | 171240.0518 | 3.795
31047 | NE | SB | 2019 | 23957.4112 | 107664.5971 | 4.494
31159 | NE | SB | 2019 | 42492.03 | 178724.3198 | 4.2061
31163 | NE | SB | 2019 | 11574.0196 | 47463.8669 | 4.1009
31167 | NE | SB | 2019 | 28328.02 | 111120.9682 | 3.9227
31169 | NE | SB | 2019 | 36502.6772 | 141738.4282 | 3.883
31111 | NE | CO | 2019 | 84579.374 | 942484.3438 | 11.1432
31063 | NE | WH | 2019 | 12958.0457 | 55710.1694 | 4.2993
31073 | NE | SB | 2019 | 10643.2418 | 46837.9099 | 4.4007
31185 | NE | SB | 2019 | 35855.1796 | 155672.7744 | 4.3417
31055 | NE | CO | 2019 | 9712.464 | 114381.3875 | 11.7768
31185 | NE | CO | 2019 | 89233.263 | 1156844.6655 | 12.9643
31019 | NE | CO | 2019 | 84377.031 | 1035071.5428 | 12.2672
31021 | NE | CO | 2019 | 49614.5036 | 594361.5556 | 11.9796
31145 | NE | CO | 2019 | 48481.3828 | 474518.9205 | 9.7877
31155 | NE | SB | 2019 | 64142.731 | 237754.7827 | 3.7067
31055 | NE | SB | 2019 | 9348.2466 | 33556.7362 | 3.5896
31057 | NE | WH | 2019 | 9833.8698 | 49341.7378 | 5.0175
31089 | NE | CO | 2019 | 66206.6296 | 852615.068 | 12.8781
31113 | NE | CO | 2019 | 10400.4302 | 120198.2513 | 11.557
31093 | NE | CO | 2019 | 42006.4068 | 483053.7076 | 11.4995
31095 | NE | CO | 2019 | 48198.1026 | 543762.4609 | 11.2818
31021 | NE | SB | 2019 | 42087.344 | 151427.1533 | 3.5979
31023 | NE | SB | 2019 | 43706.088 | 162639.9475 | 3.7212
31025 | NE | SB | 2019 | 48562.32 | 171403.345 | 3.5296
31027 | NE | SB | 2019 | 46943.576 | 190535.8555 | 4.0588
31037 | NE | SB | 2019 | 30068.1698 | 121598.9434 | 4.0441
31147 | NE | CO | 2019 | 42653.9044 | 431590.9736 | 10.1184
31149 | NE | CO | 2019 | 9631.5268 | 121696.9192 | 12.6353
31081 | NE | CO | 2019 | 83770.002 | 1130021.049 | 13.4896
31083 | NE | CO | 2019 | 47307.7934 | 519224.948 | 10.9755
31085 | NE | CO | 2019 | 34762.5274 | 272808.3725 | 7.8478
31179 | NE | SB | 2019 | 40468.6 | 158094.9557 | 3.9066
31173 | NE | CO | 2019 | 40468.6 | 496541.7193 | 12.2698
31175 | NE | CO | 2019 | 28044.7398 | 305956.8758 | 10.9096
31177 | NE | CO | 2019 | 32374.88 | 356606.7729 | 11.0149
31137 | NE | SB | 2019 | 28651.7688 | 129763.5994 | 4.529
31139 | NE | SB | 2019 | 36826.426 | 141956.1523 | 3.8547
31129 | NE | SG | 2019 | 1011.715 | 6350.288 | 6.2768
31149 | NE | SB | 2019 | 5382.3238 | 19540.7434 | 3.6305
31071 | NE | CO | 2019 | 4208.7344 | 49303.636 | 11.7146
31041 | NE | WH | 2019 | 1424.4947 | 5206.329 | 3.6549
31077 | NE | CO | 2019 | 31484.5708 | 379010.589 | 12.038
31079 | NE | CO | 2019 | 75069.253 | 849897.1448 | 11.3215
31151 | NE | WH | 2019 | 894.3561 | 3140.671 | 3.5117
31155 | NE | WH | 2019 | 412.7797 | 1739.0717 | 4.2131
31161 | NE | WH | 2019 | 9380.6215 | 30780.7531 | 3.2813
31119 | NE | CO | 2019 | 56049.011 | 702595.8643 | 12.5354
31181 | NE | SB | 2019 | 20153.3628 | 73617.9816 | 3.6529
31998 | NE | SG | 2019 | 20299.0498 | 125532.4932 | 6.1842
31017 | NE | CO | 2019 | 16915.8748 | 219973.9763 | 13.004
31141 | NE | WH | 2019 | 206.3899 | 849.1242 | 4.1142
31045 | NE | WH | 2019 | 6377.8514 | 16536.15 | 2.5927
31135 | NE | CO | 2019 | 97124.64 | 754414.2144 | 7.7675
31137 | NE | CO | 2019 | 77214.0888 | 1038526.0995 | 13.45
31139 | NE | CO | 2019 | 55765.7308 | 688218.8123 | 12.3412
31061 | NE | CO | 2019 | 42572.9672 | 491436.0877 | 11.5434
31097 | NE | CO | 2019 | 25818.9668 | 220583.604 | 8.5435
31007 | NE | WH | 2019 | 15414.4897 | 48933.505 | 3.1745
31123 | NE | WH | 2019 | 7996.5954 | 30590.2445 | 3.8254
31145 | NE | WH | 2019 | 17567.4193 | 95335.9666 | 5.4269
31141 | NE | SB | 2019 | 47145.919 | 203925.8914 | 4.3254
31147 | NE | SB | 2019 | 39295.0106 | 145194.7992 | 3.695
31127 | NE | CO | 2019 | 33669.8752 | 350942.316 | 10.423
31129 | NE | CO | 2019 | 53985.1124 | 637746.7233 | 11.8134
31059 | NE | CO | 2019 | 78792.3642 | 1021202.5139 | 12.9607
31131 | NE | CO | 2019 | 53135.2718 | 523924.1612 | 9.8602
31063 | NE | CO | 2019 | 49816.8466 | 465095.0931 | 9.3361
31099 | NE | CO | 2019 | 66206.6296 | 869252.8226 | 13.1294
31121 | NE | CO | 2019 | 45608.1122 | 500453.4967 | 10.9729
31125 | NE | CO | 2019 | 32739.0974 | 395775.3493 | 12.0888
31137 | NE | WH | 2019 | 789.1377 | 3769.3495 | 4.7765
31019 | NE | WH | 2019 | 999.5744 | 4947.7815 | 4.9499
31013 | NE | CO | 2019 | 33305.6578 | 314390.0583 | 9.4395
31127 | NE | WH | 2019 | 271.1396 | 1072.2915 | 3.9548
31025 | NE | WH | 2019 | 117.3589 | 536.1457 | 4.5684
31133 | NE | CO | 2019 | 24969.1262 | 201837.5538 | 8.0835
31181 | NE | WH | 2019 | 5099.0436 | 16957.9905 | 3.3257
31129 | NE | WH | 2019 | 3205.1131 | 13430.8591 | 4.1904
31067 | NE | CO | 2019 | 74340.8182 | 742374.0684 | 9.9861
31169 | NE | CO | 2019 | 65154.446 | 750324.6289 | 11.5161
31998 | NE | CO | 2019 | 458509.238 | 4699314.7246 | 10.2491
31135 | NE | WH | 2019 | 29542.078 | 126688.2456 | 4.2884
31065 | NE | CO | 2019 | 56817.9144 | 477313.0472 | 8.4007
31123 | NE | CO | 2019 | 27882.8654 | 278803.0444 | 9.9991
31073 | NE | WH | 2019 | 3411.503 | 14949.4851 | 4.3821
34037 | NJ | SB | 2019 | 404.686 | 952.5432 | 2.3538
34041 | NJ | SB | 2019 | 3439.831 | 12165.3374 | 3.5366
34005 | NJ | SB | 2019 | 7729.5026 | 18370.476 | 2.3767
34998 | NJ | SB | 2019 | 4269.4373 | 9416.5699 | 2.2056
34019 | NJ | SB | 2019 | 2630.459 | 8028.5784 | 3.0522
34011 | NJ | SB | 2019 | 4613.4204 | 10559.6218 | 2.2889
34015 | NJ | SB | 2019 | 3055.3793 | 5715.2592 | 1.8706
34033 | NJ | SB | 2019 | 9226.8408 | 22833.8213 | 2.4747
34025 | NJ | SB | 2019 | 1861.5556 | 4599.4229 | 2.4707
36011 | NY | SB | 2019 | 12019.1742 | 36251.0726 | 3.0161
36101 | NY | SB | 2019 | 1942.4928 | 5415.8885 | 2.7881
36107 | NY | SB | 2019 | 607.029 | 2367.7502 | 3.9006
36037 | NY | CO | 2019 | 10643.2418 | 109123.349 | 10.2528
36109 | NY | SB | 2019 | 1416.401 | 4463.3453 | 3.1512
36043 | NY | CO | 2019 | 3642.174 | 33808.9333 | 9.2826
36027 | NY | CO | 2019 | 2023.43 | 20803.5435 | 10.2813
36998 | NY | CO | 2019 | 34600.653 | 348097.387 | 10.0604
36099 | NY | CO | 2019 | 7567.6282 | 85805.0915 | 11.3384
36021 | NY | CO | 2019 | 2428.116 | 24486.7105 | 10.0847
36089 | NY | SB | 2019 | 1173.5894 | 2258.8882 | 1.9248
36049 | NY | CO | 2019 | 2630.459 | 19812.8986 | 7.5321
36023 | NY | CO | 2019 | 1740.1498 | 17221.9811 | 9.8968
36045 | NY | CO | 2019 | 4451.546 | 32894.4918 | 7.3895
36077 | NY | SB | 2019 | 1052.1836 | 3265.8624 | 3.1039
36097 | NY | SB | 2019 | 445.1546 | 1442.4226 | 3.2403
36099 | NY | SB | 2019 | 6960.5992 | 24085.7352 | 3.4603
36998 | NY | SB | 2019 | 2529.2875 | 8001.3629 | 3.1635
36009 | NY | SB | 2019 | 1497.3382 | 4354.4832 | 2.9081
36029 | NY | CO | 2019 | 3723.1112 | 32615.0792 | 8.7602
36075 | NY | SB | 2019 | 1214.058 | 3456.371 | 2.847
36083 | NY | CO | 2019 | 3480.2996 | 36069.6358 | 10.3639
36111 | NY | CO | 2019 | 485.6232 | 4851.62 | 9.9905
36115 | NY | CO | 2019 | 3399.3624 | 32411.87 | 9.5347
36073 | NY | SB | 2019 | 6110.7586 | 19840.1141 | 3.2468
36077 | NY | CO | 2019 | 3075.6136 | 24486.7105 | 7.9616
36011 | NY | CO | 2019 | 17887.1212 | 177325.4421 | 9.9136
36089 | NY | CO | 2019 | 3561.2368 | 29033.5167 | 8.1526
36121 | NY | SB | 2019 | 1375.9324 | 4789.9315 | 3.4812
36123 | NY | SB | 2019 | 1740.1498 | 6395.6472 | 3.6753
36013 | NY | SB | 2019 | 1254.5266 | 3919.0349 | 3.1239
36021 | NY | SB | 2019 | 1335.4638 | 4626.6384 | 3.4644
36029 | NY | SB | 2019 | 1780.6184 | 5034.8712 | 2.8276
36043 | NY | SB | 2019 | 627.2633 | 1959.5174 | 3.1239
36045 | NY | SB | 2019 | 1659.2126 | 3728.5262 | 2.2472
36049 | NY | SB | 2019 | 607.029 | 1932.3019 | 3.1832
36117 | NY | SB | 2019 | 7729.5026 | 25065.4939 | 3.2428
36053 | NY | CO | 2019 | 4532.4832 | 39625.7971 | 8.7426
36069 | NY | SB | 2019 | 7446.2224 | 25038.2784 | 3.3625
36071 | NY | SB | 2019 | 768.9034 | 2721.552 | 3.5395
36003 | NY | SB | 2019 | 283.2802 | 1034.1898 | 3.6508
36037 | NY | SB | 2019 | 3884.9856 | 13281.1738 | 3.4186
36051 | NY | SB | 2019 | 6758.2562 | 23868.011 | 3.5317
36117 | NY | CO | 2019 | 10319.493 | 108310.5121 | 10.4957
36051 | NY | CO | 2019 | 14002.1356 | 152457.7143 | 10.8882
36123 | NY | CO | 2019 | 2549.5218 | 28296.8833 | 11.0989
36013 | NY | CO | 2019 | 5463.261 | 62664.642 | 11.4702
36055 | NY | SB | 2019 | 4208.7344 | 15322.3378 | 3.6406
36121 | NY | CO | 2019 | 7486.691 | 75365.218 | 10.0666
36101 | NY | CO | 2019 | 11574.0196 | 88777.0262 | 7.6704
36055 | NY | CO | 2019 | 7850.9084 | 80623.2564 | 10.2693
36065 | NY | CO | 2019 | 7284.348 | 70589.8014 | 9.6906
36067 | NY | CO | 2019 | 7931.8456 | 78387.9551 | 9.8827
36053 | NY | SB | 2019 | 1011.715 | 2857.6296 | 2.8245
36069 | NY | CO | 2019 | 9064.9664 | 100537.7596 | 11.0908
36065 | NY | SB | 2019 | 2711.3962 | 8708.9664 | 3.212
36063 | NY | SB | 2019 | 2347.1788 | 8110.225 | 3.4553
36103 | NY | CO | 2019 | 202.343 | 1498.668 | 7.4066
36067 | NY | SB | 2019 | 3156.5508 | 10423.5442 | 3.3022
36071 | NY | CO | 2019 | 1052.1836 | 9449.2285 | 8.9806
37191 | NC | WH | 2019 | 4977.6378 | 14424.2256 | 2.8978
37029 | NC | CO | 2019 | 8093.72 | 80775.6634 | 9.98
37021 | NC | CO | 2019 | 161.8744 | 1483.4273 | 9.1641
37027 | NC | CO | 2019 | 586.7947 | 4605.2289 | 7.8481
37161 | NC | CO | 2019 | 263.0459 | 1750.1394 | 6.6534
37033 | NC | CO | 2019 | 323.7488 | 1442.7854 | 4.4565
37003 | NC | CO | 2019 | 343.9831 | 2667.121 | 7.7536
37157 | NC | CO | 2019 | 809.372 | 5842.265 | 7.2183
37019 | NC | CO | 2019 | 3176.7851 | 22937.2403 | 7.2203
37185 | NC | WH | 2019 | 712.2474 | 2830.4141 | 3.9739
37035 | NC | CO | 2019 | 1618.744 | 13513.4129 | 8.3481
37135 | NC | WH | 2019 | 169.9681 | 729.3759 | 4.2913
37159 | NC | CO | 2019 | 4208.7344 | 35129.7932 | 8.3469
37187 | NC | WH | 2019 | 906.4966 | 4191.1901 | 4.6235
37195 | NC | WH | 2019 | 1728.0092 | 6803.88 | 3.9374
37179 | NC | WH | 2019 | 7284.348 | 34291.5552 | 4.7076
37197 | NC | CO | 2019 | 5301.3866 | 48084.3807 | 9.0702
37133 | NC | WH | 2019 | 335.8894 | 1183.8751 | 3.5246
37197 | NC | WH | 2019 | 849.8406 | 3538.0176 | 4.1632
37023 | NC | CO | 2019 | 404.686 | 2641.7198 | 6.5278
37183 | NC | WH | 2019 | 720.3411 | 2035.7209 | 2.8261
37151 | NC | CO | 2019 | 2913.7392 | 21209.9619 | 7.2793
37191 | NC | CO | 2019 | 9752.9326 | 58778.2657 | 6.0267
37193 | NC | CO | 2019 | 2670.9276 | 25985.3785 | 9.729
37181 | NC | WH | 2019 | 307.5614 | 1085.8992 | 3.5307
37025 | NC | CO | 2019 | 1699.6812 | 13869.029 | 8.1598
37041 | NC | SB | 2019 | 5787.0098 | 17690.088 | 3.0569
37167 | NC | WH | 2019 | 1764.431 | 7021.6042 | 3.9795
37195 | NC | CO | 2019 | 3884.9856 | 21946.5953 | 5.6491
37035 | NC | SB | 2019 | 3965.9228 | 7484.268 | 1.8871
37037 | NC | SB | 2019 | 1112.8865 | 2661.6779 | 2.3917
37041 | NC | CO | 2019 | 2023.43 | 19177.8698 | 9.4779
37017 | NC | CO | 2019 | 9995.7442 | 51742.1466 | 5.1764
37131 | NC | WH | 2019 | 1230.2454 | 4817.147 | 3.9156
37163 | NC | CO | 2019 | 15094.7878 | 80496.2507 | 5.3327
37039 | NC | CO | 2019 | 303.5145 | 3886.3763 | 12.8046
37185 | NC | CO | 2019 | 1092.6522 | 3876.2158 | 3.5475
37147 | NC | CO | 2019 | 9550.5896 | 64747.5364 | 6.7794
37165 | NC | SB | 2019 | 3318.4252 | 5470.3195 | 1.6485
37049 | NC | SB | 2019 | 8215.1258 | 18234.3984 | 2.2196
37053 | NC | SB | 2019 | 7243.8794 | 21445.8298 | 2.9605
37145 | NC | CO | 2019 | 1011.715 | 4254.693 | 4.2054
37057 | NC | SB | 2019 | 4734.8262 | 8763.3974 | 1.8508
37169 | NC | CO | 2019 | 647.4976 | 4470.6028 | 6.9044
37171 | NC | CO | 2019 | 4330.1402 | 46204.6955 | 10.6705
37177 | NC | CO | 2019 | 9712.464 | 104855.9555 | 10.796
37163 | NC | WH | 2019 | 3723.1112 | 12682.4323 | 3.4064
37135 | NC | CO | 2019 | 991.4807 | 6909.1133 | 6.9685
37029 | NC | SB | 2019 | 11169.3336 | 33393.443 | 2.9897
37003 | NC | SB | 2019 | 1092.6522 | 2207.1787 | 2.02
37033 | NC | SB | 2019 | 1416.401 | 2667.121 | 1.883
37001 | NC | CO | 2019 | 1517.5725 | 11049.5011 | 7.281
37101 | NC | CO | 2019 | 3925.4542 | 19711.294 | 5.0214
37103 | NC | CO | 2019 | 7567.6282 | 33250.108 | 4.3937
37025 | NC | WH | 2019 | 607.029 | 2531.0434 | 4.1696
37059 | NC | SB | 2019 | 3561.2368 | 8110.225 | 2.2774
37045 | NC | CO | 2019 | 1699.6812 | 12700.576 | 7.4723
37015 | NC | WH | 2019 | 849.8406 | 3265.8624 | 3.8429
37151 | NC | WH | 2019 | 894.3561 | 3020.9227 | 3.3778
37155 | NC | WH | 2019 | 3383.175 | 10804.5614 | 3.1936
37179 | NC | CO | 2019 | 13273.7008 | 83341.1797 | 6.2787
37157 | NC | WH | 2019 | 465.3889 | 1575.7786 | 3.3859
37159 | NC | WH | 2019 | 1266.6672 | 6259.5696 | 4.9418
37025 | NC | SB | 2019 | 2347.1788 | 4436.1298 | 1.89
37143 | NC | CO | 2019 | 6272.633 | 62994.857 | 10.0428
37159 | NC | SB | 2019 | 7769.9712 | 16737.5448 | 2.1541
37161 | NC | SB | 2019 | 627.2633 | 1221.9768 | 1.9481
37163 | NC | SB | 2019 | 21650.701 | 55274.7211 | 2.553
37013 | NC | WH | 2019 | 2213.6324 | 7620.3456 | 3.4425
37017 | NC | SB | 2019 | 6272.633 | 12872.941 | 2.0522
37147 | NC | WH | 2019 | 1942.4928 | 6177.923 | 3.1804
37023 | NC | SB | 2019 | 364.2174 | 843.6811 | 2.3164
37137 | NC | CO | 2019 | 6636.8504 | 61242.1775 | 9.2276
37139 | NC | CO | 2019 | 8781.6862 | 90402.7 | 10.2945
37073 | NC | CO | 2019 | 2347.1788 | 21819.5896 | 9.2961
37077 | NC | CO | 2019 | 789.1377 | 4828.759 | 6.119
37079 | NC | CO | 2019 | 4734.8262 | 31802.2423 | 6.7167
37081 | NC | CO | 2019 | 1375.9324 | 7772.7525 | 5.6491
37083 | NC | CO | 2019 | 3197.0194 | 24283.5013 | 7.5957
37139 | NC | WH | 2019 | 1570.1817 | 7184.8973 | 4.5758
37167 | NC | CO | 2019 | 4856.232 | 32919.893 | 6.7789
37029 | NC | WH | 2019 | 1618.744 | 7320.9749 | 4.5226
37049 | NC | CO | 2019 | 8538.8746 | 46103.0909 | 5.3992
37191 | NC | SB | 2019 | 21610.2324 | 48008.1773 | 2.2215
37013 | NC | CO | 2019 | 19060.7106 | 137598.0404 | 7.2189
37131 | NC | CO | 2019 | 4896.7006 | 35968.0312 | 7.3454
37133 | NC | CO | 2019 | 4815.7634 | 19939.9043 | 4.1405
37107 | NC | WH | 2019 | 1780.6184 | 5878.5523 | 3.3014
37109 | NC | WH | 2019 | 1242.386 | 5143.7333 | 4.1402
37125 | NC | WH | 2019 | 283.2802 | 857.2889 | 3.0263
37015 | NC | CO | 2019 | 5058.575 | 34621.7702 | 6.8442
37107 | NC | SB | 2019 | 12383.3916 | 30018.7186 | 2.4241
37069 | NC | WH | 2019 | 2254.101 | 8001.3629 | 3.5497
37085 | NC | CO | 2019 | 2630.459 | 16104.3304 | 6.1223
37073 | NC | WH | 2019 | 1537.8068 | 8191.8715 | 5.327
37177 | NC | SB | 2019 | 13192.7636 | 40823.28 | 3.0944
37143 | NC | WH | 2019 | 3735.2518 | 18397.6915 | 4.9254
37117 | NC | CO | 2019 | 2428.116 | 15240.6912 | 6.2768
37195 | NC | SB | 2019 | 12707.1404 | 29937.072 | 2.3559
37197 | NC | SB | 2019 | 8296.063 | 20085.0538 | 2.421
37117 | NC | WH | 2019 | 1141.2145 | 4599.4229 | 4.0303
37119 | NC | WH | 2019 | 125.4527 | 500.7656 | 3.9917
37101 | NC | SB | 2019 | 20355.7058 | 41122.6507 | 2.0202
37103 | NC | SB | 2019 | 6313.1016 | 14233.717 | 2.2546
37105 | NC | SB | 2019 | 1598.5097 | 2370.4718 | 1.4829
37109 | NC | SB | 2019 | 3520.7682 | 6395.6472 | 1.8165
37091 | NC | CO | 2019 | 3804.0484 | 27941.2672 | 7.3451
37145 | NC | WH | 2019 | 1375.9324 | 3946.2504 | 2.8681
37185 | NC | SB | 2019 | 3116.0822 | 4082.328 | 1.3101
37019 | NC | SB | 2019 | 2954.2078 | 6069.061 | 2.0544
37001 | NC | WH | 2019 | 202.343 | 737.5406 | 3.645
37101 | NC | WH | 2019 | 2792.3334 | 10287.4666 | 3.6842
37051 | NC | WH | 2019 | 971.2464 | 3864.6038 | 3.979
37151 | NC | SB | 2019 | 4451.546 | 10641.2683 | 2.3905
37069 | NC | CO | 2019 | 870.0749 | 3495.1985 | 4.0171
37001 | NC | SB | 2019 | 1962.7271 | 3973.4659 | 2.0245
37127 | NC | WH | 2019 | 963.1527 | 3075.3538 | 3.193
37063 | NC | SB | 2019 | 263.0459 | 530.7026 | 2.0175
37003 | NC | WH | 2019 | 303.5145 | 1088.6208 | 3.5867
37117 | NC | SB | 2019 | 6394.0388 | 16764.7603 | 2.6219
37097 | NC | WH | 2019 | 1703.7281 | 8817.8285 | 5.1756
37077 | NC | WH | 2019 | 655.5913 | 1951.3528 | 2.9765
37105 | NC | CO | 2019 | 283.2802 | 1689.1766 | 5.9629
37079 | NC | WH | 2019 | 1618.744 | 5116.5178 | 3.1608
37107 | NC | CO | 2019 | 10764.6476 | 68227.4943 | 6.3381
37081 | NC | SB | 2019 | 4046.86 | 7865.2853 | 1.9436
37998 | NC | WH | 2019 | 16288.6115 | 51981.6432 | 3.1913
37143 | NC | SB | 2019 | 16268.3772 | 50321.4965 | 3.0932
37145 | NC | SB | 2019 | 4451.546 | 5851.3368 | 1.3145
37998 | NC | CO | 2019 | 131502.7157 | 843376.669 | 6.4134
37091 | NC | WH | 2019 | 615.1227 | 2748.7675 | 4.4686
37053 | NC | WH | 2019 | 1193.8237 | 5062.0867 | 4.2402
37035 | NC | WH | 2019 | 1226.1986 | 5116.5178 | 4.1727
37059 | NC | WH | 2019 | 687.9662 | 2286.1037 | 3.323
37065 | NC | WH | 2019 | 3116.0822 | 11621.027 | 3.7294
37998 | NC | SB | 2019 | 187656.9451 | 423639.5059 | 2.2575
37057 | NC | WH | 2019 | 643.4507 | 2433.0675 | 3.7813
37125 | NC | SB | 2019 | 1092.6522 | 2351.4209 | 2.152
37097 | NC | CO | 2019 | 4006.3914 | 34189.9506 | 8.5339
37183 | NC | SB | 2019 | 4613.4204 | 8382.3802 | 1.817
37065 | NC | SB | 2019 | 14811.5076 | 33311.7965 | 2.249
37083 | NC | SB | 2019 | 11371.6766 | 27487.6752 | 2.4172
37137 | NC | SB | 2019 | 6474.976 | 17417.9328 | 2.69
37053 | NC | CO | 2019 | 4937.1692 | 50218.0775 | 10.1714
37057 | NC | CO | 2019 | 1861.5556 | 13792.8255 | 7.4093
37059 | NC | CO | 2019 | 2954.2078 | 22251.4092 | 7.5321
37079 | NC | SB | 2019 | 12423.8602 | 30100.3651 | 2.4228
37067 | NC | SB | 2019 | 1861.5556 | 3129.7848 | 1.6813
37085 | NC | SB | 2019 | 9591.0582 | 20955.9504 | 2.1849
37089 | NC | SB | 2019 | 319.7019 | 1224.6984 | 3.8308
37091 | NC | SB | 2019 | 4694.3576 | 11376.0874 | 2.4234
37069 | NC | SB | 2019 | 7405.7538 | 11212.7942 | 1.5141
37179 | NC | SB | 2019 | 23228.9764 | 54621.5486 | 2.3514
37097 | NC | SB | 2019 | 7769.9712 | 20629.3642 | 2.655
37085 | NC | WH | 2019 | 728.4348 | 2422.1813 | 3.3252
37131 | NC | SB | 2019 | 10562.3046 | 24112.9507 | 2.2829
37133 | NC | SB | 2019 | 5058.575 | 12246.984 | 2.421
37139 | NC | SB | 2019 | 19424.928 | 57424.7472 | 2.9562
37045 | NC | WH | 2019 | 1740.1498 | 6776.6645 | 3.8943
37083 | NC | WH | 2019 | 465.3889 | 1524.0691 | 3.2748
37081 | NC | WH | 2019 | 910.5435 | 3728.5262 | 4.0948
37071 | NC | SB | 2019 | 1335.4638 | 2560.9804 | 1.9177
37041 | NC | WH | 2019 | 1230.2454 | 5361.4574 | 4.358
37013 | NC | SB | 2019 | 24604.9088 | 69535.6536 | 2.8261
37073 | NC | SB | 2019 | 6839.1934 | 20248.3469 | 2.9606
37127 | NC | SB | 2019 | 10764.6476 | 20983.1659 | 1.9493
37181 | NC | SB | 2019 | 2387.6474 | 3129.7848 | 1.3108
37077 | NC | SB | 2019 | 2246.0073 | 3646.8797 | 1.6237
38093 | ND | CO | 2019 | 84377.031 | 674629.196 | 7.9954
38041 | ND | CO | 2019 | 11654.9568 | 66093.7975 | 5.6709
38998 | ND | CO | 2019 | 588340.6005 | 4520262.0042 | 7.6831
38029 | ND | WH | 2019 | 2177.2107 | 8273.5181 | 3.8001
38045 | ND | CO | 2019 | 50423.8756 | 446577.6533 | 8.8565
38043 | ND | CO | 2019 | 13678.3868 | 112984.3241 | 8.2601
38081 | ND | WH | 2019 | 5260.918 | 18697.0622 | 3.554
38077 | ND | CO | 2019 | 108658.191 | 1043504.7253 | 9.6036
38073 | ND | WH | 2019 | 9388.7152 | 34999.1587 | 3.7278
38097 | ND | CO | 2019 | 42613.4358 | 363388.8805 | 8.5276
38091 | ND | SB | 2019 | 57060.726 | 118115.3568 | 2.07
38093 | ND | SB | 2019 | 145079.931 | 248640.9907 | 1.7138
38009 | ND | SB | 2019 | 72236.451 | 147127.1011 | 2.0367
38085 | ND | SB | 2019 | 3358.8938 | 9226.0613 | 2.7468
38079 | ND | CO | 2019 | 4087.3286 | 23877.0829 | 5.8417
38081 | ND | CO | 2019 | 44191.7112 | 433445.2577 | 9.8083
38031 | ND | WH | 2019 | 21569.7638 | 76176.2405 | 3.5316
38087 | ND | CO | 2019 | 5503.7296 | 29084.319 | 5.2845
38069 | ND | WH | 2019 | 1335.4638 | 4708.285 | 3.5256
38007 | ND | WH | 2019 | 13637.9182 | 38156.159 | 2.7978
38091 | ND | CO | 2019 | 33427.0636 | 291224.2077 | 8.7122
38075 | ND | WH | 2019 | 50869.0302 | 162286.1458 | 3.1903
38077 | ND | WH | 2019 | 17846.6526 | 60581.7475 | 3.3946
38079 | ND | WH | 2019 | 38607.0444 | 156897.4728 | 4.064
38095 | ND | SB | 2019 | 50788.093 | 96615.096 | 1.9023
38087 | ND | WH | 2019 | 38283.2956 | 104044.933 | 2.7178
38035 | ND | CO | 2019 | 50869.0302 | 471953.4042 | 9.2778
38083 | ND | CO | 2019 | 8538.8746 | 56593.7667 | 6.6278
38021 | ND | WH | 2019 | 4977.6378 | 17472.3638 | 3.5102
38049 | ND | BA | 2019 | 3763.5798 | 16046.2706 | 4.2636
38003 | ND | WH | 2019 | 30756.136 | 108862.08 | 3.5395
38051 | ND | BA | 2019 | 1351.6512 | 4354.4832 | 3.2216
38033 | ND | WH | 2019 | 22095.8556 | 65888.7739 | 2.982
38031 | ND | CO | 2019 | 26466.4644 | 224419.1779 | 8.4794
38097 | ND | SB | 2019 | 63940.388 | 152978.4379 | 2.3925
38009 | ND | WH | 2019 | 117156.597 | 416288.5939 | 3.5533
38061 | ND | CO | 2019 | 1214.058 | 8255.3744 | 6.7998
38007 | ND | CO | 2019 | 639.4039 | 3810.1728 | 5.9589
38065 | ND | WH | 2019 | 22702.8846 | 58105.1352 | 2.5594
38067 | ND | WH | 2019 | 87007.49 | 349801.0786 | 4.0204
38019 | ND | WH | 2019 | 116913.7854 | 458581.512 | 3.9224
38097 | ND | BA | 2019 | 4775.2948 | 19225.0433 | 4.0259
38998 | ND | BA | 2019 | 57315.6782 | 214414.7528 | 3.7409
38081 | ND | SB | 2019 | 55644.325 | 147045.4546 | 2.6426
38001 | ND | SB | 2019 | 2509.0532 | 5960.1989 | 2.3755
38101 | ND | SB | 2019 | 63131.016 | 140921.9626 | 2.2322
38103 | ND | SB | 2019 | 76687.997 | 159238.0075 | 2.0764
38013 | ND | SB | 2019 | 10157.6186 | 20003.4072 | 1.9693
38005 | ND | BA | 2019 | 10764.6476 | 45047.1287 | 4.1847
38017 | ND | SB | 2019 | 167742.347 | 393427.5571 | 2.3454
38035 | ND | WH | 2019 | 63131.016 | 235060.4462 | 3.7234
38055 | ND | CO | 2019 | 29663.4838 | 240117.0899 | 8.0947
38043 | ND | WH | 2019 | 22176.7928 | 55002.5659 | 2.4802
38045 | ND | WH | 2019 | 11816.8312 | 38156.159 | 3.229
38047 | ND | WH | 2019 | 17482.4352 | 50974.669 | 2.9158
38017 | ND | WH | 2019 | 36178.9284 | 118877.3914 | 3.2858
38051 | ND | WH | 2019 | 25292.875 | 72774.3005 | 2.8773
38055 | ND | WH | 2019 | 112502.708 | 387276.8496 | 3.4424
38011 | ND | WH | 2019 | 32779.566 | 89756.785 | 2.7382
38019 | ND | SB | 2019 | 43301.402 | 75659.1456 | 1.7473
38103 | ND | BA | 2019 | 5827.4784 | 24472.1956 | 4.1994
38101 | ND | CO | 2019 | 14528.2274 | 84230.22 | 5.7977
38071 | ND | BA | 2019 | 16632.5946 | 69584.6415 | 4.1836
38015 | ND | CO | 2019 | 31727.3824 | 244333.6811 | 7.701
38017 | ND | CO | 2019 | 113514.423 | 1059990.073 | 9.3379
38019 | ND | CO | 2019 | 1092.6522 | 7620.3456 | 6.9742
38091 | ND | WH | 2019 | 21165.0778 | 72801.516 | 3.4397
38093 | ND | WH | 2019 | 35410.025 | 103609.4846 | 2.926
38073 | ND | SB | 2019 | 43099.059 | 116781.7963 | 2.7096
38075 | ND | SB | 2019 | 38485.6386 | 79442.1029 | 2.0642
38077 | ND | SB | 2019 | 113109.737 | 270739.993 | 2.3936
38099 | ND | BA | 2019 | 5908.4156 | 23405.3472 | 3.9614
38061 | ND | SB | 2019 | 24523.9716 | 47463.8669 | 1.9354
38003 | ND | BA | 2019 | 3557.1899 | 10058.8562 | 2.8278
38009 | ND | BA | 2019 | 6555.9132 | 30328.9755 | 4.6262
38097 | ND | WH | 2019 | 28894.5804 | 102929.0966 | 3.5622
38021 | ND | SB | 2019 | 54430.267 | 128076.2371 | 2.353
38998 | ND | SB | 2019 | 394730.7244 | 770498.5867 | 1.952
38105 | ND | BA | 2019 | 3391.2687 | 10799.1183 | 3.1844
38031 | ND | BA | 2019 | 3706.9238 | 14086.7532 | 3.8001
38095 | ND | WH | 2019 | 76809.4028 | 280047.7008 | 3.646
38035 | ND | BA | 2019 | 5058.575 | 17940.4708 | 3.5465
38101 | ND | WH | 2019 | 122619.858 | 368253.2011 | 3.0032
38103 | ND | WH | 2019 | 3905.2199 | 11376.0874 | 2.913
38029 | ND | BA | 2019 | 5058.575 | 19072.6364 | 3.7704
38031 | ND | SB | 2019 | 51597.465 | 116155.8394 | 2.2512
38063 | ND | SB | 2019 | 47955.291 | 93784.6819 | 1.9557
38065 | ND | SB | 2019 | 8579.3432 | 20819.8728 | 2.4267
38069 | ND | BA | 2019 | 6394.0388 | 27934.0097 | 4.3688
38053 | ND | CO | 2019 | 1456.8696 | 8839.6009 | 6.0675
38063 | ND | BA | 2019 | 6151.2272 | 21184.5608 | 3.444
38003 | ND | SB | 2019 | 118572.998 | 250246.7064 | 2.1105
38067 | ND | SB | 2019 | 49776.378 | 72937.5936 | 1.4653
38039 | ND | SB | 2019 | 42289.687 | 94056.8371 | 2.2241
38041 | ND | SB | 2019 | 3277.9566 | 6177.923 | 1.8847
38079 | ND | BA | 2019 | 4249.203 | 17026.0293 | 4.0069
38039 | ND | WH | 2019 | 27478.1794 | 84422.543 | 3.0723
38055 | ND | SB | 2019 | 55037.296 | 125463.5472 | 2.2796
38027 | ND | SB | 2019 | 25697.561 | 55764.6005 | 2.17
38017 | ND | BA | 2019 | 3237.488 | 12257.8702 | 3.7862
38035 | ND | SB | 2019 | 74259.881 | 164762.7581 | 2.2187
38037 | ND | SB | 2019 | 4815.7634 | 8545.6733 | 1.7745
38069 | ND | SB | 2019 | 44515.46 | 90627.6816 | 2.0359
38998 | ND | WH | 2019 | 1309430.3496 | 4046049.7118 | 3.0899
38049 | ND | SB | 2019 | 53418.552 | 109134.2352 | 2.043
38045 | ND | SB | 2019 | 84984.06 | 198237.8477 | 2.3326
38099 | ND | WH | 2019 | 81746.572 | 325062.1709 | 3.9765
38019 | ND | BA | 2019 | 7486.691 | 30982.148 | 4.1383
38053 | ND | SB | 2019 | 1861.5556 | 4762.716 | 2.5585
38029 | ND | SB | 2019 | 38647.513 | 89920.0781 | 2.3267
39087 | OH | SB | 2019 | 526.0918 | 1224.6984 | 2.3279
39083 | OH | WH | 2019 | 1092.6522 | 4272.8366 | 3.9105
39083 | OH | CO | 2019 | 21043.672 | 218449.9072 | 10.3808
39071 | OH | CO | 2019 | 14973.382 | 163329.4074 | 10.908
39145 | OH | SB | 2019 | 5787.0098 | 19186.9416 | 3.3155
39083 | OH | SB | 2019 | 21448.358 | 72801.516 | 3.3943
39081 | OH | CO | 2019 | 809.372 | 7874.3571 | 9.729
39085 | OH | SB | 2019 | 364.2174 | 952.5432 | 2.6153
39089 | OH | SB | 2019 | 25738.0296 | 88640.9486 | 3.444
39009 | OH | SB | 2019 | 890.3092 | 3510.8021 | 3.9434
39079 | OH | CO | 2019 | 1092.6522 | 9652.4378 | 8.834
39075 | OH | WH | 2019 | 161.8744 | 628.6785 | 3.8837
39095 | OH | WH | 2019 | 1618.744 | 7184.8973 | 4.4386
39087 | OH | CO | 2019 | 445.1546 | 3556.1613 | 7.9886
39147 | OH | SB | 2019 | 43018.1218 | 133900.3584 | 3.1127
39075 | OH | CO | 2019 | 6353.5702 | 58422.6496 | 9.1952
39143 | OH | SB | 2019 | 31808.3196 | 120564.7536 | 3.7904
39091 | OH | SB | 2019 | 28085.2084 | 80830.0944 | 2.878
39007 | OH | CO | 2019 | 5463.261 | 58422.6496 | 10.6937
39141 | OH | SB | 2019 | 24888.189 | 86817.5088 | 3.4883
39063 | OH | WH | 2019 | 8053.2514 | 30726.3221 | 3.8154
39065 | OH | CO | 2019 | 16996.812 | 147326.6816 | 8.6679
39093 | OH | WH | 2019 | 607.029 | 1823.4398 | 3.0039
39149 | OH | SB | 2019 | 39052.199 | 116645.7187 | 2.9869
39133 | OH | SB | 2019 | 6920.1306 | 21690.7694 | 3.1344
39077 | OH | WH | 2019 | 1982.9614 | 5905.7678 | 2.9783
39137 | OH | SB | 2019 | 56858.383 | 186997.8379 | 3.2888
39029 | OH | CO | 2019 | 7082.005 | 59438.6957 | 8.3929
39031 | OH | CO | 2019 | 9469.6524 | 87633.9744 | 9.2542
39033 | OH | CO | 2019 | 25899.904 | 290843.1904 | 11.2295
39093 | OH | SB | 2019 | 14892.4448 | 44742.3149 | 3.0044
39097 | OH | WH | 2019 | 2023.43 | 9035.5526 | 4.4655
39091 | OH | CO | 2019 | 19020.242 | 157487.1424 | 8.28
39123 | OH | SB | 2019 | 14690.1018 | 43871.4182 | 2.9865
39065 | OH | WH | 2019 | 3237.488 | 11457.7339 | 3.5391
39069 | OH | WH | 2019 | 8093.72 | 31651.6498 | 3.9106
39067 | OH | CO | 2019 | 1537.8068 | 14478.6566 | 9.4151
39025 | OH | SB | 2019 | 13597.4496 | 46157.5219 | 3.3946
39135 | OH | SB | 2019 | 34479.2472 | 120918.5554 | 3.507
39029 | OH | SB | 2019 | 9226.8408 | 24956.6318 | 2.7048
39003 | OH | SB | 2019 | 33143.7834 | 117679.9085 | 3.5506
39091 | OH | WH | 2019 | 1780.6184 | 7266.5438 | 4.0809
39033 | OH | SB | 2019 | 35450.4936 | 127314.2026 | 3.5913
39037 | OH | SB | 2019 | 60338.6826 | 190671.9331 | 3.16
39001 | OH | CO | 2019 | 6272.633 | 62232.8224 | 9.9213
39071 | OH | WH | 2019 | 1578.2754 | 6776.6645 | 4.2937
39131 | OH | SB | 2019 | 4492.0146 | 12954.5875 | 2.8839
39009 | OH | CO | 2019 | 1011.715 | 10414.4723 | 10.2939
39998 | OH | SB | 2019 | 176119.3472 | 571158.5105 | 3.243
39047 | OH | CO | 2019 | 32577.223 | 342915.552 | 10.5262
39049 | OH | CO | 2019 | 6272.633 | 60962.7648 | 9.7188
39005 | OH | CO | 2019 | 14164.01 | 129545.8752 | 9.1461
39051 | OH | CO | 2019 | 14164.01 | 156979.1194 | 11.083
39101 | OH | CO | 2019 | 21043.672 | 217179.8496 | 10.3204
39057 | OH | CO | 2019 | 23876.474 | 267982.1536 | 11.2237
39059 | OH | CO | 2019 | 1214.058 | 10414.4723 | 8.5782
39057 | OH | WH | 2019 | 1092.6522 | 5851.3368 | 5.3552
39119 | OH | SB | 2019 | 5463.261 | 21854.0626 | 4.0002
39125 | OH | SB | 2019 | 38445.17 | 122497.0555 | 3.1863
39007 | OH | WH | 2019 | 890.3092 | 2465.7261 | 2.7695
39129 | OH | SB | 2019 | 46255.6098 | 149549.2824 | 3.2331
39075 | OH | SB | 2019 | 5220.4494 | 16519.8206 | 3.1644
39027 | OH | SB | 2019 | 38971.2618 | 146610.0062 | 3.762
39021 | OH | WH | 2019 | 1294.9952 | 6041.8454 | 4.6655
39031 | OH | SB | 2019 | 6717.7876 | 20248.3469 | 3.0141
39029 | OH | WH | 2019 | 1375.9324 | 4980.4402 | 3.6197
39037 | OH | CO | 2019 | 44110.774 | 444520.16 | 10.0774
39015 | OH | SB | 2019 | 32455.8172 | 100915.1482 | 3.1093
39105 | OH | CO | 2019 | 930.7778 | 8382.3802 | 9.0058
39151 | OH | SB | 2019 | 10886.0534 | 35298.5294 | 3.2425
39041 | OH | WH | 2019 | 1214.058 | 4681.0694 | 3.8557
39043 | OH | WH | 2019 | 2347.1788 | 10695.6994 | 4.5568
39045 | OH | WH | 2019 | 1699.6812 | 7946.9318 | 4.6755
39047 | OH | WH | 2019 | 2144.8358 | 7838.0698 | 3.6544
39053 | OH | CO | 2019 | 1294.9952 | 12192.553 | 9.4151
39005 | OH | WH | 2019 | 1173.5894 | 4218.4056 | 3.5944
39051 | OH | WH | 2019 | 5665.604 | 26752.8562 | 4.722
39065 | OH | SB | 2019 | 31120.3534 | 100316.4067 | 3.2235
39173 | OH | SB | 2019 | 39497.3536 | 139397.8934 | 3.5293
39175 | OH | SB | 2019 | 32900.9718 | 105514.571 | 3.207
39023 | OH | SB | 2019 | 26385.5272 | 78299.051 | 2.9675
39135 | OH | CO | 2019 | 31322.6964 | 353076.0128 | 11.2722
39137 | OH | CO | 2019 | 16592.126 | 176538.0064 | 10.6399
39139 | OH | CO | 2019 | 13354.638 | 136658.1978 | 10.233
39141 | OH | CO | 2019 | 19020.242 | 208289.4464 | 10.9509
39027 | OH | WH | 2019 | 1375.9324 | 5796.9058 | 4.2131
39145 | OH | CO | 2019 | 3642.174 | 36069.6358 | 9.9033
39147 | OH | CO | 2019 | 18615.556 | 195588.8704 | 10.5067
39003 | OH | WH | 2019 | 2954.2078 | 12709.6478 | 4.3022
39039 | OH | CO | 2019 | 2832.802 | 28449.2902 | 10.0428
39103 | OH | CO | 2019 | 4572.9518 | 49532.2464 | 10.8316
39998 | OH | WH | 2019 | 10562.3046 | 35927.208 | 3.4015
39099 | OH | SB | 2019 | 5867.947 | 18316.045 | 3.1214
39045 | OH | CO | 2019 | 25090.532 | 273062.384 | 10.8831
39039 | OH | WH | 2019 | 4815.7634 | 17853.3811 | 3.7073
39103 | OH | SB | 2019 | 7972.3142 | 23677.5024 | 2.97
39105 | OH | SB | 2019 | 1294.9952 | 4436.1298 | 3.4256
39107 | OH | SB | 2019 | 44636.8658 | 157414.5677 | 3.5266
39109 | OH | SB | 2019 | 33022.3776 | 96941.6822 | 2.9356
39113 | OH | SB | 2019 | 17684.7782 | 57669.6869 | 3.261
39115 | OH | SB | 2019 | 1052.1836 | 2993.7072 | 2.8452
39117 | OH | SB | 2019 | 23107.5706 | 61098.8424 | 2.6441
39171 | OH | SB | 2019 | 19951.0198 | 67140.6878 | 3.3653
39171 | OH | CO | 2019 | 6474.976 | 63502.88 | 9.8074
39069 | OH | SB | 2019 | 36826.426 | 141139.6867 | 3.8326
39019 | OH | SB | 2019 | 3965.9228 | 10995.0701 | 2.7724
39021 | OH | SB | 2019 | 35612.368 | 109569.6835 | 3.0767
39023 | OH | CO | 2019 | 23067.102 | 223530.1376 | 9.6904
39025 | OH | CO | 2019 | 5463.261 | 58422.6496 | 10.6937
39079 | OH | SB | 2019 | 1618.744 | 4871.5781 | 3.0095
39081 | OH | SB | 2019 | 404.686 | 1401.5993 | 3.4634
39027 | OH | CO | 2019 | 29339.735 | 341645.4944 | 11.6445
39127 | OH | WH | 2019 | 323.7488 | 881.7828 | 2.7237
39129 | OH | WH | 2019 | 2994.6764 | 14369.7946 | 4.7984
39143 | OH | CO | 2019 | 19829.614 | 224800.1952 | 11.3366
39133 | OH | WH | 2019 | 364.2174 | 1211.0906 | 3.3252
39135 | OH | WH | 2019 | 1497.3382 | 7048.8197 | 4.7076
39031 | OH | WH | 2019 | 323.7488 | 1300.9019 | 4.0182
39107 | OH | CO | 2019 | 29542.078 | 327674.8608 | 11.0918
39095 | OH | CO | 2019 | 4653.889 | 53342.4192 | 11.4619
39097 | OH | CO | 2019 | 33588.938 | 350535.8976 | 10.4361
39051 | OH | SB | 2019 | 26547.4016 | 90246.6643 | 3.3995
39053 | OH | SB | 2019 | 1497.3382 | 5225.3798 | 3.4898
39011 | OH | SB | 2019 | 39254.542 | 128702.1941 | 3.2787
39057 | OH | SB | 2019 | 25616.6238 | 87198.5261 | 3.404
39063 | OH | SB | 2019 | 45810.4552 | 147589.765 | 3.2217
39129 | OH | CO | 2019 | 36017.054 | 368316.704 | 10.2262
39007 | OH | SB | 2019 | 12140.58 | 37856.7883 | 3.1182
39071 | OH | SB | 2019 | 40590.0058 | 135261.1344 | 3.3324
39021 | OH | CO | 2019 | 32779.566 | 304813.824 | 9.2989
39133 | OH | CO | 2019 | 4856.232 | 44452.016 | 9.1536
39119 | OH | WH | 2019 | 121.4058 | 416.3975 | 3.4298
39123 | OH | WH | 2019 | 2751.8648 | 6695.0179 | 2.4329
39125 | OH | WH | 2019 | 7284.348 | 26916.1493 | 3.6951
39047 | OH | SB | 2019 | 44110.774 | 153930.9811 | 3.4896
39099 | OH | CO | 2019 | 4653.889 | 39371.7856 | 8.46
39998 | OH | CO | 2019 | 139616.67 | 1468491.3994 | 10.518
39097 | OH | SB | 2019 | 48886.0688 | 166831.1376 | 3.4127
39043 | OH | CO | 2019 | 8296.063 | 91444.1472 | 11.0226
39045 | OH | SB | 2019 | 26992.5562 | 97622.0702 | 3.6166
39165 | OH | WH | 2019 | 526.0918 | 1929.5804 | 3.6678
39005 | OH | SB | 2019 | 14447.2902 | 47763.2376 | 3.306
39175 | OH | CO | 2019 | 17603.841 | 180348.1792 | 10.2448
39013 | OH | CO | 2019 | 40.4686 | 254.0115 | 6.2768
39167 | OH | SB | 2019 | 2630.459 | 9933.6648 | 3.7764
39155 | OH | SB | 2019 | 11088.3964 | 35162.4518 | 3.1711
39157 | OH | SB | 2019 | 5260.918 | 18669.8467 | 3.5488
39161 | OH | CO | 2019 | 19424.928 | 220990.0224 | 11.3766
39131 | OH | CO | 2019 | 5463.261 | 50802.304 | 9.2989
39173 | OH | WH | 2019 | 9510.121 | 37040.3227 | 3.8948
39175 | OH | WH | 2019 | 3480.2996 | 12138.1219 | 3.4877
39161 | OH | WH | 2019 | 3804.0484 | 14805.2429 | 3.892
39019 | OH | CO | 2019 | 3844.517 | 24131.0944 | 6.2768
39149 | OH | CO | 2019 | 24685.846 | 246391.1744 | 9.9811
39041 | OH | SB | 2019 | 25576.1552 | 73155.3178 | 2.8603
39043 | OH | SB | 2019 | 13880.7298 | 48062.6083 | 3.4625
39157 | OH | CO | 2019 | 5867.947 | 56136.5459 | 9.5666
39109 | OH | WH | 2019 | 1537.8068 | 5824.1213 | 3.7873
39159 | OH | SB | 2019 | 38040.484 | 112998.839 | 2.9705
39161 | OH | SB | 2019 | 52649.6486 | 191814.985 | 3.6432
39165 | OH | CO | 2019 | 8822.1548 | 92714.2048 | 10.5092
39167 | OH | CO | 2019 | 3035.145 | 32335.6665 | 10.6537
39169 | OH | CO | 2019 | 17806.184 | 175013.9373 | 9.8288
39109 | OH | CO | 2019 | 25899.904 | 246391.1744 | 9.5132
39159 | OH | CO | 2019 | 18817.899 | 175267.9488 | 9.3139
39011 | OH | WH | 2019 | 3237.488 | 10641.2683 | 3.2869
39113 | OH | WH | 2019 | 242.8116 | 1279.1294 | 5.268
39171 | OH | WH | 2019 | 4046.86 | 16220.4499 | 4.0082
39117 | OH | WH | 2019 | 2387.6474 | 7402.6214 | 3.1004
39041 | OH | CO | 2019 | 12545.266 | 106684.8384 | 8.504
39019 | OH | WH | 2019 | 242.8116 | 604.1845 | 2.4883
39155 | OH | CO | 2019 | 6070.29 | 62232.8224 | 10.252
39011 | OH | CO | 2019 | 18615.556 | 187968.5248 | 10.0974
39015 | OH | WH | 2019 | 161.8744 | 764.7561 | 4.7244
39137 | OH | WH | 2019 | 9429.1838 | 30699.1066 | 3.2558
39119 | OH | CO | 2019 | 7284.348 | 82045.721 | 11.2633
39103 | OH | WH | 2019 | 404.686 | 1442.4226 | 3.5643
39017 | OH | WH | 2019 | 728.4348 | 2884.8451 | 3.9603
39147 | OH | WH | 2019 | 7284.348 | 25909.175 | 3.5568
39015 | OH | CO | 2019 | 8498.406 | 93984.2624 | 11.059
39157 | OH | WH | 2019 | 647.4976 | 2683.4503 | 4.1443
39165 | OH | SB | 2019 | 14083.0728 | 46810.6944 | 3.3239
39113 | OH | CO | 2019 | 13678.3868 | 143516.5088 | 10.4922
39121 | OH | CO | 2019 | 161.8744 | 1397.0634 | 8.6305
39001 | OH | SB | 2019 | 9752.9326 | 30590.2445 | 3.1365
39143 | OH | WH | 2019 | 3439.831 | 12818.5099 | 3.7265
39139 | OH | WH | 2019 | 1214.058 | 5007.6557 | 4.1247
39149 | OH | WH | 2019 | 3399.3624 | 13036.2341 | 3.8349
39033 | OH | WH | 2019 | 3237.488 | 13580.5445 | 4.1948
39151 | OH | CO | 2019 | 10117.15 | 97794.4352 | 9.6662
39037 | OH | WH | 2019 | 5058.575 | 12818.5099 | 2.534
39001 | OH | WH | 2019 | 283.2802 | 1202.926 | 4.2464
39155 | OH | WH | 2019 | 526.0918 | 2400.4089 | 4.5627
39159 | OH | WH | 2019 | 2630.459 | 8899.475 | 3.3832
39115 | OH | CO | 2019 | 1416.401 | 11430.5184 | 8.0701
39101 | OH | WH | 2019 | 1659.2126 | 5742.4747 | 3.461
39141 | OH | WH | 2019 | 2185.3044 | 9661.5096 | 4.4211
40093 | OK | WH | 2019 | 34398.31 | 100697.424 | 2.9274
40097 | OK | WH | 2019 | 728.4348 | 1850.6554 | 2.5406
40039 | OK | WH | 2019 | 37635.798 | 105732.2952 | 2.8094
40047 | OK | SG | 2019 | 4492.0146 | 16358.3419 | 3.6416
40073 | OK | WH | 2019 | 58679.47 | 177173.0352 | 3.0193
40003 | OK | SB | 2019 | 7162.9422 | 13907.1307 | 1.9415
40998 | OK | WH | 2019 | 52932.9288 | 147328.496 | 2.7833
40017 | OK | SB | 2019 | 971.2464 | 1496.8536 | 1.5412
40041 | OK | WH | 2019 | 323.7488 | 898.1122 | 2.7741
40037 | OK | SB | 2019 | 364.2174 | 625.957 | 1.7186
40087 | OK | WH | 2019 | 1011.715 | 2667.121 | 2.6362
40131 | OK | CO | 2019 | 364.2174 | 2057.4933 | 5.6491
40998 | OK | SG | 2019 | 49209.8176 | 151020.0091 | 3.0689
40075 | OK | WH | 2019 | 44515.46 | 90627.6816 | 2.0359
40043 | OK | WH | 2019 | 24281.16 | 67630.5672 | 2.7853
40145 | OK | CO | 2019 | 1416.401 | 6350.288 | 4.4834
40147 | OK | CO | 2019 | 283.2802 | 1460.5662 | 5.1559
40083 | OK | WH | 2019 | 13476.0438 | 32631.4085 | 2.4214
40139 | OK | SB | 2019 | 1537.8068 | 5143.7333 | 3.3449
40049 | OK | WH | 2019 | 1780.6184 | 5007.6557 | 2.8123
40047 | OK | WH | 2019 | 95101.21 | 295832.7024 | 3.1107
40035 | OK | SB | 2019 | 3601.7054 | 7457.0525 | 2.0704
40009 | OK | WH | 2019 | 7689.034 | 15785.0016 | 2.0529
40998 | OK | CO | 2019 | 91985.1278 | 929898.073 | 10.1092
40037 | OK | WH | 2019 | 364.2174 | 740.2621 | 2.0325
40071 | OK | CO | 2019 | 9712.464 | 45874.4805 | 4.7233
40125 | OK | SB | 2019 | 1456.8696 | 2612.6899 | 1.7934
40135 | OK | SB | 2019 | 3965.9228 | 9389.3544 | 2.3675
40093 | OK | CO | 2019 | 2023.43 | 22149.8045 | 10.9467
40145 | OK | SB | 2019 | 15863.6912 | 30944.0462 | 1.9506
40147 | OK | SB | 2019 | 4451.546 | 7184.8973 | 1.614
40055 | OK | WH | 2019 | 17401.498 | 39054.2712 | 2.2443
40053 | OK | SG | 2019 | 3075.6136 | 12497.3668 | 4.0634
40097 | OK | SB | 2019 | 1618.744 | 3211.4314 | 1.9839
40115 | OK | CO | 2019 | 3642.174 | 24639.1174 | 6.7649
40125 | OK | WH | 2019 | 1214.058 | 4381.6987 | 3.6091
40013 | OK | WH | 2019 | 1254.5266 | 2599.0822 | 2.0718
40131 | OK | WH | 2019 | 687.9662 | 1281.851 | 1.8632
40041 | OK | SB | 2019 | 1335.4638 | 3782.9573 | 2.8327
40047 | OK | SB | 2019 | 16308.8458 | 30699.1066 | 1.8824
40057 | OK | WH | 2019 | 7284.348 | 11974.8288 | 1.6439
40065 | OK | WH | 2019 | 36826.426 | 99744.8808 | 2.7085
40067 | OK | WH | 2019 | 1618.744 | 4136.759 | 2.5555
40007 | OK | WH | 2019 | 35612.368 | 120564.7536 | 3.3855
40071 | OK | WH | 2019 | 44920.146 | 106548.7608 | 2.372
40998 | OK | SB | 2019 | 20092.6599 | 45645.8701 | 2.2718
40033 | OK | WH | 2019 | 21043.672 | 41503.668 | 1.9723
40103 | OK | SG | 2019 | 1214.058 | 5867.6661 | 4.8331
40129 | OK | WH | 2019 | 4046.86 | 9933.6648 | 2.4547
40053 | OK | WH | 2019 | 81746.572 | 197584.6752 | 2.417
40101 | OK | SB | 2019 | 5989.3528 | 16383.743 | 2.7355
40103 | OK | SB | 2019 | 8457.9374 | 13526.1134 | 1.5992
40105 | OK | SB | 2019 | 2711.3962 | 5443.104 | 2.0075
40115 | OK | SB | 2019 | 9550.5896 | 23133.192 | 2.4222
40101 | OK | CO | 2019 | 1780.6184 | 14351.6509 | 8.0599
40103 | OK | CO | 2019 | 4856.232 | 16002.7258 | 3.2953
40087 | OK | CO | 2019 | 1780.6184 | 15139.0866 | 8.5022
40003 | OK | WH | 2019 | 85388.746 | 259363.9056 | 3.0374
40115 | OK | WH | 2019 | 3156.5508 | 7402.6214 | 2.3452
40117 | OK | WH | 2019 | 566.5604 | 1134.8872 | 2.0031
40119 | OK | WH | 2019 | 1133.1208 | 1720.0209 | 1.518
40051 | OK | WH | 2019 | 14568.696 | 25446.5112 | 1.7467
40025 | OK | WH | 2019 | 44920.146 | 127150.9094 | 2.8306
40097 | OK | SG | 2019 | 222.5773 | 650.2695 | 2.9215
40035 | OK | CO | 2019 | 1214.058 | 6350.288 | 5.2306
40039 | OK | CO | 2019 | 849.8406 | 7086.9214 | 8.3391
40027 | OK | WH | 2019 | 80.9372 | 258.5474 | 3.1944
40047 | OK | CO | 2019 | 8093.72 | 33529.5206 | 4.1427
40113 | OK | WH | 2019 | 890.3092 | 1828.8829 | 2.0542
40031 | OK | WH | 2019 | 10117.15 | 17826.1656 | 1.762
40035 | OK | WH | 2019 | 1214.058 | 2073.8226 | 1.7082
40109 | OK | WH | 2019 | 1821.087 | 5089.3022 | 2.7947
40139 | OK | WH | 2019 | 62726.33 | 181799.6736 | 2.8983
40019 | OK | WH | 2019 | 485.6232 | 821.9087 | 1.6925
40141 | OK | WH | 2019 | 29946.764 | 70488.1968 | 2.3538
40011 | OK | WH | 2019 | 53013.866 | 152679.0672 | 2.88
40149 | OK | WH | 2019 | 46538.89 | 108453.8472 | 2.3304
40033 | OK | SG | 2019 | 870.0749 | 2565.5164 | 2.9486
40053 | OK | CO | 2019 | 4249.203 | 14478.6566 | 3.4074
40063 | OK | CO | 2019 | 242.8116 | 2032.0922 | 8.369
40111 | OK | WH | 2019 | 768.9034 | 2136.4183 | 2.7785
40015 | OK | WH | 2019 | 28732.706 | 77292.0768 | 2.69
40051 | OK | CO | 2019 | 1052.1836 | 6985.3168 | 6.6389
40137 | OK | WH | 2019 | 1173.5894 | 1981.2899 | 1.6882
40051 | OK | SB | 2019 | 404.686 | 462.6638 | 1.1433
40053 | OK | SB | 2019 | 21933.9812 | 34427.6328 | 1.5696
40151 | OK | WH | 2019 | 47348.262 | 141792.8592 | 2.9947
40073 | OK | SB | 2019 | 182.1087 | 239.4966 | 1.3151
40153 | OK | WH | 2019 | 15378.068 | 39190.3488 | 2.5485
40087 | OK | SB | 2019 | 1335.4638 | 2313.3192 | 1.7322
40145 | OK | WH | 2019 | 2832.802 | 8845.044 | 3.1224
40003 | OK | SG | 2019 | 1578.2754 | 6070.8753 | 3.8465
40065 | OK | SG | 2019 | 971.2464 | 4241.9924 | 4.3676
40071 | OK | SG | 2019 | 2266.2416 | 10998.6988 | 4.8533
40141 | OK | SG | 2019 | 748.6691 | 1930.4876 | 2.5786
40079 | OK | SB | 2019 | 1578.2754 | 2286.1037 | 1.4485
40071 | OK | SB | 2019 | 40873.286 | 74570.5248 | 1.8244
40105 | OK | WH | 2019 | 161.8744 | 299.3707 | 1.8494
40101 | OK | WH | 2019 | 566.5604 | 2190.8494 | 3.8669
40139 | OK | SG | 2019 | 29906.2954 | 97413.4179 | 3.2573
40151 | OK | SG | 2019 | 1335.4638 | 4826.2189 | 3.6139
40103 | OK | WH | 2019 | 32779.566 | 72529.3608 | 2.2126
41067 | OR | WH | 2019 | 3884.9856 | 34699.788 | 8.9318
41059 | OR | WH | 2019 | 97124.64 | 534240.6576 | 5.5006
41065 | OR | WH | 2019 | 24281.16 | 81646.56 | 3.3625
41049 | OR | WH | 2019 | 54834.953 | 189692.1744 | 3.4593
41055 | OR | WH | 2019 | 46336.547 | 170913.4656 | 3.6885
41071 | OR | WH | 2019 | 930.7778 | 8055.7939 | 8.6549
41998 | OR | WH | 2019 | 5139.5122 | 33747.2448 | 6.5662
41061 | OR | WH | 2019 | 6474.976 | 42592.2888 | 6.578
41005 | OR | WH | 2019 | 202.343 | 1415.207 | 6.9941
41053 | OR | WH | 2019 | 445.1546 | 3510.8021 | 7.8867
41039 | OR | WH | 2019 | 364.2174 | 3184.2158 | 8.7426
41021 | OR | WH | 2019 | 40468.6 | 125735.7024 | 3.107
41047 | OR | WH | 2019 | 1902.0242 | 16111.5878 | 8.4708
41043 | OR | WH | 2019 | 364.2174 | 2694.3365 | 7.3976
42071 | PA | SB | 2019 | 13476.0438 | 60745.0406 | 4.5076
42031 | PA | CO | 2019 | 3399.3624 | 31141.8124 | 9.1611
42029 | PA | CO | 2019 | 10845.5848 | 133229.0422 | 12.2842
42015 | PA | CO | 2019 | 5989.3528 | 42572.3308 | 7.108
42133 | PA | CO | 2019 | 29542.078 | 329503.7437 | 11.1537
42079 | PA | CO | 2019 | 3601.7054 | 31472.0273 | 8.7381
42003 | PA | CO | 2019 | 141.6401 | 1049.0676 | 7.4066
42025 | PA | CO | 2019 | 951.0121 | 7823.5548 | 8.2266
42027 | PA | CO | 2019 | 10359.9616 | 100639.3642 | 9.7143
42077 | PA | SB | 2019 | 7243.8794 | 23595.8558 | 3.2574
42007 | PA | SB | 2019 | 1274.7609 | 3810.1728 | 2.9889
42075 | PA | SB | 2019 | 6636.8504 | 26126.8992 | 3.9366
42063 | PA | SB | 2019 | 7162.9422 | 20874.3038 | 2.9142
42017 | PA | CO | 2019 | 4370.6088 | 35256.799 | 8.0668
42127 | PA | CO | 2019 | 283.2802 | 2192.1194 | 7.7383
42129 | PA | CO | 2019 | 5018.1064 | 40997.4593 | 8.1699
42057 | PA | SB | 2019 | 1011.715 | 3102.5693 | 3.0666
42065 | PA | SB | 2019 | 2347.1788 | 5007.6557 | 2.1335
42067 | PA | SB | 2019 | 4046.86 | 13471.6824 | 3.3289
42111 | PA | SB | 2019 | 4330.1402 | 14070.4238 | 3.2494
42109 | PA | CO | 2019 | 7689.034 | 75009.6019 | 9.7554
42109 | PA | SB | 2019 | 4046.86 | 14152.0704 | 3.497
42011 | PA | SB | 2019 | 12383.3916 | 47599.9445 | 3.8439
42037 | PA | CO | 2019 | 7082.005 | 59032.2772 | 8.3355
42125 | PA | CO | 2019 | 1294.9952 | 10676.1042 | 8.2441
42001 | PA | SB | 2019 | 9874.3384 | 29746.5634 | 3.0125
42079 | PA | SB | 2019 | 1396.1667 | 4898.7936 | 3.5087
42001 | PA | CO | 2019 | 10400.4302 | 98048.4467 | 9.4273
42071 | PA | CO | 2019 | 25090.532 | 313501.018 | 12.4948
42119 | PA | SB | 2019 | 3613.846 | 13444.4669 | 3.7203
42125 | PA | SB | 2019 | 878.1686 | 2830.4141 | 3.2231
42129 | PA | SB | 2019 | 4026.6257 | 13199.5272 | 3.2781
42061 | PA | SB | 2019 | 1966.774 | 7212.1128 | 3.667
42011 | PA | CO | 2019 | 16996.812 | 174912.3327 | 10.2909
42111 | PA | CO | 2019 | 8538.8746 | 81004.2737 | 9.4865
42113 | PA | CO | 2019 | 687.9662 | 6020.073 | 8.7505
42035 | PA | CO | 2019 | 2468.5846 | 20828.9446 | 8.4376
42059 | PA | CO | 2019 | 182.1087 | 1356.4215 | 7.4484
42065 | PA | CO | 2019 | 3804.0484 | 28627.0983 | 7.5254
42067 | PA | CO | 2019 | 6839.1934 | 58016.2312 | 8.4829
42069 | PA | CO | 2019 | 141.6401 | 914.4415 | 6.4561
42007 | PA | CO | 2019 | 1294.9952 | 11074.9023 | 8.5521
42121 | PA | SB | 2019 | 1497.3382 | 3483.5866 | 2.3265
42077 | PA | CO | 2019 | 8700.749 | 91596.5541 | 10.5274
42081 | PA | CO | 2019 | 8377.0002 | 65712.7802 | 7.8444
42107 | PA | CO | 2019 | 8781.6862 | 77625.9205 | 8.8395
42093 | PA | SB | 2019 | 3476.2527 | 10777.3459 | 3.1003
42095 | PA | SB | 2019 | 6272.633 | 21336.9677 | 3.4016
42099 | PA | SB | 2019 | 4856.232 | 16492.6051 | 3.3962
42117 | PA | CO | 2019 | 2739.7242 | 22403.8161 | 8.1774
42119 | PA | CO | 2019 | 4653.889 | 46992.1312 | 10.0974
42121 | PA | CO | 2019 | 1970.8208 | 15367.697 | 7.7976
42049 | PA | SB | 2019 | 6151.2272 | 16737.5448 | 2.721
42005 | PA | SB | 2019 | 3379.1281 | 10205.82 | 3.0203
42061 | PA | CO | 2019 | 6394.0388 | 56161.9471 | 8.7835
42075 | PA | CO | 2019 | 12342.923 | 139655.5337 | 11.3146
42013 | PA | SB | 2019 | 2100.3203 | 7701.9922 | 3.6671
42087 | PA | CO | 2019 | 5867.947 | 57177.9932 | 9.7441
42055 | PA | SB | 2019 | 9064.9664 | 29311.115 | 3.2334
42998 | PA | SB | 2019 | 33762.953 | 101894.9069 | 3.018
42051 | PA | SB | 2019 | 2063.8986 | 5470.3195 | 2.6505
42095 | PA | CO | 2019 | 8903.092 | 91494.9495 | 10.2768
42133 | PA | SB | 2019 | 19182.1164 | 67630.5672 | 3.5257
42085 | PA | SB | 2019 | 8255.5944 | 23731.9334 | 2.8746
42085 | PA | CO | 2019 | 9955.2756 | 81791.7094 | 8.2159
42043 | PA | SB | 2019 | 5908.4156 | 17635.657 | 2.9848
42055 | PA | CO | 2019 | 15782.754 | 153778.5742 | 9.7435
42093 | PA | CO | 2019 | 2873.2706 | 22276.8103 | 7.7531
42099 | PA | CO | 2019 | 6313.1016 | 51691.3443 | 8.1879
42998 | PA | CO | 2019 | 58610.6734 | 501868.3409 | 8.5627
42009 | PA | SB | 2019 | 2549.5218 | 9960.8803 | 3.907
42041 | PA | CO | 2019 | 11250.2708 | 119233.0075 | 10.5982
42097 | PA | CO | 2019 | 13435.5752 | 137496.4358 | 10.2338
42027 | PA | SB | 2019 | 5463.261 | 18996.433 | 3.4771
42043 | PA | CO | 2019 | 7122.4736 | 59235.4865 | 8.3167
42031 | PA | SB | 2019 | 1962.7271 | 5579.1816 | 2.8426
42039 | PA | SB | 2019 | 8619.8118 | 21418.6142 | 2.4848
42087 | PA | SB | 2019 | 2626.4121 | 10260.251 | 3.9066
42029 | PA | SB | 2019 | 6636.8504 | 26208.5458 | 3.9489
42041 | PA | SB | 2019 | 8903.092 | 31080.1238 | 3.4909
42051 | PA | CO | 2019 | 3197.0194 | 26366.3958 | 8.2472
42017 | PA | SB | 2019 | 3965.9228 | 10804.5614 | 2.7243
42049 | PA | CO | 2019 | 6596.3818 | 60048.3233 | 9.1032
42005 | PA | CO | 2019 | 5301.3866 | 40006.8144 | 7.5465
42053 | PA | CO | 2019 | 174.015 | 1447.8657 | 8.3204
42021 | PA | SB | 2019 | 3435.7841 | 10423.5442 | 3.0338
45037 | SC | SB | 2019 | 364.2174 | 489.8794 | 1.345
45041 | SC | SB | 2019 | 14973.382 | 22997.1144 | 1.5359
45041 | SC | CO | 2019 | 7648.5654 | 42521.5284 | 5.5594
45035 | SC | SB | 2019 | 1375.9324 | 1823.4398 | 1.3252
45025 | SC | SB | 2019 | 6029.8214 | 10804.5614 | 1.7919
45049 | SC | SB | 2019 | 687.9662 | 1143.0518 | 1.6615
45998 | SC | CO | 2019 | 21958.2624 | 119146.6436 | 5.4261
45027 | SC | SB | 2019 | 10359.9616 | 18452.1226 | 1.7811
45035 | SC | CO | 2019 | 3035.145 | 15545.505 | 5.1218
45003 | SC | SB | 2019 | 647.4976 | 830.0734 | 1.282
45005 | SC | SB | 2019 | 2428.116 | 3238.6469 | 1.3338
45031 | SC | SB | 2019 | 10198.0872 | 14750.8118 | 1.4464
45017 | SC | SB | 2019 | 526.0918 | 734.819 | 1.3968
45081 | SC | CO | 2019 | 141.6401 | 584.2265 | 4.1247
45085 | SC | CO | 2019 | 11614.4882 | 95254.32 | 8.2013
45089 | SC | CO | 2019 | 8579.3432 | 42826.3423 | 4.9918
45033 | SC | SB | 2019 | 12464.3288 | 28821.2357 | 2.3123
45009 | SC | CO | 2019 | 2913.7392 | 24156.4956 | 8.2905
45033 | SC | CO | 2019 | 9591.0582 | 52936.0008 | 5.5193
45075 | SC | CO | 2019 | 13921.1984 | 97134.0052 | 6.9774
45061 | SC | CO | 2019 | 12221.5172 | 111384.0515 | 9.1138
45029 | SC | CO | 2019 | 2023.43 | 8788.7986 | 4.3435
45003 | SC | CO | 2019 | 2063.8986 | 20193.9158 | 9.7844
45031 | SC | CO | 2019 | 9226.8408 | 51488.1351 | 5.5803
45073 | SC | CO | 2019 | 117.3589 | 838.238 | 7.1425
45019 | SC | CO | 2019 | 485.6232 | 2921.1325 | 6.0152
45063 | SC | CO | 2019 | 1821.087 | 16815.5626 | 9.2338
45015 | SC | SB | 2019 | 323.7488 | 517.0949 | 1.5972
45071 | SC | CO | 2019 | 343.9831 | 1783.1609 | 5.1839
45027 | SC | CO | 2019 | 14244.9472 | 107751.6868 | 7.5642
45051 | SC | SB | 2019 | 12585.7346 | 21391.3987 | 1.6997
45011 | SC | SB | 2019 | 607.029 | 1224.6984 | 2.0175
45007 | SC | CO | 2019 | 303.5145 | 1351.3413 | 4.4523
45061 | SC | SB | 2019 | 6717.7876 | 12301.415 | 1.8312
45063 | SC | SB | 2019 | 485.6232 | 326.5862 | 0.67251
45085 | SC | SB | 2019 | 8336.5316 | 17417.9328 | 2.0894
45067 | SC | CO | 2019 | 4289.6716 | 32234.0619 | 7.5143
45009 | SC | SB | 2019 | 1294.9952 | 2340.5347 | 1.8074
45998 | SC | SB | 2019 | 28125.677 | 50471.1818 | 1.7945
45051 | SC | CO | 2019 | 7486.691 | 46026.8874 | 6.1478
45079 | SC | SB | 2019 | 283.2802 | 462.6638 | 1.6332
45049 | SC | CO | 2019 | 2792.3334 | 20676.5377 | 7.4048
45075 | SC | SB | 2019 | 5139.5122 | 7538.699 | 1.4668
45007 | SC | SB | 2019 | 1294.9952 | 816.4656 | 0.63048
45005 | SC | CO | 2019 | 3318.4252 | 17552.196 | 5.2893
45071 | SC | SB | 2019 | 1578.2754 | 3538.0176 | 2.2417
45073 | SC | SB | 2019 | 647.4976 | 462.6638 | 0.71454
45011 | SC | CO | 2019 | 1497.3382 | 12471.9656 | 8.3294
46097 | SD | WH | 2019 | 3031.0981 | 9988.0958 | 3.2952
46091 | SD | WH | 2019 | 1841.3213 | 5824.1213 | 3.163
46051 | SD | SB | 2019 | 36421.74 | 100125.8981 | 2.7491
46998 | SD | WH | 2019 | 232763.2466 | 779128.6281 | 3.3473
46059 | SD | SB | 2019 | 44110.774 | 131995.272 | 2.9924
46083 | SD | CO | 2019 | 35855.1796 | 366132.2049 | 10.2114
46998 | SD | SG | 2019 | 28275.4108 | 154921.626 | 5.479
46089 | SD | WH | 2019 | 10481.3674 | 37965.6504 | 3.6222
46085 | SD | CO | 2019 | 17320.5608 | 141433.6143 | 8.1656
46037 | SD | WH | 2019 | 9186.3722 | 30644.6755 | 3.3359
46089 | SD | CO | 2019 | 28247.0828 | 258888.5412 | 9.1651
46085 | SD | WH | 2019 | 25252.4064 | 107120.2867 | 4.242
46065 | SD | SB | 2019 | 7972.3142 | 25119.925 | 3.1509
46123 | SD | SG | 2019 | 3929.5011 | 21209.9619 | 5.3976
46039 | SD | WH | 2019 | 2185.3044 | 7729.2077 | 3.5369
46087 | SD | CO | 2019 | 14164.01 | 114152.7771 | 8.0594
46009 | SD | CO | 2019 | 17239.6236 | 172524.6244 | 10.0074
46115 | SD | CO | 2019 | 75838.1564 | 722764.379 | 9.5304
46071 | SD | WH | 2019 | 12383.3916 | 31951.0205 | 2.5802
46998 | SD | SB | 2019 | 642155.7448 | 1822759.452 | 2.8385
46073 | SD | CO | 2019 | 14366.353 | 127640.7888 | 8.8847
46045 | SD | SB | 2019 | 59893.528 | 138635.8589 | 2.3147
46079 | SD | CO | 2019 | 27720.991 | 251420.6025 | 9.0697
46035 | SD | WH | 2019 | 2577.8498 | 8409.5957 | 3.2623
46003 | SD | CO | 2019 | 23431.3194 | 195614.2716 | 8.3484
46045 | SD | WH | 2019 | 9833.8698 | 34019.4 | 3.4594
46039 | SD | CO | 2019 | 25818.9668 | 231785.512 | 8.9773
46998 | SD | CO | 2019 | 742882.0902 | 6604020.1073 | 8.8897
46057 | SD | WH | 2019 | 951.0121 | 3456.371 | 3.6344
46059 | SD | WH | 2019 | 4613.4204 | 15458.4154 | 3.3507
46039 | SD | SB | 2019 | 26911.619 | 71141.3693 | 2.6435
46109 | SD | WH | 2019 | 4613.4204 | 13852.6997 | 3.0027
46043 | SD | CO | 2019 | 11452.6138 | 106329.2223 | 9.2843
46045 | SD | CO | 2019 | 56210.8854 | 467228.7899 | 8.3121
46087 | SD | SB | 2019 | 22500.5416 | 70379.3347 | 3.1279
46089 | SD | SB | 2019 | 29542.078 | 73128.1022 | 2.4754
46065 | SD | WH | 2019 | 34560.1844 | 126878.7542 | 3.6712
46003 | SD | WH | 2019 | 4532.4832 | 16057.1568 | 3.5427
46107 | SD | WH | 2019 | 29015.9862 | 97104.9754 | 3.3466
46115 | SD | SB | 2019 | 91256.693 | 256070.8277 | 2.806
46051 | SD | CO | 2019 | 33629.4066 | 306515.7012 | 9.1145
46003 | SD | SB | 2019 | 15985.097 | 47844.8842 | 2.9931
46023 | SD | CO | 2019 | 31322.6964 | 290335.1674 | 9.2692
46079 | SD | SB | 2019 | 29582.5466 | 83469.9998 | 2.8216
46023 | SD | SG | 2019 | 428.9672 | 3302.1498 | 7.6979
46125 | SD | SB | 2019 | 24969.1262 | 80857.3099 | 3.2383
46027 | SD | SB | 2019 | 23471.788 | 80449.0771 | 3.4275
46015 | SD | CO | 2019 | 25899.904 | 238237.4046 | 9.1984
46083 | SD | SB | 2019 | 31605.9766 | 104507.5968 | 3.3066
46059 | SD | CO | 2019 | 41925.4696 | 371491.848 | 8.8608
46017 | SD | CO | 2019 | 9591.0582 | 79810.4196 | 8.3213
46135 | SD | SB | 2019 | 18494.1502 | 64119.7651 | 3.467
46015 | SD | SB | 2019 | 18251.3386 | 58159.5662 | 3.1866
46049 | SD | WH | 2019 | 4572.9518 | 12954.5875 | 2.8329
46021 | SD | WH | 2019 | 10076.6814 | 31406.7101 | 3.1168
46021 | SD | SB | 2019 | 23876.474 | 69045.7742 | 2.8918
46023 | SD | SB | 2019 | 27397.2422 | 86354.845 | 3.152
46073 | SD | SB | 2019 | 9105.435 | 28440.2184 | 3.1234
46099 | SD | CO | 2019 | 45284.3634 | 454782.2254 | 10.0428
46137 | SD | CO | 2019 | 7041.5364 | 42775.54 | 6.0747
46023 | SD | WH | 2019 | 7972.3142 | 31570.0032 | 3.96
46123 | SD | CO | 2019 | 28287.5514 | 210042.1259 | 7.4252
46125 | SD | CO | 2019 | 29056.4548 | 291681.4284 | 10.0384
46115 | SD | WH | 2019 | 7895.4239 | 26616.7786 | 3.3712
46025 | SD | SB | 2019 | 48157.634 | 133709.8498 | 2.7765
46013 | SD | SB | 2019 | 93077.78 | 265487.3976 | 2.8523
46013 | SD | WH | 2019 | 5139.5122 | 15893.8637 | 3.0925
46127 | SD | CO | 2019 | 34560.1844 | 385005.2609 | 11.1401
46135 | SD | WH | 2019 | 129.4995 | 397.3466 | 3.0683
46129 | SD | WH | 2019 | 10886.0534 | 32059.8826 | 2.945
46125 | SD | WH | 2019 | 331.8425 | 1396.1562 | 4.2073
46135 | SD | CO | 2019 | 24240.6914 | 256780.2456 | 10.5929
46005 | SD | WH | 2019 | 3731.2049 | 14533.0877 | 3.895
46015 | SD | WH | 2019 | 8579.3432 | 30318.0893 | 3.5338
46013 | SD | CO | 2019 | 111895.679 | 1145033.1299 | 10.233
47147 | TN | CO | 2019 | 15904.1598 | 187714.5133 | 11.8029
47149 | TN | CO | 2019 | 2751.8648 | 34799.5782 | 12.6458
47125 | TN | CO | 2019 | 7810.4398 | 92180.7806 | 11.8023
47133 | TN | CO | 2019 | 477.5295 | 5156.4339 | 10.7981
47119 | TN | SB | 2019 | 5301.3866 | 15567.2774 | 2.9365
47121 | TN | SB | 2019 | 829.6063 | 2237.1157 | 2.6966
47123 | TN | SB | 2019 | 2670.9276 | 5987.4144 | 2.2417
47117 | TN | SB | 2019 | 3035.145 | 8790.613 | 2.8963
47117 | TN | CO | 2019 | 1780.6184 | 17272.7834 | 9.7004
47033 | TN | CO | 2019 | 9307.778 | 102265.038 | 10.9871
47109 | TN | SB | 2019 | 7567.6282 | 21908.4936 | 2.895
47115 | TN | SB | 2019 | 1699.6812 | 5443.104 | 3.2024
47081 | TN | CO | 2019 | 1578.2754 | 17780.8064 | 11.266
47119 | TN | CO | 2019 | 4127.7972 | 47677.9623 | 11.5505
47087 | TN | CO | 2019 | 222.5773 | 1955.8887 | 8.7875
47125 | TN | SB | 2019 | 7486.691 | 23405.3472 | 3.1263
47103 | TN | WH | 2019 | 951.0121 | 3510.8021 | 3.6916
47079 | TN | CO | 2019 | 17603.841 | 201608.9434 | 11.4526
47085 | TN | CO | 2019 | 2630.459 | 26747.4131 | 10.1683
47095 | TN | WH | 2019 | 2691.1619 | 11022.2856 | 4.0957
47071 | TN | CO | 2019 | 3116.0822 | 31091.01 | 9.9776
47073 | TN | CO | 2019 | 364.2174 | 2971.9348 | 8.1598
47131 | TN | CO | 2019 | 34600.653 | 402760.6661 | 11.6403
47103 | TN | SB | 2019 | 7324.8166 | 23514.2093 | 3.2102
47107 | TN | SB | 2019 | 2711.3962 | 7212.1128 | 2.6599
47123 | TN | CO | 2019 | 1173.5894 | 11913.1403 | 10.151
47075 | TN | CO | 2019 | 11938.237 | 147987.1116 | 12.3961
47113 | TN | SB | 2019 | 15944.6284 | 53043.0485 | 3.3267
47077 | TN | CO | 2019 | 3682.6426 | 40794.2501 | 11.0774
47025 | TN | CO | 2019 | 230.671 | 1780.6208 | 7.7193
47115 | TN | CO | 2019 | 760.8097 | 8560.1882 | 11.2514
47009 | TN | WH | 2019 | 198.2961 | 645.0078 | 3.2528
47031 | TN | CO | 2019 | 8296.063 | 96346.5695 | 11.6135
47009 | TN | CO | 2019 | 526.0918 | 5004.0269 | 9.5117
47081 | TN | SB | 2019 | 2387.6474 | 6395.6472 | 2.6786
47998 | TN | CO | 2019 | 31007.0413 | 316688.8626 | 10.2134
47103 | TN | CO | 2019 | 7041.5364 | 81309.0876 | 11.5471
47107 | TN | CO | 2019 | 991.4807 | 11201.908 | 11.2982
47015 | TN | CO | 2019 | 2670.9276 | 29414.534 | 11.0129
47021 | TN | CO | 2019 | 772.9503 | 8052.1652 | 10.4174
47153 | TN | CO | 2019 | 445.1546 | 4010.8419 | 9.01
47179 | TN | CO | 2019 | 526.0918 | 5435.8465 | 10.3325
47181 | TN | CO | 2019 | 1942.4928 | 17628.3995 | 9.0751
47183 | TN | CO | 2019 | 32374.88 | 352567.9898 | 10.8902
47121 | TN | CO | 2019 | 271.1396 | 2565.5164 | 9.462
47075 | TN | WH | 2019 | 3723.1112 | 16492.6051 | 4.4298
47079 | TN | WH | 2019 | 2472.6315 | 11022.2856 | 4.4577
47079 | TN | SB | 2019 | 17239.6236 | 56744.3592 | 3.2915
47003 | TN | CO | 2019 | 2792.3334 | 29439.9352 | 10.5431
47089 | TN | SB | 2019 | 1120.9802 | 3429.1555 | 3.0591
47009 | TN | SB | 2019 | 1740.1498 | 4272.8366 | 2.4554
47099 | TN | WH | 2019 | 2840.8957 | 13798.2686 | 4.857
47131 | TN | SB | 2019 | 39011.7304 | 133301.617 | 3.417
47159 | TN | CO | 2019 | 1173.5894 | 12192.553 | 10.3891
47161 | TN | CO | 2019 | 1699.6812 | 17501.3937 | 10.2969
47117 | TN | WH | 2019 | 586.7947 | 1973.1252 | 3.3625
47163 | TN | CO | 2019 | 263.0459 | 2377.5478 | 9.0385
47165 | TN | CO | 2019 | 5058.575 | 56847.7782 | 11.2379
47109 | TN | CO | 2019 | 4087.3286 | 37466.6992 | 9.1665
47011 | TN | CO | 2019 | 558.4667 | 5486.6488 | 9.8245
47111 | TN | CO | 2019 | 2266.2416 | 24258.1002 | 10.7041
47113 | TN | CO | 2019 | 9307.778 | 112755.7137 | 12.1141
47059 | TN | CO | 2019 | 1254.5266 | 11532.123 | 9.1924
47177 | TN | CO | 2019 | 4451.546 | 50446.6879 | 11.3324
47185 | TN | CO | 2019 | 1201.9174 | 13157.7967 | 10.9473
47007 | TN | WH | 2019 | 165.9213 | 748.4268 | 4.5107
47165 | TN | WH | 2019 | 2193.3981 | 9416.5699 | 4.2931
47167 | TN | WH | 2019 | 1821.087 | 6477.2938 | 3.5568
47017 | TN | WH | 2019 | 2954.2078 | 15376.7688 | 5.205
47183 | TN | WH | 2019 | 8700.749 | 36604.8744 | 4.2071
47005 | TN | CO | 2019 | 2751.8648 | 30227.3709 | 10.9843
47051 | TN | CO | 2019 | 8903.092 | 93908.0589 | 10.5478
47053 | TN | CO | 2019 | 32172.537 | 355412.9188 | 11.0471
47055 | TN | CO | 2019 | 5908.4156 | 73612.5385 | 12.4589
47057 | TN | CO | 2019 | 145.687 | 1244.6564 | 8.5434
47053 | TN | WH | 2019 | 14973.382 | 69916.6709 | 4.6694
47147 | TN | WH | 2019 | 13354.638 | 62432.4029 | 4.675
47007 | TN | CO | 2019 | 1408.3073 | 13742.0232 | 9.7578
47071 | TN | SB | 2019 | 10886.0534 | 30889.6152 | 2.8375
47075 | TN | SB | 2019 | 27154.4306 | 87715.621 | 3.2303
47039 | TN | CO | 2019 | 1133.1208 | 13640.4186 | 12.0379
47043 | TN | CO | 2019 | 724.3879 | 7798.1537 | 10.7652
47113 | TN | WH | 2019 | 2266.2416 | 11675.4581 | 5.1519
47049 | TN | CO | 2019 | 339.9362 | 3020.197 | 8.8846
47119 | TN | WH | 2019 | 437.0609 | 1741.7933 | 3.9852
47167 | TN | CO | 2019 | 14083.0728 | 152457.7143 | 10.8256
47017 | TN | CO | 2019 | 14366.353 | 159646.2403 | 11.1125
47015 | TN | WH | 2019 | 133.5464 | 568.8044 | 4.2592
47181 | TN | SB | 2019 | 1881.7899 | 5388.673 | 2.8636
47183 | TN | SB | 2019 | 32617.6916 | 112917.1925 | 3.4618
47185 | TN | SB | 2019 | 1497.3382 | 5170.9488 | 3.4534
47045 | TN | CO | 2019 | 17603.841 | 198306.7937 | 11.265
47189 | TN | SB | 2019 | 1210.0111 | 3238.6469 | 2.6765
47047 | TN | CO | 2019 | 8579.3432 | 88573.817 | 10.3241
47023 | TN | SB | 2019 | 5058.575 | 16547.0362 | 3.2711
47097 | TN | CO | 2019 | 8053.2514 | 88954.8343 | 11.0458
47167 | TN | SB | 2019 | 25778.4982 | 78979.439 | 3.0638
47147 | TN | SB | 2019 | 21003.2034 | 60472.8854 | 2.8792
47017 | TN | SB | 2019 | 11250.2708 | 37040.3227 | 3.2924
47051 | TN | WH | 2019 | 1315.2295 | 6123.492 | 4.6558
47003 | TN | WH | 2019 | 1153.3551 | 5361.4574 | 4.6486
47099 | TN | CO | 2019 | 11047.9278 | 124110.0287 | 11.2338
47033 | TN | WH | 2019 | 2104.3672 | 10124.1734 | 4.811
47073 | TN | SB | 2019 | 202.343 | 601.463 | 2.9725
47077 | TN | SB | 2019 | 12423.8602 | 36305.5037 | 2.9222
47165 | TN | SB | 2019 | 6070.29 | 19867.3296 | 3.2729
47041 | TN | SB | 2019 | 2873.2706 | 8845.044 | 3.0784
47031 | TN | WH | 2019 | 522.0449 | 2449.3968 | 4.6919
47177 | TN | SB | 2019 | 7122.4736 | 23160.4075 | 3.2517
47003 | TN | SB | 2019 | 6272.633 | 17036.9155 | 2.7161
47123 | TN | WH | 2019 | 275.1865 | 1159.3812 | 4.2131
47125 | TN | WH | 2019 | 2913.7392 | 15104.6136 | 5.1839
47998 | TN | SB | 2019 | 71544.4379 | 212324.6008 | 2.9677
47063 | TN | SB | 2019 | 1315.2295 | 3293.0779 | 2.5038
47047 | TN | SB | 2019 | 16106.5028 | 51927.2122 | 3.224
47049 | TN | SB | 2019 | 485.6232 | 1363.4976 | 2.8077
47015 | TN | SB | 2019 | 4046.86 | 12246.984 | 3.0263
47998 | TN | WH | 2019 | 13322.2631 | 57011.0713 | 4.2794
47131 | TN | WH | 2019 | 4937.1692 | 21282.5366 | 4.3107
47045 | TN | SB | 2019 | 47105.4504 | 148651.1702 | 3.1557
47051 | TN | SB | 2019 | 10481.3674 | 37421.34 | 3.5703
47053 | TN | SB | 2019 | 40063.914 | 129028.7803 | 3.2206
47055 | TN | SB | 2019 | 5301.3866 | 16438.1741 | 3.1007
47039 | TN | SB | 2019 | 4330.1402 | 12954.5875 | 2.9917
47031 | TN | SB | 2019 | 12828.5462 | 46973.9875 | 3.6617
47159 | TN | SB | 2019 | 2630.459 | 8572.8888 | 3.2591
47099 | TN | SB | 2019 | 10359.9616 | 31188.9859 | 3.0105
47097 | TN | SB | 2019 | 23997.8798 | 71522.3866 | 2.9804
47033 | TN | SB | 2019 | 14447.2902 | 53070.264 | 3.6734
48177 | TX | CO | 2019 | 2063.8986 | 15240.6912 | 7.3844
48155 | TX | WH | 2019 | 19060.7106 | 39571.3661 | 2.0761
48151 | TX | WH | 2019 | 5301.3866 | 9566.2553 | 1.8045
48179 | TX | CO | 2019 | 3844.517 | 34037.5437 | 8.8535
48153 | TX | WH | 2019 | 25090.532 | 40605.5558 | 1.6184
48139 | TX | CO | 2019 | 19829.614 | 100842.5734 | 5.0855
48149 | TX | CO | 2019 | 3318.4252 | 22734.031 | 6.8508
48181 | TX | CO | 2019 | 6070.29 | 40641.8432 | 6.6952
48015 | TX | CO | 2019 | 1659.2126 | 13259.4013 | 7.9914
48139 | TX | WH | 2019 | 4046.86 | 12383.0616 | 3.0599
48217 | TX | SG | 2019 | 2023.43 | 8737.9963 | 4.3184
48147 | TX | WH | 2019 | 3277.9566 | 10224.8709 | 3.1193
48147 | TX | CO | 2019 | 6879.662 | 38355.7395 | 5.5752
48153 | TX | CO | 2019 | 12545.266 | 102874.6656 | 8.2003
48125 | TX | WH | 2019 | 890.3092 | 1524.0691 | 1.7118
48057 | TX | SG | 2019 | 2630.459 | 11989.3437 | 4.5579
48145 | TX | WH | 2019 | 4532.4832 | 17058.6879 | 3.7637
48107 | TX | WH | 2019 | 2063.8986 | 2993.7072 | 1.4505
48111 | TX | WH | 2019 | 16794.469 | 51437.3328 | 3.0628
48163 | TX | WH | 2019 | 1335.4638 | 4517.7763 | 3.3829
48165 | TX | WH | 2019 | 647.4976 | 1341.7251 | 2.0722
48321 | TX | SB | 2019 | 453.2483 | 966.151 | 2.1316
48453 | TX | CO | 2019 | 6232.1644 | 29846.3536 | 4.7891
48409 | TX | SG | 2019 | 30756.136 | 176665.0122 | 5.7441
48219 | TX | SG | 2019 | 3965.9228 | 8890.4032 | 2.2417
48195 | TX | CO | 2019 | 29946.764 | 342915.552 | 11.4508
48011 | TX | WH | 2019 | 16794.469 | 39190.3488 | 2.3335
48115 | TX | WH | 2019 | 2306.7102 | 6422.8627 | 2.7844
48117 | TX | CO | 2019 | 15378.068 | 163837.4304 | 10.654
48179 | TX | SG | 2019 | 5099.0436 | 17679.2018 | 3.4672
48181 | TX | SG | 2019 | 2023.43 | 7823.5548 | 3.8665
48187 | TX | SG | 2019 | 5422.7924 | 23343.6587 | 4.3047
48491 | TX | SG | 2019 | 2954.2078 | 9906.4493 | 3.3533
48451 | TX | CO | 2019 | 2751.8648 | 20828.9446 | 7.569
48187 | TX | CO | 2019 | 9307.778 | 55882.5344 | 6.0039
48171 | TX | WH | 2019 | 809.372 | 1605.7157 | 1.9839
48117 | TX | WH | 2019 | 46943.576 | 127912.944 | 2.7248
48119 | TX | WH | 2019 | 1618.744 | 4626.6384 | 2.8582
48121 | TX | WH | 2019 | 6879.662 | 16465.3896 | 2.3933
48381 | TX | CO | 2019 | 1052.1836 | 11684.5299 | 11.105
48481 | TX | SG | 2019 | 5584.6668 | 31192.6147 | 5.5854
48381 | TX | SG | 2019 | 4734.8262 | 13589.6163 | 2.8701
48139 | TX | SG | 2019 | 2509.0532 | 6782.1076 | 2.7031
48413 | TX | SG | 2019 | 404.686 | 721.3927 | 1.7826
48061 | TX | SG | 2019 | 20719.9232 | 68583.1104 | 3.31
48481 | TX | SB | 2019 | 3358.8938 | 6667.8024 | 1.9851
48205 | TX | CO | 2019 | 36421.74 | 488972.176 | 13.4253
48209 | TX | CO | 2019 | 1618.744 | 10668.4838 | 6.5906
48085 | TX | CO | 2019 | 4653.889 | 26417.1981 | 5.6764
48089 | TX | CO | 2019 | 3520.7682 | 31624.4342 | 8.9823
48489 | TX | SG | 2019 | 29946.764 | 101604.608 | 3.3928
48998 | TX | CO | 2019 | 210877.8277 | 1778614.0642 | 8.4343
48375 | TX | WH | 2019 | 3197.0194 | 8164.656 | 2.5538
48381 | TX | WH | 2019 | 22257.73 | 50484.7896 | 2.2682
48293 | TX | CO | 2019 | 4653.889 | 30227.3709 | 6.4951
48399 | TX | WH | 2019 | 15216.1936 | 39489.7195 | 2.5952
48017 | TX | WH | 2019 | 2711.3962 | 6613.3714 | 2.4391
48101 | TX | WH | 2019 | 2063.8986 | 2639.9054 | 1.2791
48157 | TX | SG | 2019 | 5058.575 | 27712.6568 | 5.4784
48171 | TX | SG | 2019 | 141.6401 | 558.8253 | 3.9454
48173 | TX | SG | 2019 | 809.372 | 1625.6737 | 2.0086
48469 | TX | SG | 2019 | 3035.145 | 15520.1039 | 5.1135
48239 | TX | CO | 2019 | 20234.3 | 140468.3706 | 6.9421
48025 | TX | CO | 2019 | 6070.29 | 33275.5091 | 5.4817
48251 | TX | CO | 2019 | 6879.662 | 34545.5667 | 5.0214
48027 | TX | CO | 2019 | 27923.334 | 185428.4096 | 6.6406
48277 | TX | CO | 2019 | 9307.778 | 61851.8051 | 6.6452
48279 | TX | CO | 2019 | 21043.672 | 168155.6262 | 7.9908
48383 | TX | WH | 2019 | 2063.8986 | 4136.759 | 2.0043
48287 | TX | CO | 2019 | 125.4527 | 1016.0461 | 8.099
48029 | TX | CO | 2019 | 3358.8938 | 21590.9792 | 6.428
48469 | TX | CO | 2019 | 10643.2418 | 76711.479 | 7.2075
48233 | TX | SG | 2019 | 4775.2948 | 14173.8428 | 2.9682
48173 | TX | WH | 2019 | 1780.6184 | 3946.2504 | 2.2162
48179 | TX | WH | 2019 | 11412.1452 | 26181.3302 | 2.2942
48215 | TX | CO | 2019 | 18210.87 | 127005.76 | 6.9742
48451 | TX | SG | 2019 | 6353.5702 | 19863.7009 | 3.1264
48463 | TX | SG | 2019 | 2023.43 | 9677.8389 | 4.7829
48357 | TX | SG | 2019 | 16996.812 | 63502.88 | 3.7362
48359 | TX | SG | 2019 | 2670.9276 | 6985.3168 | 2.6153
48421 | TX | CO | 2019 | 42492.03 | 530249.048 | 12.4788
48307 | TX | WH | 2019 | 7284.348 | 13063.4496 | 1.7934
48463 | TX | CO | 2019 | 6272.633 | 60759.5556 | 9.6865
48307 | TX | SG | 2019 | 526.0918 | 2159.0979 | 4.104
48065 | TX | SG | 2019 | 15782.754 | 44502.8183 | 2.8197
48411 | TX | WH | 2019 | 3844.517 | 8083.0094 | 2.1025
48039 | TX | RI | 2019 | 6636.8504 | 61552.4344 | 9.2743
48481 | TX | RI | 2019 | 13192.7636 | 112762.9712 | 8.5473
48071 | TX | RI | 2019 | 6070.29 | 28939.1696 | 4.7673
48089 | TX | RI | 2019 | 11493.0824 | 95118.2424 | 8.2761
48998 | TX | RI | 2019 | 6515.4446 | 61824.5896 | 9.4889
48357 | TX | WH | 2019 | 34195.967 | 98656.26 | 2.885
48359 | TX | WH | 2019 | 9914.807 | 17009.7 | 1.7156
48095 | TX | CO | 2019 | 485.6232 | 3556.1613 | 7.3229
48097 | TX | CO | 2019 | 1092.6522 | 8128.3686 | 7.4391
48217 | TX | WH | 2019 | 11331.208 | 35652.3312 | 3.1464
48305 | TX | SG | 2019 | 1214.058 | 3556.1613 | 2.9292
48309 | TX | WH | 2019 | 7689.034 | 25038.2784 | 3.2564
48145 | TX | SG | 2019 | 1740.1498 | 7899.7583 | 4.5397
48239 | TX | SG | 2019 | 890.3092 | 4978.6258 | 5.592
48249 | TX | SG | 2019 | 13961.667 | 49151.2291 | 3.5204
48181 | TX | WH | 2019 | 6070.29 | 21908.4936 | 3.6091
48187 | TX | WH | 2019 | 1214.058 | 3483.5866 | 2.8694
48217 | TX | CO | 2019 | 31565.508 | 213369.6768 | 6.7596
48219 | TX | CO | 2019 | 10926.522 | 50802.304 | 4.6494
48231 | TX | CO | 2019 | 1821.087 | 10160.4608 | 5.5793
48233 | TX | CO | 2019 | 11331.208 | 127005.76 | 11.2085
48197 | TX | WH | 2019 | 20153.3628 | 44415.7286 | 2.2039
48207 | TX | WH | 2019 | 23957.4112 | 47899.3152 | 1.9994
48437 | TX | CO | 2019 | 4451.546 | 31751.44 | 7.1327
48097 | TX | WH | 2019 | 4856.232 | 15104.6136 | 3.1104
48231 | TX | WH | 2019 | 2428.116 | 6803.88 | 2.8021
48321 | TX | CO | 2019 | 4653.889 | 30481.3824 | 6.5497
48325 | TX | CO | 2019 | 9307.778 | 82299.7325 | 8.842
48331 | TX | CO | 2019 | 13354.638 | 76584.4733 | 5.7347
48341 | TX | CO | 2019 | 26304.59 | 317514.4 | 12.0707
48349 | TX | CO | 2019 | 6070.29 | 43562.9757 | 7.1764
48355 | TX | CO | 2019 | 13759.324 | 86313.1145 | 6.2731
48357 | TX | CO | 2019 | 19020.242 | 228864.3795 | 12.0327
48277 | TX | WH | 2019 | 2428.116 | 6803.88 | 2.8021
48279 | TX | WH | 2019 | 2509.0532 | 4653.8539 | 1.8548
48369 | TX | SG | 2019 | 6232.1644 | 16002.7258 | 2.5678
48293 | TX | WH | 2019 | 1214.058 | 4762.716 | 3.923
48029 | TX | SG | 2019 | 1133.1208 | 5308.8408 | 4.6851
48295 | TX | SG | 2019 | 1416.401 | 3810.1728 | 2.69
48023 | TX | WH | 2019 | 14083.0728 | 20955.9504 | 1.488
48305 | TX | CO | 2019 | 3237.488 | 26163.1866 | 8.0813
48309 | TX | CO | 2019 | 20234.3 | 133356.048 | 6.5906
48437 | TX | SG | 2019 | 8093.72 | 22861.0368 | 2.8245
48321 | TX | RI | 2019 | 4006.3914 | 40505.7656 | 10.1103
48051 | TX | CO | 2019 | 3035.145 | 15748.7142 | 5.1888
48055 | TX | CO | 2019 | 3075.6136 | 21844.9907 | 7.1026
48057 | TX | CO | 2019 | 6879.662 | 49278.2349 | 7.1629
48061 | TX | CO | 2019 | 14164.01 | 71631.2486 | 5.0573
48065 | TX | CO | 2019 | 19424.928 | 216163.8035 | 11.1282
48083 | TX | CO | 2019 | 1133.1208 | 4496.0039 | 3.9678
48369 | TX | WH | 2019 | 23674.131 | 39326.4264 | 1.6612
48121 | TX | SG | 2019 | 2792.3334 | 8356.979 | 2.9928
48095 | TX | WH | 2019 | 14164.01 | 31379.4946 | 2.2154
48485 | TX | WH | 2019 | 16996.812 | 37693.4952 | 2.2177
48049 | TX | WH | 2019 | 1092.6522 | 2857.6296 | 2.6153
48309 | TX | SG | 2019 | 1335.4638 | 4826.2189 | 3.6139
48421 | TX | SG | 2019 | 16187.44 | 72215.4751 | 4.4612
48189 | TX | WH | 2019 | 11938.237 | 20384.4245 | 1.7075
48195 | TX | WH | 2019 | 43503.745 | 96098.0011 | 2.209
48273 | TX | SG | 2019 | 14568.696 | 92790.4083 | 6.3692
48107 | TX | SG | 2019 | 2509.0532 | 4877.0212 | 1.9438
48011 | TX | SG | 2019 | 9510.121 | 24029.4898 | 2.5267
48117 | TX | SG | 2019 | 19020.242 | 55018.8952 | 2.8926
48463 | TX | WH | 2019 | 5867.947 | 15621.7085 | 2.6622
48331 | TX | SG | 2019 | 2428.116 | 11557.5242 | 4.7599
48487 | TX | WH | 2019 | 28732.706 | 68583.1104 | 2.3869
48998 | TX | WH | 2019 | 73709.508 | 165377.8288 | 2.2436
48341 | TX | SG | 2019 | 17927.5898 | 76990.8917 | 4.2945
48233 | TX | WH | 2019 | 11574.0196 | 22452.804 | 1.9399
48325 | TX | SG | 2019 | 3480.2996 | 16764.7603 | 4.817
48447 | TX | WH | 2019 | 6151.2272 | 11593.8115 | 1.8848
48349 | TX | SG | 2019 | 2306.7102 | 6299.4857 | 2.7309
48035 | TX | SG | 2019 | 404.686 | 1422.4645 | 3.515
48355 | TX | SG | 2019 | 48157.634 | 276085.1211 | 5.7329
48493 | TX | CO | 2019 | 3156.5508 | 24893.129 | 7.8862
48045 | TX | WH | 2019 | 9388.7152 | 11566.596 | 1.232
48337 | TX | WH | 2019 | 809.372 | 1823.4398 | 2.2529
48115 | TX | SG | 2019 | 849.8406 | 1905.0864 | 2.2417
48461 | TX | WH | 2019 | 2832.802 | 3701.3107 | 1.3066
48009 | TX | WH | 2019 | 5665.604 | 10695.6994 | 1.8878
48491 | TX | CO | 2019 | 36421.74 | 229880.4256 | 6.3116
48099 | TX | WH | 2019 | 2832.802 | 5851.3368 | 2.0656
48451 | TX | WH | 2019 | 10521.836 | 30182.0117 | 2.8685
48239 | TX | RI | 2019 | 3480.2996 | 37058.4664 | 10.6481
48481 | TX | CO | 2019 | 27316.305 | 206003.3427 | 7.5414
48417 | TX | WH | 2019 | 1214.058 | 1714.5778 | 1.4123
48998 | TX | SB | 2019 | 4322.0465 | 9838.4105 | 2.2763
48341 | TX | WH | 2019 | 15904.1598 | 46810.6944 | 2.9433
48349 | TX | WH | 2019 | 404.686 | 1306.345 | 3.228
48035 | TX | WH | 2019 | 404.686 | 789.2501 | 1.9503
48251 | TX | WH | 2019 | 2428.116 | 8436.8112 | 3.4746
48998 | TX | SG | 2019 | 189696.5625 | 626562.596 | 3.303
48421 | TX | WH | 2019 | 23795.5368 | 78843.3614 | 3.3134
48029 | TX | WH | 2019 | 1011.715 | 3116.177 | 3.0801
48087 | TX | WH | 2019 | 2509.0532 | 5225.3798 | 2.0826
48027 | TX | SG | 2019 | 2589.9904 | 13970.6336 | 5.3941
48445 | TX | WH | 2019 | 1942.4928 | 3042.6951 | 1.5664
48077 | TX | WH | 2019 | 4856.232 | 8300.7336 | 1.7093
48255 | TX | WH | 2019 | 809.372 | 2604.5253 | 3.218
48491 | TX | WH | 2019 | 3277.9566 | 10497.0261 | 3.2023
48253 | TX | WH | 2019 | 12626.2032 | 21092.028 | 1.6705
48331 | TX | WH | 2019 | 2509.0532 | 8485.7991 | 3.3821
48079 | TX | WH | 2019 | 283.2802 | 587.8552 | 2.0752
48081 | TX | WH | 2019 | 1821.087 | 4158.5315 | 2.2835
48027 | TX | WH | 2019 | 7041.5364 | 22534.4506 | 3.2002
48083 | TX | WH | 2019 | 9712.464 | 14805.2429 | 1.5244
48081 | TX | SG | 2019 | 161.8744 | 200.6691 | 1.2397
48497 | TX | WH | 2019 | 607.029 | 1551.2846 | 2.5555
48275 | TX | WH | 2019 | 32698.6288 | 77373.7234 | 2.3663
48501 | TX | WH | 2019 | 647.4976 | 903.5553 | 1.3955
48503 | TX | WH | 2019 | 4208.7344 | 6395.6472 | 1.5196
48437 | TX | WH | 2019 | 29663.4838 | 31733.2963 | 1.0698
48085 | TX | SG | 2019 | 1254.5266 | 6045.4742 | 4.8189
48065 | TX | WH | 2019 | 23512.2566 | 55111.428 | 2.3439
48245 | TX | RI | 2019 | 5787.0098 | 27034.0832 | 4.6715
48059 | TX | WH | 2019 | 2023.43 | 3755.7418 | 1.8561
48441 | TX | WH | 2019 | 6879.662 | 9661.5096 | 1.4044
48325 | TX | WH | 2019 | 3464.1122 | 9988.0958 | 2.8833
48075 | TX | WH | 2019 | 7850.9084 | 13090.6651 | 1.6674
48095 | TX | SG | 2019 | 1375.9324 | 5080.2304 | 3.6922
48097 | TX | SG | 2019 | 1294.9952 | 6197.8811 | 4.786
51019 | VA | WH | 2019 | 420.8734 | 1692.8053 | 4.0221
51093 | VA | WH | 2019 | 942.9184 | 4000.6814 | 4.2429
51135 | VA | CO | 2019 | 687.9662 | 5994.6719 | 8.7136
51085 | VA | WH | 2019 | 1740.1498 | 7293.7594 | 4.1915
51033 | VA | CO | 2019 | 5220.4494 | 42267.5169 | 8.0965
51800 | VA | WH | 2019 | 566.5604 | 2228.9511 | 3.9342
51019 | VA | CO | 2019 | 343.9831 | 2029.552 | 5.9002
51181 | VA | CO | 2019 | 3358.8938 | 32056.2538 | 9.5437
51191 | VA | CO | 2019 | 44.5155 | 449.6004 | 10.0999
51081 | VA | WH | 2019 | 125.4527 | 427.2837 | 3.4059
51181 | VA | WH | 2019 | 651.5445 | 2612.6899 | 4.01
51175 | VA | SB | 2019 | 7365.2852 | 17581.2259 | 2.387
51193 | VA | CO | 2019 | 4977.6378 | 45620.469 | 9.1651
51023 | VA | CO | 2019 | 627.2633 | 6655.1018 | 10.6097
51135 | VA | SB | 2019 | 1412.3541 | 2857.6296 | 2.0233
51137 | VA | SB | 2019 | 2484.772 | 8110.225 | 3.264
51139 | VA | SB | 2019 | 352.0768 | 947.1001 | 2.69
51998 | VA | CO | 2019 | 37218.9714 | 311837.2425 | 8.3784
51147 | VA | SB | 2019 | 481.5763 | 745.7052 | 1.5485
51097 | VA | CO | 2019 | 5706.0726 | 50141.874 | 8.7875
51998 | VA | WH | 2019 | 8664.3273 | 34887.5751 | 4.0266
51037 | VA | CO | 2019 | 384.4517 | 2557.896 | 6.6534
51149 | VA | SB | 2019 | 4127.7972 | 7783.6387 | 1.8857
51083 | VA | WH | 2019 | 372.3111 | 1026.0251 | 2.7558
51133 | VA | CO | 2019 | 5179.9808 | 44223.4056 | 8.5374
51007 | VA | BA | 2019 | 121.4058 | 465.9297 | 3.8378
51177 | VA | SB | 2019 | 1691.5875 | 4272.8366 | 2.5259
51067 | VA | WH | 2019 | 424.9203 | 1654.7036 | 3.8942
51165 | VA | SB | 2019 | 3269.8629 | 11648.2426 | 3.5623
51193 | VA | WH | 2019 | 2468.5846 | 10804.5614 | 4.3768
51036 | VA | CO | 2019 | 2589.9904 | 20320.9216 | 7.8459
51093 | VA | CO | 2019 | 5099.0436 | 43207.3596 | 8.4736
51025 | VA | WH | 2019 | 226.6242 | 740.2621 | 3.2665
51047 | VA | CO | 2019 | 3075.6136 | 25274.1462 | 8.2176
51041 | VA | CO | 2019 | 275.1865 | 2745.8645 | 9.9782
51149 | VA | WH | 2019 | 562.5135 | 2030.2778 | 3.6093
51171 | VA | WH | 2019 | 178.0618 | 881.7828 | 4.9521
51175 | VA | WH | 2019 | 202.343 | 887.226 | 4.3848
51061 | VA | WH | 2019 | 352.0768 | 1510.4614 | 4.2901
51998 | VA | BA | 2019 | 1137.1677 | 3988.7066 | 3.5076
51131 | VA | CO | 2019 | 3884.9856 | 31218.0158 | 8.0356
51073 | VA | SB | 2019 | 2347.1788 | 6314.0006 | 2.69
51001 | VA | WH | 2019 | 3237.488 | 14560.3032 | 4.4974
51139 | VA | CO | 2019 | 971.2464 | 7493.3398 | 7.7152
51031 | VA | WH | 2019 | 299.4676 | 1099.507 | 3.6715
51181 | VA | SB | 2019 | 4775.2948 | 11076.7166 | 2.3196
51193 | VA | SB | 2019 | 6879.662 | 15267.9067 | 2.2193
51119 | VA | WH | 2019 | 1214.058 | 5524.7506 | 4.5506
51127 | VA | WH | 2019 | 687.9662 | 2721.552 | 3.9559
51133 | VA | WH | 2019 | 2225.773 | 9797.5872 | 4.4019
51550 | VA | WH | 2019 | 732.4817 | 3075.3538 | 4.1985
51057 | VA | WH | 2019 | 3075.6136 | 12764.0789 | 4.1501
51175 | VA | CO | 2019 | 5382.3238 | 49659.2522 | 9.2264
51053 | VA | SB | 2019 | 6515.4446 | 12274.1995 | 1.8839
51550 | VA | SB | 2019 | 7850.9084 | 22452.804 | 2.8599
51159 | VA | WH | 2019 | 1942.4928 | 8055.7939 | 4.1471
51165 | VA | WH | 2019 | 558.4667 | 2939.2762 | 5.2631
51067 | VA | SB | 2019 | 2832.802 | 5987.4144 | 2.1136
51069 | VA | SB | 2019 | 558.4667 | 1632.9312 | 2.924
51007 | VA | SB | 2019 | 4249.203 | 7157.6818 | 1.6845
51117 | VA | WH | 2019 | 542.2792 | 1943.1881 | 3.5834
51137 | VA | CO | 2019 | 2225.773 | 24867.7278 | 11.1726
51001 | VA | SB | 2019 | 12666.6718 | 29365.5461 | 2.3183
51165 | VA | BA | 2019 | 68.7966 | 237.3193 | 3.4496
51113 | VA | WH | 2019 | 238.7647 | 979.7587 | 4.1034
51133 | VA | SB | 2019 | 6353.5702 | 15376.7688 | 2.4202
51109 | VA | CO | 2019 | 1416.401 | 16713.958 | 11.8003
51047 | VA | WH | 2019 | 299.4676 | 1300.9019 | 4.344
51131 | VA | WH | 2019 | 3520.7682 | 16002.7258 | 4.5452
51165 | VA | CO | 2019 | 4775.2948 | 51996.1581 | 10.8886
51143 | VA | WH | 2019 | 772.9503 | 2283.3821 | 2.9541
51057 | VA | SB | 2019 | 7850.9084 | 20329.9934 | 2.5895
51061 | VA | SB | 2019 | 4451.546 | 11076.7166 | 2.4883
51007 | VA | CO | 2019 | 1740.1498 | 11582.9253 | 6.6563
51053 | VA | CO | 2019 | 2185.3044 | 20041.5089 | 9.171
51101 | VA | WH | 2019 | 2225.773 | 8708.9664 | 3.9128
51101 | VA | SB | 2019 | 6920.1306 | 19540.7434 | 2.8238
51171 | VA | BA | 2019 | 89.0309 | 311.3455 | 3.497
51131 | VA | SB | 2019 | 7810.4398 | 15757.7861 | 2.0175
51550 | VA | CO | 2019 | 3391.2687 | 37339.6934 | 11.0105
51163 | VA | CO | 2019 | 651.5445 | 5359.6431 | 8.2261
51171 | VA | CO | 2019 | 4006.3914 | 41378.4766 | 10.3281
51127 | VA | SB | 2019 | 1942.4928 | 4245.6211 | 2.1857
51193 | VA | BA | 2019 | 258.999 | 1269.3319 | 4.9009
51085 | VA | BA | 2019 | 234.7179 | 576.969 | 2.4581
51143 | VA | CO | 2019 | 849.8406 | 4828.759 | 5.682
51119 | VA | CO | 2019 | 2711.3962 | 20930.5492 | 7.7195
51011 | VA | WH | 2019 | 113.3121 | 430.0052 | 3.7949
51127 | VA | CO | 2019 | 1699.6812 | 15469.3016 | 9.1013
51037 | VA | WH | 2019 | 574.6541 | 1804.389 | 3.14
51111 | VA | CO | 2019 | 971.2464 | 7569.5433 | 7.7936
51081 | VA | SB | 2019 | 3561.2368 | 5388.673 | 1.5131
51107 | VA | WH | 2019 | 388.4986 | 1684.6407 | 4.3363
51057 | VA | BA | 2019 | 352.0768 | 1177.8877 | 3.3455
51093 | VA | SB | 2019 | 5584.6668 | 12764.0789 | 2.2856
51047 | VA | SB | 2019 | 4330.1402 | 13090.6651 | 3.0232
51097 | VA | SB | 2019 | 6394.0388 | 15050.1826 | 2.3538
51069 | VA | CO | 2019 | 1335.4638 | 10973.2977 | 8.2168
51109 | VA | SB | 2019 | 2039.6174 | 2884.8451 | 1.4144
51025 | VA | SB | 2019 | 4289.6716 | 6205.1386 | 1.4465
51113 | VA | CO | 2019 | 1902.0242 | 19812.8986 | 10.4167
51113 | VA | SB | 2019 | 2529.2875 | 9171.6302 | 3.6262
51119 | VA | SB | 2019 | 2549.5218 | 6177.923 | 2.4232
51067 | VA | CO | 2019 | 1537.8068 | 13615.0175 | 8.8535
51159 | VA | CO | 2019 | 4451.546 | 41073.6628 | 9.2268
51117 | VA | SB | 2019 | 7527.1596 | 9879.2338 | 1.3125
51061 | VA | CO | 2019 | 2873.2706 | 28677.9006 | 9.9809
51015 | VA | CO | 2019 | 6151.2272 | 67567.0643 | 10.9843
51057 | VA | CO | 2019 | 6596.3818 | 65001.548 | 9.8541
51083 | VA | SB | 2019 | 4411.0774 | 5932.9834 | 1.345
51033 | VA | WH | 2019 | 1942.4928 | 8817.8285 | 4.5394
51101 | VA | CO | 2019 | 4937.1692 | 48643.2061 | 9.8524
51037 | VA | SB | 2019 | 3884.9856 | 5361.4574 | 1.38
51998 | VA | SB | 2019 | 62171.9102 | 144811.0604 | 2.3292
51033 | VA | SB | 2019 | 8377.0002 | 18016.6742 | 2.1507
51149 | VA | CO | 2019 | 2266.2416 | 16637.7546 | 7.3416
51001 | VA | CO | 2019 | 10076.6814 | 96117.9592 | 9.5387
51041 | VA | SB | 2019 | 586.7947 | 868.1751 | 1.4795
53998 | WA | WH | 2019 | 40387.6628 | 151291.0757 | 3.746
53005 | WA | WH | 2019 | 36947.8318 | 138200.4106 | 3.7404
53071 | WA | WH | 2019 | 68189.591 | 391087.0224 | 5.7353
53047 | WA | WH | 2019 | 2185.3044 | 6994.3886 | 3.2006
53021 | WA | WH | 2019 | 27113.962 | 99336.648 | 3.6637
53063 | WA | WH | 2019 | 59407.9048 | 259690.4918 | 4.3713
53057 | WA | WH | 2019 | 202.343 | 1279.1294 | 6.3216
53001 | WA | WH | 2019 | 104813.674 | 478720.9968 | 4.5674
53017 | WA | WH | 2019 | 58679.47 | 191869.416 | 3.2698
53065 | WA | WH | 2019 | 1092.6522 | 4218.4056 | 3.8607
53998 | WA | CO | 2019 | 22662.416 | 350535.8976 | 15.4677
53023 | WA | WH | 2019 | 24685.846 | 106276.6056 | 4.3052
53077 | WA | WH | 2019 | 4289.6716 | 13417.2514 | 3.1278
53025 | WA | WH | 2019 | 43706.088 | 198128.9856 | 4.5332
53075 | WA | WH | 2019 | 208332.3528 | 989311.3675 | 4.7487
53057 | WA | BA | 2019 | 445.1546 | 2743.3244 | 6.1626
53998 | WA | BA | 2019 | 11816.8312 | 40148.3351 | 3.3976
53037 | WA | WH | 2019 | 202.343 | 1224.6984 | 6.0526
53075 | WA | BA | 2019 | 18210.87 | 75027.7455 | 4.1199
53039 | WA | WH | 2019 | 19141.6478 | 42946.0906 | 2.2436
53003 | WA | WH | 2019 | 9348.2466 | 36604.8744 | 3.9157
53043 | WA | BA | 2019 | 3520.7682 | 10102.401 | 2.8694
53013 | WA | WH | 2019 | 40549.5372 | 202728.4085 | 4.9995
53043 | WA | WH | 2019 | 147103.361 | 584072.2747 | 3.9705
55017 | WI | CO | 2019 | 28247.0828 | 269455.4204 | 9.5392
55021 | WI | CO | 2019 | 42006.4068 | 439820.9469 | 10.4703
55023 | WI | CO | 2019 | 12666.6718 | 126700.9462 | 10.0027
55053 | WI | SB | 2019 | 9833.8698 | 28930.0978 | 2.9419
55019 | WI | CO | 2019 | 6191.6958 | 47271.5439 | 7.6347
55001 | WI | CO | 2019 | 9510.121 | 69726.1622 | 7.3318
55131 | WI | CO | 2019 | 7284.348 | 76203.456 | 10.4613
55137 | WI | CO | 2019 | 10845.5848 | 117073.9096 | 10.7946
55135 | WI | CO | 2019 | 10764.6476 | 93755.652 | 8.7096
55057 | WI | SB | 2019 | 8498.406 | 21609.1229 | 2.5427
55059 | WI | SB | 2019 | 7243.8794 | 21255.3211 | 2.9342
55033 | WI | SB | 2019 | 23916.9426 | 77155.9992 | 3.226
55055 | WI | SB | 2019 | 18170.4014 | 58812.7387 | 3.2367
55045 | WI | SB | 2019 | 20558.0488 | 75196.4818 | 3.6578
55005 | WI | SB | 2019 | 18696.4932 | 52770.8933 | 2.8225
55141 | WI | WH | 2019 | 267.0928 | 933.4923 | 3.495
55035 | WI | SB | 2019 | 8619.8118 | 25446.5112 | 2.9521
55133 | WI | CO | 2019 | 5544.1982 | 58905.2715 | 10.6247
55043 | WI | SB | 2019 | 23957.4112 | 89266.9056 | 3.7261
55141 | WI | CO | 2019 | 5625.1354 | 49786.2579 | 8.8507
55129 | WI | CO | 2019 | 3508.6276 | 34164.5494 | 9.7373
55013 | WI | CO | 2019 | 2954.2078 | 22175.2057 | 7.5063
55101 | WI | CO | 2019 | 6191.6958 | 62588.4385 | 10.1084
55139 | WI | CO | 2019 | 9388.7152 | 82604.5463 | 8.7983
55127 | WI | SB | 2019 | 17927.5898 | 60663.3941 | 3.3838
55039 | WI | SB | 2019 | 18979.7734 | 64636.86 | 3.4056
55009 | WI | WH | 2019 | 1897.9773 | 7021.6042 | 3.6995
55073 | WI | WH | 2019 | 841.7469 | 3320.2934 | 3.9445
55089 | WI | WH | 2019 | 1408.3073 | 6096.2765 | 4.3288
55131 | WI | WH | 2019 | 1533.7599 | 6885.5266 | 4.4893
55025 | WI | CO | 2019 | 58558.0642 | 656695.9827 | 11.2144
55103 | WI | CO | 2019 | 15054.3192 | 143465.7065 | 9.5299
55061 | WI | SB | 2019 | 4492.0146 | 12709.6478 | 2.8294
55063 | WI | CO | 2019 | 11614.4882 | 124922.8655 | 10.7558
55117 | WI | WH | 2019 | 3075.6136 | 12818.5099 | 4.1678
55129 | WI | SB | 2019 | 2630.459 | 7320.9749 | 2.7832
55019 | WI | WH | 2019 | 534.1855 | 1741.7933 | 3.2607
55021 | WI | WH | 2019 | 1436.6353 | 7021.6042 | 4.8875
55027 | WI | CO | 2019 | 42734.8416 | 458414.5901 | 10.727
55135 | WI | WH | 2019 | 687.9662 | 2416.7382 | 3.5129
55065 | WI | CO | 2019 | 47064.9818 | 574066.0352 | 12.1973
55127 | WI | CO | 2019 | 31241.7592 | 341315.2794 | 10.925
55998 | WI | CO | 2019 | 54733.7815 | 469489.4924 | 8.5777
55083 | WI | WH | 2019 | 1853.4619 | 5198.1643 | 2.8046
55055 | WI | CO | 2019 | 26790.2132 | 293078.4918 | 10.9398
55057 | WI | CO | 2019 | 12747.609 | 120452.2628 | 9.449
55071 | WI | WH | 2019 | 4613.4204 | 21173.6746 | 4.5896
55097 | WI | SB | 2019 | 5301.3866 | 15703.355 | 2.9621
55123 | WI | CO | 2019 | 18048.9956 | 175979.1811 | 9.7501
55061 | WI | WH | 2019 | 3731.2049 | 16928.0534 | 4.5369
55087 | WI | WH | 2019 | 1541.8537 | 5851.3368 | 3.795
55075 | WI | CO | 2019 | 10198.0872 | 81258.2852 | 7.968
55063 | WI | SB | 2019 | 6070.29 | 19486.3123 | 3.2101
55998 | WI | SB | 2019 | 114870.1211 | 341908.5778 | 2.9765
55073 | WI | SB | 2019 | 17927.5898 | 41857.4698 | 2.3348
55117 | WI | CO | 2019 | 6717.7876 | 77244.9032 | 11.4986
55043 | WI | CO | 2019 | 54956.3588 | 676153.2651 | 12.3035
55121 | WI | CO | 2019 | 30310.9814 | 301206.8604 | 9.9372
55025 | WI | SB | 2019 | 28489.8944 | 104480.3813 | 3.6673
55027 | WI | SB | 2019 | 27316.305 | 93675.8198 | 3.4293
55033 | WI | CO | 2019 | 32698.6288 | 363592.0897 | 11.1195
55109 | WI | SB | 2019 | 20719.9232 | 68964.1277 | 3.3284
55053 | WI | CO | 2019 | 15418.5366 | 155378.8468 | 10.0774
55009 | WI | SB | 2019 | 6636.8504 | 16791.9758 | 2.5301
55095 | WI | SB | 2019 | 12423.8602 | 31570.0032 | 2.5411
55117 | WI | SB | 2019 | 10643.2418 | 35733.9778 | 3.3574
55069 | WI | SB | 2019 | 2185.3044 | 5007.6557 | 2.2915
55071 | WI | SB | 2019 | 10602.7732 | 31542.7877 | 2.975
55071 | WI | CO | 2019 | 8174.6572 | 83645.9935 | 10.2324
55013 | WI | SB | 2019 | 3237.488 | 7348.1904 | 2.2697
55131 | WI | SB | 2019 | 8296.063 | 26262.9768 | 3.1657
55029 | WI | CO | 2019 | 5908.4156 | 49125.828 | 8.3146
55107 | WI | SB | 2019 | 4694.3576 | 9579.863 | 2.0407
55091 | WI | CO | 2019 | 9833.8698 | 107446.873 | 10.9262
55093 | WI | CO | 2019 | 26790.2132 | 291732.2307 | 10.8895
55095 | WI | CO | 2019 | 20841.329 | 194217.2082 | 9.3188
55097 | WI | CO | 2019 | 14002.1356 | 149917.5991 | 10.7068
55099 | WI | CO | 2019 | 615.1227 | 4826.2189 | 7.8459
55093 | WI | SB | 2019 | 16146.9714 | 51736.7035 | 3.2041
55115 | WI | SB | 2019 | 9914.807 | 28521.865 | 2.8767
55065 | WI | SB | 2019 | 21933.9812 | 87606.7589 | 3.9941
55059 | WI | WH | 2019 | 1315.2295 | 4898.7936 | 3.7247
55111 | WI | CO | 2019 | 27882.8654 | 266991.5087 | 9.5755
55019 | WI | SB | 2019 | 13961.667 | 39054.2712 | 2.7972
55105 | WI | CO | 2019 | 54470.7356 | 677347.1192 | 12.4351
55055 | WI | WH | 2019 | 1780.6184 | 8001.3629 | 4.4936
55035 | WI | CO | 2019 | 14002.1356 | 142271.8524 | 10.1607
55115 | WI | CO | 2019 | 17806.184 | 146513.8447 | 8.2283
55021 | WI | SB | 2019 | 16470.7202 | 54158.8848 | 3.2882
55023 | WI | SB | 2019 | 7243.8794 | 21826.847 | 3.0131
55083 | WI | CO | 2019 | 11128.865 | 83010.9647 | 7.4591
55005 | WI | CO | 2019 | 29946.764 | 250353.7541 | 8.36
55075 | WI | SB | 2019 | 3419.5967 | 9879.2338 | 2.889
55011 | WI | CO | 2019 | 22176.7928 | 218272.0991 | 9.8424
55087 | WI | CO | 2019 | 13961.667 | 111714.2665 | 8.0015
55089 | WI | CO | 2019 | 2533.3344 | 24588.3151 | 9.7059
55025 | WI | WH | 2019 | 3338.6595 | 16302.0965 | 4.8828
55047 | WI | CO | 2019 | 16308.8458 | 191677.093 | 11.753
55998 | WI | WH | 2019 | 12581.6877 | 52542.2829 | 4.1761
55081 | WI | CO | 2019 | 14244.9472 | 140163.5567 | 9.8395
55049 | WI | CO | 2019 | 24645.3774 | 294196.1425 | 11.9372
55141 | WI | SB | 2019 | 4087.3286 | 11158.3632 | 2.73
55015 | WI | SB | 2019 | 8417.4688 | 23731.9334 | 2.8194
55011 | WI | SB | 2019 | 10562.3046 | 32277.6067 | 3.0559
55101 | WI | WH | 2019 | 2209.5856 | 10314.6821 | 4.6682
55077 | WI | SB | 2019 | 3804.0484 | 9743.1562 | 2.5613
55077 | WI | CO | 2019 | 13273.7008 | 114991.0151 | 8.6631
55045 | WI | CO | 2019 | 35248.1506 | 413276.743 | 11.7248
55027 | WI | WH | 2019 | 2933.9735 | 13145.0962 | 4.4803
55107 | WI | CO | 2019 | 5341.8552 | 37263.49 | 6.9758
55111 | WI | WH | 2019 | 910.5435 | 3973.4659 | 4.3638
55109 | WI | CO | 2019 | 33346.1264 | 374336.777 | 11.2258
55115 | WI | WH | 2019 | 675.8256 | 2362.3071 | 3.4954
55139 | WI | SB | 2019 | 11290.7394 | 31842.1584 | 2.8202
55039 | WI | WH | 2019 | 3391.2687 | 17499.5794 | 5.1602
55017 | WI | SB | 2019 | 19951.0198 | 58540.5835 | 2.9342
55045 | WI | WH | 2019 | 1294.9952 | 6123.492 | 4.7286
55047 | WI | WH | 2019 | 663.685 | 3102.5693 | 4.6748
55105 | WI | WH | 2019 | 1841.3213 | 8981.1216 | 4.8775
55133 | WI | SB | 2019 | 6029.8214 | 18506.5536 | 3.0692
55039 | WI | CO | 2019 | 28408.9572 | 327471.6516 | 11.5271
55101 | WI | SB | 2019 | 10724.179 | 33257.3654 | 3.1012
55081 | WI | SB | 2019 | 8700.749 | 27433.2442 | 3.153
55137 | WI | SB | 2019 | 5544.1982 | 17635.657 | 3.1809
55049 | WI | WH | 2019 | 396.5923 | 1992.1761 | 5.0232
55043 | WI | WH | 2019 | 526.0918 | 2321.4839 | 4.4127
55103 | WI | SB | 2019 | 5382.3238 | 15921.0792 | 2.958
55105 | WI | SB | 2019 | 33062.8462 | 129055.9958 | 3.9034
55001 | WI | SB | 2019 | 4330.1402 | 14152.0704 | 3.2683
55029 | WI | WH | 2019 | 3419.5967 | 12301.415 | 3.5973
56029 | WY | BA | 2019 | 8093.72 | 50468.4603 | 6.2355
56998 | WY | BA | 2019 | 14851.9762 | 90442.6161 | 6.0896
1015 | AL | SB | 2020 | 878.1686 | 2073.8226 | 2.3615
1093 | AL | CO | 2020 | 1141.2145 | 10643.0827 | 9.3261
1105 | AL | SB | 2020 | 2630.459 | 6613.3714 | 2.5142
1103 | AL | SB | 2020 | 3710.9706 | 11838.7512 | 3.1902
1019 | AL | SB | 2020 | 1238.3392 | 3020.9227 | 2.4395
1013 | AL | CO | 2020 | 590.8416 | 4015.9221 | 6.797
1039 | AL | CO | 2020 | 1630.8846 | 11608.3265 | 7.1178
1003 | AL | CO | 2020 | 2476.6783 | 22835.6356 | 9.2203
1091 | AL | CO | 2020 | 1335.4638 | 10439.8735 | 7.8174
1069 | AL | SB | 2020 | 424.9203 | 1390.7131 | 3.2729
1127 | AL | CO | 2020 | 315.6551 | 2453.7513 | 7.7735
1033 | AL | CO | 2020 | 8741.2176 | 96168.7615 | 11.0018
1095 | AL | CO | 2020 | 2553.5687 | 24867.7278 | 9.7384
1015 | AL | CO | 2020 | 748.6691 | 7112.3226 | 9.5
1019 | AL | CO | 2020 | 1610.6503 | 12395.7622 | 7.6961
1121 | AL | SB | 2020 | 2808.5208 | 8817.8285 | 3.1397
1079 | AL | SB | 2020 | 8336.5316 | 24330.6749 | 2.9186
1009 | AL | CO | 2020 | 776.9971 | 6604.2995 | 8.4998
1121 | AL | CO | 2020 | 2913.7392 | 27738.058 | 9.5197
1091 | AL | SB | 2020 | 1238.3392 | 2495.6632 | 2.0153
1125 | AL | CO | 2020 | 1060.2773 | 9601.6355 | 9.0558
1071 | AL | SB | 2020 | 10521.836 | 28385.7874 | 2.6978
1035 | AL | CO | 2020 | 323.7488 | 2235.3014 | 6.9044
1099 | AL | CO | 2020 | 700.1068 | 7010.718 | 10.0138
1003 | AL | SB | 2020 | 2254.101 | 5633.6126 | 2.4993
1083 | AL | SB | 2020 | 19870.0826 | 49314.5222 | 2.4818
1021 | AL | CO | 2020 | 198.2961 | 1493.5877 | 7.5321
1125 | AL | SB | 2020 | 1404.2604 | 3891.8194 | 2.7714
1009 | AL | SB | 2020 | 1197.8706 | 3782.9573 | 3.1581
1093 | AL | SB | 2020 | 918.6372 | 2966.4917 | 3.2292
1077 | AL | SB | 2020 | 7486.691 | 19948.9762 | 2.6646
1071 | AL | CO | 2020 | 8903.092 | 83544.3889 | 9.3837
1087 | AL | SB | 2020 | 242.8116 | 723.9328 | 2.9815
1089 | AL | SB | 2020 | 12666.6718 | 35842.8398 | 2.8297
1095 | AL | SB | 2020 | 2913.7392 | 8300.7336 | 2.8488
1077 | AL | CO | 2020 | 10602.7732 | 110215.5985 | 10.395
1081 | AL | CO | 2020 | 60.7029 | 500.4027 | 8.2435
1033 | AL | SB | 2020 | 6596.3818 | 18724.2778 | 2.8386
1085 | AL | CO | 2020 | 1424.4947 | 10541.4781 | 7.4002
1069 | AL | CO | 2020 | 886.2623 | 8992.0078 | 10.146
1001 | AL | CO | 2020 | 416.8266 | 4097.2058 | 9.8295
1998 | AL | CO | 2020 | 14269.2284 | 124839.0417 | 8.7488
1083 | AL | CO | 2020 | 9833.8698 | 111282.4469 | 11.3162
1087 | AL | CO | 2020 | 874.1218 | 8636.3917 | 9.8801
1089 | AL | CO | 2020 | 10845.5848 | 107345.2684 | 9.8976
1043 | AL | SB | 2020 | 3197.0194 | 10995.0701 | 3.4392
1079 | AL | CO | 2020 | 14528.2274 | 169425.6838 | 11.6618
1109 | AL | CO | 2020 | 1456.8696 | 12471.9656 | 8.5608
1113 | AL | CO | 2020 | 412.7797 | 2314.0449 | 5.606
1005 | AL | CO | 2020 | 611.0759 | 5816.8638 | 9.5191
1047 | AL | SB | 2020 | 2557.6155 | 7348.1904 | 2.8731
1055 | AL | CO | 2020 | 1056.2305 | 9677.8389 | 9.1626
1043 | AL | CO | 2020 | 1412.3541 | 15494.7027 | 10.9708
1103 | AL | CO | 2020 | 2553.5687 | 27509.4476 | 10.7729
1998 | AL | SB | 2020 | 10671.5698 | 30274.5444 | 2.8369
1045 | AL | CO | 2020 | 700.1068 | 4991.3264 | 7.1294
1039 | AL | SB | 2020 | 311.6082 | 734.819 | 2.3582
1049 | AL | SB | 2020 | 3844.517 | 10314.6821 | 2.683
1105 | AL | CO | 2020 | 2436.2097 | 23673.8737 | 9.7175
1061 | AL | CO | 2020 | 3083.7073 | 27865.0637 | 9.0362
1111 | AL | CO | 2020 | 339.9362 | 2080.3543 | 6.1198
1067 | AL | CO | 2020 | 1343.5575 | 14300.8486 | 10.644
1055 | AL | SB | 2020 | 1477.1039 | 4163.9746 | 2.819
1057 | AL | SB | 2020 | 594.8884 | 1551.2846 | 2.6077
1059 | AL | SB | 2020 | 1294.9952 | 3374.7245 | 2.606
1049 | AL | CO | 2020 | 5382.3238 | 52707.3904 | 9.7927
1057 | AL | CO | 2020 | 384.4517 | 3030.3574 | 7.8823
1053 | AL | CO | 2020 | 2205.5387 | 24791.5244 | 11.2406
1047 | AL | CO | 2020 | 2310.7571 | 20778.1423 | 8.9919
4015 | AZ | WH | 2020 | 364.2174 | 1924.1373 | 5.2829
4013 | AZ | WH | 2020 | 1942.4928 | 13281.1738 | 6.8372
4027 | AZ | WH | 2020 | 11331.208 | 75631.9301 | 6.6747
4021 | AZ | WH | 2020 | 3318.4252 | 23350.9162 | 7.0367
4998 | AZ | BA | 2020 | 3237.488 | 21249.878 | 6.5637
4012 | AZ | WH | 2020 | 1294.9952 | 8137.4405 | 6.2838
4998 | AZ | WH | 2020 | 1578.2754 | 9696.8898 | 6.144
5077 | AR | RI | 2020 | 11614.4882 | 102557.1512 | 8.8301
5079 | AR | RI | 2020 | 12100.1114 | 103237.5392 | 8.5319
5085 | AR | RI | 2020 | 35045.8076 | 310710.52 | 8.8658
5998 | AR | RI | 2020 | 19283.2879 | 157854.5519 | 8.1861
5075 | AR | RI | 2020 | 27761.4596 | 226523.8448 | 8.1597
5003 | AR | CO | 2020 | 9793.4012 | 115753.0497 | 11.8195
5031 | AR | CO | 2020 | 15175.725 | 186139.6419 | 12.2656
5093 | AR | RI | 2020 | 28247.0828 | 224165.1664 | 7.9359
5095 | AR | RI | 2020 | 18575.0874 | 154493.4352 | 8.3172
5069 | AR | RI | 2020 | 30553.793 | 253557.928 | 8.2987
5055 | AR | CO | 2020 | 6515.4446 | 73485.5327 | 11.2787
5063 | AR | CO | 2020 | 3277.9566 | 36907.8739 | 11.2594
5067 | AR | CO | 2020 | 6110.7586 | 64468.1238 | 10.5499
5069 | AR | CO | 2020 | 14447.2902 | 168104.8239 | 11.6357
5071 | AR | CO | 2020 | 283.2802 | 2047.3329 | 7.2272
5035 | AR | CO | 2020 | 7527.1596 | 88827.8285 | 11.801
5037 | AR | CO | 2020 | 7446.2224 | 92206.1818 | 12.3829
5041 | AR | CO | 2020 | 10076.6814 | 120376.0593 | 11.946
5043 | AR | CO | 2020 | 3804.0484 | 43766.1849 | 11.5052
5037 | AR | RI | 2020 | 34802.996 | 283631.0776 | 8.1496
5041 | AR | RI | 2020 | 17361.0294 | 136304.396 | 7.8512
5043 | AR | RI | 2020 | 5948.8842 | 51573.4104 | 8.6694
5045 | AR | RI | 2020 | 667.7319 | 4894.2577 | 7.3297
5055 | AR | RI | 2020 | 27356.7736 | 232057.6672 | 8.4826
5063 | AR | RI | 2020 | 4572.9518 | 39870.7368 | 8.7188
5067 | AR | RI | 2020 | 41237.5034 | 335113.7696 | 8.1264
5069 | AR | WH | 2020 | 1537.8068 | 5715.2592 | 3.7165
5095 | AR | WH | 2020 | 408.7329 | 1687.3622 | 4.1283
5998 | AR | WH | 2020 | 21189.359 | 76211.6207 | 3.5967
5147 | AR | RI | 2020 | 23390.8508 | 195362.0744 | 8.3521
5017 | AR | RI | 2020 | 11857.2998 | 101287.0936 | 8.5422
5021 | AR | RI | 2020 | 30310.9814 | 265351.32 | 8.7543
5075 | AR | CO | 2020 | 3277.9566 | 37568.3038 | 11.4609
5077 | AR | CO | 2020 | 16673.0632 | 190457.8377 | 11.4231
5079 | AR | CO | 2020 | 7162.9422 | 74171.3638 | 10.3549
5085 | AR | CO | 2020 | 14447.2902 | 173032.6474 | 11.9768
5093 | AR | CO | 2020 | 8984.0292 | 105617.99 | 11.7562
5095 | AR | CO | 2020 | 8336.5316 | 88802.4274 | 10.6522
5998 | AR | CO | 2020 | 11533.551 | 106949.0104 | 9.2729
5067 | AR | WH | 2020 | 1760.3841 | 7103.2507 | 4.0351
5111 | AR | SB | 2020 | 65397.2576 | 228392.6438 | 3.4924
5117 | AR | SB | 2020 | 40509.0686 | 136213.6776 | 3.3625
5119 | AR | SB | 2020 | 6474.976 | 15648.924 | 2.4168
5121 | AR | SB | 2020 | 10198.0872 | 31080.1238 | 3.0476
5123 | AR | SB | 2020 | 55846.668 | 188494.6915 | 3.3752
5131 | AR | SB | 2020 | 1578.2754 | 3538.0176 | 2.2417
5145 | AR | SB | 2020 | 8619.8118 | 27759.8304 | 3.2205
5147 | AR | SB | 2020 | 46741.233 | 159673.4558 | 3.4161
5149 | AR | SB | 2020 | 2630.459 | 7511.4835 | 2.8556
5017 | AR | SB | 2020 | 66004.2866 | 239387.7139 | 3.6269
5021 | AR | SB | 2020 | 40954.2232 | 146909.377 | 3.5872
5031 | AR | RI | 2020 | 24159.7542 | 203345.2936 | 8.4167
5035 | AR | RI | 2020 | 19870.0826 | 158076.812 | 7.9555
5035 | AR | WH | 2020 | 1780.6184 | 7130.4662 | 4.0045
5041 | AR | WH | 2020 | 1299.0421 | 3646.8797 | 2.8074
5001 | AR | SB | 2020 | 65478.1948 | 260534.173 | 3.9789
5107 | AR | SB | 2020 | 72479.2626 | 270522.2688 | 3.7324
5063 | AR | SB | 2020 | 9064.9664 | 26262.9768 | 2.8972
5067 | AR | SB | 2020 | 38000.0154 | 103854.4243 | 2.733
5147 | AR | WH | 2020 | 1659.2126 | 8110.225 | 4.888
5029 | AR | WH | 2020 | 716.2942 | 2658.9563 | 3.7121
5029 | AR | SB | 2020 | 6555.9132 | 14641.9498 | 2.2334
5003 | AR | SB | 2020 | 19829.614 | 73890.1368 | 3.7263
5031 | AR | SB | 2020 | 31646.4452 | 103691.1312 | 3.2765
5035 | AR | SB | 2020 | 79399.3932 | 269379.217 | 3.3927
5037 | AR | SB | 2020 | 52325.8998 | 177499.6214 | 3.3922
5041 | AR | SB | 2020 | 58315.2526 | 224718.5486 | 3.8535
5043 | AR | SB | 2020 | 11493.0824 | 43816.9872 | 3.8125
5045 | AR | SB | 2020 | 3156.5508 | 7130.4662 | 2.2589
5047 | AR | SB | 2020 | 930.7778 | 2335.0916 | 2.5088
5055 | AR | SB | 2020 | 26749.7446 | 84368.112 | 3.154
5017 | AR | CO | 2020 | 6839.1934 | 75644.6307 | 11.0605
5021 | AR | CO | 2020 | 12383.3916 | 153041.9408 | 12.3586
5001 | AR | CO | 2020 | 17118.2178 | 205317.5116 | 11.9941
5107 | AR | CO | 2020 | 12949.952 | 145345.3917 | 11.2236
5111 | AR | CO | 2020 | 11533.551 | 131476.3628 | 11.3995
5117 | AR | CO | 2020 | 7810.4398 | 92663.4025 | 11.864
5121 | AR | CO | 2020 | 2104.3672 | 24435.9082 | 11.612
5123 | AR | CO | 2020 | 10076.6814 | 118902.7925 | 11.7998
5145 | AR | CO | 2020 | 2104.3672 | 24054.8909 | 11.4309
5147 | AR | CO | 2020 | 7041.5364 | 88091.1951 | 12.5102
5069 | AR | SB | 2020 | 31686.9138 | 118904.6069 | 3.7525
5071 | AR | SB | 2020 | 1456.8696 | 3401.94 | 2.3351
5073 | AR | SB | 2020 | 2500.9595 | 8926.6906 | 3.5693
5075 | AR | SB | 2020 | 19424.928 | 56036.7557 | 2.8848
5077 | AR | SB | 2020 | 45122.489 | 168681.793 | 3.7383
5079 | AR | SB | 2020 | 20760.3918 | 76285.1026 | 3.6746
5083 | AR | SB | 2020 | 2310.7571 | 5824.1213 | 2.5204
5085 | AR | SB | 2020 | 36988.3004 | 118414.7275 | 3.2014
5093 | AR | SB | 2020 | 103194.93 | 370403.2272 | 3.5894
5095 | AR | SB | 2020 | 31929.7254 | 109243.0973 | 3.4214
5998 | AR | SB | 2020 | 17365.0763 | 41100.8783 | 2.3669
5001 | AR | RI | 2020 | 35855.1796 | 319328.768 | 8.9061
5107 | AR | RI | 2020 | 14690.1018 | 124647.0816 | 8.4851
5111 | AR | RI | 2020 | 48279.0398 | 411181.148 | 8.5168
5117 | AR | RI | 2020 | 25050.0634 | 225798.0976 | 9.0139
5121 | AR | RI | 2020 | 13111.8264 | 106367.324 | 8.1123
5123 | AR | RI | 2020 | 18615.556 | 152724.4264 | 8.2041
6049 | CA | BA | 2020 | 1011.715 | 3004.5934 | 2.9698
6025 | CA | WH | 2020 | 2994.6764 | 17662.8725 | 5.8981
6101 | CA | RI | 2020 | 44596.3972 | 418393.2608 | 9.3818
6053 | CA | BA | 2020 | 930.7778 | 2050.9616 | 2.2035
6115 | CA | RI | 2020 | 14568.696 | 127368.6336 | 8.7426
6101 | CA | WH | 2020 | 598.9353 | 4844.3626 | 8.0883
6011 | CA | RI | 2020 | 50869.0302 | 513148.6296 | 10.0876
6113 | CA | WH | 2020 | 2630.459 | 19459.0968 | 7.3976
6019 | CA | WH | 2020 | 1335.4638 | 9089.9837 | 6.8066
6029 | CA | WH | 2020 | 1080.5116 | 8137.4405 | 7.5311
6035 | CA | WH | 2020 | 242.8116 | 846.4027 | 3.4858
6011 | CA | WH | 2020 | 736.5285 | 5688.0437 | 7.7228
6998 | CA | CO | 2020 | 24281.16 | 285000.9254 | 11.7375
6007 | CA | RI | 2020 | 41277.972 | 431819.584 | 10.4613
6998 | CA | WH | 2020 | 16648.782 | 63926.5349 | 3.8397
6031 | CA | WH | 2020 | 3565.2837 | 22044.5712 | 6.1831
6998 | CA | RI | 2020 | 23674.131 | 219946.7608 | 9.2906
6998 | CA | BA | 2020 | 8174.6572 | 19612.5923 | 2.3992
6021 | CA | RI | 2020 | 31160.822 | 305721.008 | 9.8111
6065 | CA | WH | 2020 | 1294.9952 | 7375.4059 | 5.6953
6067 | CA | WH | 2020 | 700.1068 | 3483.5866 | 4.9758
6077 | CA | RI | 2020 | 1861.5556 | 16147.8752 | 8.6744
6077 | CA | WH | 2020 | 991.4807 | 5932.9834 | 5.984
6047 | CA | WH | 2020 | 2561.6624 | 15866.6482 | 6.1939
6049 | CA | WH | 2020 | 594.8884 | 4300.0522 | 7.2283
6079 | CA | BA | 2020 | 3237.488 | 9100.8699 | 2.8111
6095 | CA | WH | 2020 | 1254.5266 | 4681.0694 | 3.7313
8998 | CO | WH | 2020 | 12209.3766 | 22109.8884 | 1.8109
8123 | CO | BA | 2020 | 1586.3691 | 8643.6492 | 5.4487
8061 | CO | CO | 2020 | 10521.836 | 15062.8831 | 1.4316
8099 | CO | WH | 2020 | 34560.1844 | 76475.6112 | 2.2128
8021 | CO | BA | 2020 | 2407.8817 | 18158.1949 | 7.5411
8029 | CO | CO | 2020 | 1436.6353 | 17221.9811 | 11.9877
8121 | CO | WH | 2020 | 76445.1854 | 97322.6995 | 1.2731
8039 | CO | CO | 2020 | 2144.8358 | 4572.2074 | 2.1317
8077 | CO | WH | 2020 | 687.9662 | 5633.6126 | 8.1888
8087 | CO | WH | 2020 | 15135.2564 | 32740.2706 | 2.1632
8003 | CO | BA | 2020 | 3168.6914 | 28391.2305 | 8.9599
8001 | CO | CO | 2020 | 7891.377 | 20854.3458 | 2.6427
8123 | CO | WH | 2020 | 35612.368 | 61915.308 | 1.7386
8121 | CO | CO | 2020 | 33022.3776 | 133356.048 | 4.0384
8125 | CO | WH | 2020 | 40873.286 | 112753.8994 | 2.7586
8001 | CO | SG | 2020 | 2383.6005 | 1722.1981 | 0.72252
8083 | CO | WH | 2020 | 1388.073 | 1104.9501 | 0.79603
8998 | CO | SG | 2020 | 46502.4683 | 62314.1061 | 1.34
8073 | CO | WH | 2020 | 30513.3244 | 44851.177 | 1.4699
8011 | CO | CO | 2020 | 2100.3203 | 14732.6682 | 7.0145
8017 | CO | WH | 2020 | 50423.8756 | 76829.413 | 1.5237
8009 | CO | WH | 2020 | 33184.252 | 36142.2106 | 1.0891
8017 | CO | CO | 2020 | 26264.1214 | 95127.3142 | 3.6219
8075 | CO | WH | 2020 | 26061.7784 | 55138.6435 | 2.1157
8101 | CO | CO | 2020 | 1699.6812 | 20320.9216 | 11.9557
8115 | CO | CO | 2020 | 27194.8992 | 185199.7992 | 6.8101
8011 | CO | WH | 2020 | 2306.7102 | 8110.225 | 3.5159
8125 | CO | CO | 2020 | 80087.3594 | 878879.8592 | 10.974
8095 | CO | WH | 2020 | 32941.4404 | 63357.7306 | 1.9233
8039 | CO | WH | 2020 | 9469.6524 | 20547.7176 | 2.1698
8085 | CO | CO | 2020 | 2731.6305 | 30989.4054 | 11.3447
8001 | CO | WH | 2020 | 46538.89 | 90328.3109 | 1.9409
8115 | CO | WH | 2020 | 18534.6188 | 44579.0218 | 2.4052
8099 | CO | SG | 2020 | 7972.3142 | 14656.4647 | 1.8384
8998 | CO | BA | 2020 | 7527.1596 | 53298.8744 | 7.0809
8087 | CO | CO | 2020 | 19101.1792 | 175166.3442 | 9.1704
8009 | CO | CO | 2020 | 18251.3386 | 121747.7215 | 6.6706
8063 | CO | CO | 2020 | 75393.0018 | 413124.3361 | 5.4796
8069 | CO | CO | 2020 | 2270.2885 | 18263.4283 | 8.0445
8013 | CO | CO | 2020 | 615.1227 | 3860.9751 | 6.2768
8089 | CO | CO | 2020 | 2047.7112 | 23394.461 | 11.4247
8061 | CO | SG | 2020 | 17725.2468 | 17018.7718 | 0.96014
8075 | CO | CO | 2020 | 31525.0394 | 259015.5469 | 8.2162
8063 | CO | SG | 2020 | 4856.232 | 9525.432 | 1.9615
8005 | CO | WH | 2020 | 10521.836 | 16193.2344 | 1.539
8109 | CO | BA | 2020 | 4330.1402 | 39887.0661 | 9.2115
8998 | CO | CO | 2020 | 32059.2249 | 318378.0392 | 9.9309
8073 | CO | CO | 2020 | 4208.7344 | 10185.862 | 2.4202
8099 | CO | CO | 2020 | 6555.9132 | 69980.1738 | 10.6744
8063 | CO | WH | 2020 | 73045.823 | 145657.463 | 1.9941
8017 | CO | SG | 2020 | 23755.0682 | 24308.9025 | 1.0233
8095 | CO | CO | 2020 | 41844.5324 | 293891.3286 | 7.0234
8061 | CO | WH | 2020 | 56575.1028 | 90437.173 | 1.5985
10003 | DE | CO | 2020 | 7405.7538 | 72926.7074 | 9.8473
10001 | DE | SB | 2020 | 24443.0344 | 83170.6291 | 3.4026
10003 | DE | SB | 2020 | 7729.5026 | 25147.1405 | 3.2534
10005 | DE | CO | 2020 | 42087.344 | 411854.2785 | 9.7857
10005 | DE | SB | 2020 | 27720.991 | 89049.1814 | 3.2123
10001 | DE | CO | 2020 | 21731.6382 | 230515.4544 | 10.6074
13107 | GA | CO | 2020 | 987.4338 | 7696.5491 | 7.7945
13277 | GA | CO | 2020 | 1331.4169 | 14453.2555 | 10.8555
13115 | GA | CO | 2020 | 1473.057 | 16866.3649 | 11.4499
13001 | GA | CO | 2020 | 1339.5107 | 7569.5433 | 5.651
13119 | GA | CO | 2020 | 113.3121 | 711.2323 | 6.2768
13273 | GA | CO | 2020 | 7041.5364 | 83671.3947 | 11.8825
13275 | GA | CO | 2020 | 1133.1208 | 8814.1997 | 7.7787
13243 | GA | SB | 2020 | 1659.2126 | 6368.4317 | 3.8382
13175 | GA | CO | 2020 | 2484.772 | 24816.9255 | 9.9876
13019 | GA | CO | 2020 | 2646.6464 | 26366.3958 | 9.9622
13177 | GA | CO | 2020 | 5422.7924 | 63248.8685 | 11.6635
13129 | GA | CO | 2020 | 1161.4488 | 10312.8677 | 8.8793
13225 | GA | SB | 2020 | 586.7947 | 1374.3838 | 2.3422
13195 | GA | SB | 2020 | 352.0768 | 729.3759 | 2.0716
13167 | GA | CO | 2020 | 776.9971 | 7112.3226 | 9.1536
13071 | GA | CO | 2020 | 1719.9155 | 21463.9734 | 12.4797
13131 | GA | CO | 2020 | 3484.3465 | 40260.8259 | 11.5548
13193 | GA | CO | 2020 | 2553.5687 | 28652.4995 | 11.2206
13201 | GA | CO | 2020 | 6394.0388 | 83645.9935 | 13.0819
13251 | GA | CO | 2020 | 3277.9566 | 35841.0255 | 10.934
13075 | GA | CO | 2020 | 1469.0102 | 14859.6739 | 10.1154
13077 | GA | CO | 2020 | 113.3121 | 571.5259 | 5.0438
13251 | GA | SB | 2020 | 485.6232 | 1178.432 | 2.4266
13027 | GA | CO | 2020 | 2084.1329 | 15520.1039 | 7.4468
13303 | GA | SB | 2020 | 837.7 | 2748.7675 | 3.2813
13269 | GA | CO | 2020 | 704.1536 | 4605.2289 | 6.5401
13137 | GA | CO | 2020 | 161.8744 | 1427.5447 | 8.8188
13139 | GA | CO | 2020 | 315.6551 | 1900.0062 | 6.0192
13163 | GA | CO | 2020 | 5220.4494 | 67109.8436 | 12.8552
13193 | GA | SB | 2020 | 1214.058 | 4871.5781 | 4.0126
13321 | GA | CO | 2020 | 2565.7092 | 34418.561 | 13.4148
13299 | GA | SB | 2020 | 157.8275 | 470.8285 | 2.9832
13005 | GA | CO | 2020 | 1578.2754 | 15774.1154 | 9.9945
13055 | GA | CO | 2020 | 651.5445 | 7137.7237 | 10.9551
13061 | GA | CO | 2020 | 1218.1049 | 15418.4993 | 12.6578
13069 | GA | CO | 2020 | 2424.0691 | 25070.937 | 10.3425
13007 | GA | CO | 2020 | 4249.203 | 53825.0411 | 12.6671
13205 | GA | CO | 2020 | 4896.7006 | 62055.0143 | 12.6728
13147 | GA | CO | 2020 | 922.6841 | 8687.194 | 9.4151
13033 | GA | CO | 2020 | 7405.7538 | 91520.3507 | 12.358
13033 | GA | SB | 2020 | 473.4826 | 1632.9312 | 3.4488
13229 | GA | CO | 2020 | 2679.0213 | 29566.9409 | 11.0365
13023 | GA | CO | 2020 | 1881.7899 | 22480.0195 | 11.9461
13155 | GA | CO | 2020 | 2731.6305 | 31776.8412 | 11.6329
13025 | GA | CO | 2020 | 299.4676 | 1709.4975 | 5.7085
13998 | GA | SB | 2020 | 23192.5547 | 58935.2086 | 2.5411
13253 | GA | CO | 2020 | 4694.3576 | 65636.5768 | 13.982
13037 | GA | CO | 2020 | 3965.9228 | 57000.1851 | 14.3725
13131 | GA | SB | 2020 | 550.373 | 1899.6433 | 3.4516
13005 | GA | SB | 2020 | 125.4527 | 318.4216 | 2.5382
13213 | GA | CO | 2020 | 971.2464 | 9068.2113 | 9.3367
13175 | GA | SB | 2020 | 2278.3822 | 5688.0437 | 2.4965
13185 | GA | SB | 2020 | 352.0768 | 868.1751 | 2.4659
13261 | GA | CO | 2020 | 6758.2562 | 85424.0742 | 12.64
13087 | GA | CO | 2020 | 4734.8262 | 64264.9146 | 13.5728
13147 | GA | SB | 2020 | 1205.9643 | 4245.6211 | 3.5205
13055 | GA | SB | 2020 | 242.8116 | 685.8311 | 2.8245
13015 | GA | CO | 2020 | 485.6232 | 5385.0442 | 11.0889
13105 | GA | SB | 2020 | 744.6222 | 2438.5106 | 3.2748
13243 | GA | CO | 2020 | 3909.2668 | 52199.3674 | 13.3527
13249 | GA | CO | 2020 | 307.5614 | 1925.4073 | 6.2602
13107 | GA | SB | 2020 | 1311.1826 | 3483.5866 | 2.6568
13315 | GA | CO | 2020 | 1072.4179 | 11049.5011 | 10.3034
13091 | GA | CO | 2020 | 813.4189 | 8610.9905 | 10.5862
13289 | GA | CO | 2020 | 392.5454 | 4216.5912 | 10.7417
13287 | GA | CO | 2020 | 1104.7928 | 14732.6682 | 13.3352
13163 | GA | SB | 2020 | 1812.9933 | 5633.6126 | 3.1074
13998 | GA | CO | 2020 | 29926.5297 | 289720.4595 | 9.6811
13093 | GA | SB | 2020 | 861.9812 | 2433.0675 | 2.8226
13003 | GA | CO | 2020 | 647.4976 | 6985.3168 | 10.7882
13307 | GA | CO | 2020 | 1307.1358 | 11659.1288 | 8.9196
13031 | GA | CO | 2020 | 1812.9933 | 10897.0942 | 6.0106
13099 | GA | CO | 2020 | 4896.7006 | 63655.2869 | 12.9996
13299 | GA | CO | 2020 | 708.2005 | 5308.8408 | 7.4962
13303 | GA | CO | 2020 | 2290.5228 | 27941.2672 | 12.1986
13297 | GA | CO | 2020 | 113.3121 | 541.0445 | 4.7748
16023 | ID | BA | 2020 | 2630.459 | 13934.3462 | 5.2973
16019 | ID | BA | 2020 | 25495.218 | 149467.6358 | 5.8626
16037 | ID | BA | 2020 | 918.6372 | 6270.4558 | 6.8258
16041 | ID | BA | 2020 | 1667.3063 | 7968.7043 | 4.7794
16043 | ID | BA | 2020 | 20477.1116 | 109841.8387 | 5.3641
16005 | ID | BA | 2020 | 2043.6643 | 8055.7939 | 3.9418
16051 | ID | BA | 2020 | 20355.7058 | 139082.1934 | 6.8326
16053 | ID | BA | 2020 | 7608.0968 | 61311.1235 | 8.0587
16049 | ID | BA | 2020 | 3965.9228 | 14086.7532 | 3.5519
16011 | ID | BA | 2020 | 7729.5026 | 49358.0671 | 6.3857
16013 | ID | BA | 2020 | 4127.7972 | 27890.4649 | 6.7567
16007 | ID | BA | 2020 | 1408.3073 | 5116.5178 | 3.6331
16061 | ID | BA | 2020 | 2638.5527 | 12061.9185 | 4.5714
16065 | ID | BA | 2020 | 14973.382 | 91269.9679 | 6.0955
16998 | ID | BA | 2020 | 37057.097 | 196215.1902 | 5.2949
16019 | ID | WH | 2020 | 21407.8894 | 100452.4843 | 4.6923
16021 | ID | WH | 2020 | 3379.1281 | 22806.6058 | 6.7493
16025 | ID | WH | 2020 | 1335.4638 | 3211.4314 | 2.4047
16027 | ID | WH | 2020 | 9680.0891 | 79795.9046 | 8.2433
16029 | ID | WH | 2020 | 19505.8652 | 91335.2851 | 4.6825
16031 | ID | WH | 2020 | 21448.358 | 166912.7842 | 7.7821
16039 | ID | WH | 2020 | 5584.6668 | 43109.3837 | 7.7192
16041 | ID | WH | 2020 | 6750.1625 | 30807.9686 | 4.564
16043 | ID | WH | 2020 | 10117.15 | 58513.368 | 5.7836
16049 | ID | WH | 2020 | 32496.2858 | 203871.4603 | 6.2737
16005 | ID | WH | 2020 | 5948.8842 | 32658.624 | 5.4899
16067 | ID | BA | 2020 | 16227.9086 | 131657.7996 | 8.113
16069 | ID | BA | 2020 | 1954.6334 | 8796.0561 | 4.5001
16055 | ID | WH | 2020 | 3443.8779 | 19704.0365 | 5.7215
16057 | ID | WH | 2020 | 42532.4986 | 265759.5528 | 6.2484
16061 | ID | WH | 2020 | 30877.5418 | 190154.8382 | 6.1584
16063 | ID | WH | 2020 | 1687.5406 | 16193.2344 | 9.5958
16025 | ID | BA | 2020 | 2954.2078 | 6074.5041 | 2.0562
16027 | ID | BA | 2020 | 210.4367 | 1262.8001 | 6.0009
16029 | ID | BA | 2020 | 19667.7396 | 94535.8303 | 4.8066
16087 | ID | BA | 2020 | 258.999 | 1021.1263 | 3.9426
16011 | ID | WH | 2020 | 48198.1026 | 388447.117 | 8.0594
16071 | ID | WH | 2020 | 13516.5124 | 40932.1421 | 3.0283
16073 | ID | WH | 2020 | 3715.0175 | 32005.4515 | 8.6152
16075 | ID | WH | 2020 | 1031.9493 | 8845.044 | 8.5712
16077 | ID | WH | 2020 | 38971.2618 | 233862.9634 | 6.0009
16083 | ID | WH | 2020 | 7284.348 | 75332.5594 | 10.3417
16087 | ID | WH | 2020 | 1214.058 | 7429.837 | 6.1198
16009 | ID | WH | 2020 | 10250.6964 | 58976.0318 | 5.7534
16998 | ID | WH | 2020 | 36899.2695 | 230978.1182 | 6.2597
16039 | ID | CO | 2020 | 6272.633 | 72647.2947 | 11.5816
16041 | ID | CO | 2020 | 505.8575 | 5006.5671 | 9.8972
16045 | ID | CO | 2020 | 1254.5266 | 16332.9407 | 13.0192
16047 | ID | CO | 2020 | 5706.0726 | 75060.4042 | 13.1545
16053 | ID | CO | 2020 | 1214.058 | 13818.2267 | 11.3819
16063 | ID | CO | 2020 | 2691.1619 | 33300.9103 | 12.3742
16073 | ID | CO | 2020 | 6474.976 | 96752.988 | 14.9426
16075 | ID | CO | 2020 | 809.372 | 10008.0539 | 12.3652
16083 | ID | CO | 2020 | 7324.8166 | 92866.6117 | 12.6784
16051 | ID | WH | 2020 | 9833.8698 | 71413.5245 | 7.262
16053 | ID | WH | 2020 | 2832.802 | 28249.7098 | 9.9724
16067 | ID | WH | 2020 | 9429.1838 | 81619.3445 | 8.656
16065 | ID | WH | 2020 | 20355.7058 | 151399.9378 | 7.4377
16027 | ID | CO | 2020 | 6474.976 | 82299.7325 | 12.7104
16069 | ID | WH | 2020 | 41075.629 | 256479.0605 | 6.2441
16083 | ID | BA | 2020 | 7972.3142 | 62203.7925 | 7.8025
16998 | ID | CO | 2020 | 12897.3428 | 144961.8343 | 11.2397
16087 | ID | CO | 2020 | 983.387 | 14072.2382 | 14.31
16001 | ID | WH | 2020 | 2561.6624 | 21364.1832 | 8.34
17015 | IL | CO | 2020 | 53135.2718 | 665891.1997 | 12.532
17147 | IL | CO | 2020 | 48724.1944 | 644071.6101 | 13.2187
17119 | IL | CO | 2020 | 42208.7498 | 492579.1396 | 11.6701
17149 | IL | CO | 2020 | 63090.5474 | 730740.3407 | 11.5824
17117 | IL | CO | 2020 | 72155.5138 | 869100.4157 | 12.0448
17133 | IL | CO | 2020 | 19748.6768 | 194572.8243 | 9.8524
17013 | IL | CO | 2020 | 7446.2224 | 82528.3428 | 11.0832
17121 | IL | CO | 2020 | 31363.165 | 362474.439 | 11.5573
17131 | IL | CO | 2020 | 58800.8758 | 705237.5841 | 11.9937
17135 | IL | CO | 2020 | 64547.417 | 773033.2588 | 11.9762
17129 | IL | CO | 2020 | 31241.7592 | 421938.5359 | 13.5056
17059 | IL | CO | 2020 | 24928.6576 | 276440.7372 | 11.0893
17055 | IL | CO | 2020 | 14285.4158 | 146742.4551 | 10.2722
17057 | IL | CO | 2020 | 53459.0206 | 617197.1913 | 11.5452
17139 | IL | CO | 2020 | 34276.9042 | 436620.4017 | 12.738
17061 | IL | CO | 2020 | 44313.117 | 530426.8561 | 11.97
17151 | IL | CO | 2020 | 2622.3653 | 30608.3882 | 11.6721
17137 | IL | CO | 2020 | 53337.6148 | 679226.8045 | 12.7345
17007 | IL | CO | 2020 | 30351.45 | 366157.6061 | 12.0639
17071 | IL | CO | 2020 | 38930.7932 | 487143.2931 | 12.5131
17073 | IL | CO | 2020 | 90852.007 | 1185649.5719 | 13.0503
17075 | IL | CO | 2020 | 126666.718 | 1512232.1832 | 11.9387
17077 | IL | CO | 2020 | 12869.0148 | 142475.0616 | 11.0712
17123 | IL | CO | 2020 | 37190.6434 | 480920.0108 | 12.9312
17141 | IL | CO | 2020 | 93280.123 | 1117091.8627 | 11.9757
17127 | IL | CO | 2020 | 8903.092 | 91266.3391 | 10.2511
17087 | IL | CO | 2020 | 2739.7242 | 28398.4879 | 10.3655
17089 | IL | CO | 2020 | 30189.5756 | 333263.1142 | 11.039
17009 | IL | CO | 2020 | 14285.4158 | 162541.9716 | 11.3782
17091 | IL | CO | 2020 | 70172.5524 | 758478.3987 | 10.8088
17093 | IL | CO | 2020 | 27680.5224 | 316472.9528 | 11.4331
17125 | IL | CO | 2020 | 48521.8514 | 592608.8762 | 12.2132
17143 | IL | CO | 2020 | 42613.4358 | 571271.9085 | 13.4059
17145 | IL | CO | 2020 | 18575.0874 | 185123.5958 | 9.9662
17111 | IL | SB | 2020 | 25131.0006 | 88722.5952 | 3.5304
17113 | IL | SB | 2020 | 124036.259 | 533206.4678 | 4.2988
17115 | IL | SB | 2020 | 52973.3974 | 235849.6963 | 4.4522
17117 | IL | SB | 2020 | 68918.0258 | 312379.7386 | 4.5326
17153 | IL | CO | 2020 | 6070.29 | 66830.4309 | 11.0094
17155 | IL | CO | 2020 | 13152.295 | 161221.1117 | 12.258
17097 | IL | CO | 2020 | 3358.8938 | 34723.3748 | 10.3377
17159 | IL | CO | 2020 | 29582.5466 | 308827.206 | 10.4395
17161 | IL | CO | 2020 | 26506.933 | 329859.3599 | 12.4443
17163 | IL | CO | 2020 | 37838.141 | 385589.4874 | 10.1905
17165 | IL | CO | 2020 | 18494.1502 | 221752.057 | 11.9904
17167 | IL | CO | 2020 | 89030.92 | 1133501.0068 | 12.7315
17169 | IL | CO | 2020 | 24645.3774 | 282841.8275 | 11.4765
17079 | IL | CO | 2020 | 39092.6676 | 433775.4727 | 11.0961
17081 | IL | CO | 2020 | 20315.2372 | 193937.7955 | 9.5464
17083 | IL | CO | 2020 | 23026.6334 | 277786.9983 | 12.0637
17085 | IL | CO | 2020 | 41844.5324 | 507667.4239 | 12.1322
17175 | IL | CO | 2020 | 35086.2762 | 465323.7035 | 13.2623
17177 | IL | CO | 2020 | 65194.9146 | 834529.4478 | 12.8005
17179 | IL | CO | 2020 | 56089.4796 | 689717.4803 | 12.2967
17181 | IL | CO | 2020 | 4694.3576 | 45544.2655 | 9.7019
17183 | IL | CO | 2020 | 87209.833 | 1040100.9709 | 11.9264
17185 | IL | CO | 2020 | 20355.7058 | 218246.698 | 10.7216
17187 | IL | CO | 2020 | 60419.6198 | 796402.3187 | 13.1812
17189 | IL | CO | 2020 | 39537.8222 | 446603.0545 | 11.2956
17019 | IL | CO | 2020 | 109872.249 | 1328886.668 | 12.0948
17191 | IL | CO | 2020 | 51516.5278 | 548766.4878 | 10.6522
17193 | IL | CO | 2020 | 37473.9236 | 415562.8467 | 11.0894
17195 | IL | CO | 2020 | 90244.978 | 1051861.7043 | 11.6556
17197 | IL | CO | 2020 | 36097.9912 | 394683.0998 | 10.9337
17199 | IL | CO | 2020 | 7486.691 | 73053.7132 | 9.7578
17201 | IL | CO | 2020 | 36624.083 | 441446.6206 | 12.0535
17203 | IL | CO | 2020 | 49331.2234 | 615393.7095 | 12.4747
17021 | IL | CO | 2020 | 75473.939 | 938293.1537 | 12.432
17023 | IL | CO | 2020 | 38000.0154 | 475509.5654 | 12.5134
17025 | IL | CO | 2020 | 28975.5176 | 308649.398 | 10.6521
17027 | IL | CO | 2020 | 38890.3246 | 429558.8815 | 11.0454
17029 | IL | CO | 2020 | 45769.9866 | 582448.4154 | 12.7256
17003 | IL | CO | 2020 | 2654.7402 | 30278.1732 | 11.4053
17017 | IL | CO | 2020 | 32536.7544 | 418306.1711 | 12.8564
17171 | IL | CO | 2020 | 21691.1696 | 256246.8214 | 11.8134
17173 | IL | CO | 2020 | 69444.1176 | 845197.9316 | 12.1709
17039 | IL | CO | 2020 | 40751.8802 | 512925.4623 | 12.5865
17041 | IL | CO | 2020 | 43665.6194 | 563854.7721 | 12.913
17045 | IL | CO | 2020 | 63373.8276 | 751442.2796 | 11.8573
17047 | IL | CO | 2020 | 17118.2178 | 186215.8453 | 10.8782
17049 | IL | CO | 2020 | 33548.4694 | 401770.0212 | 11.9758
17005 | IL | CO | 2020 | 28449.4258 | 331485.0336 | 11.6517
17051 | IL | CO | 2020 | 45891.3924 | 523822.5565 | 11.4144
17053 | IL | CO | 2020 | 54227.924 | 651133.1304 | 12.0073
17153 | IL | WH | 2020 | 1214.058 | 6286.7851 | 5.1783
17001 | IL | SB | 2020 | 54187.4554 | 199707.4858 | 3.6855
17101 | IL | SB | 2020 | 34438.7786 | 134090.867 | 3.8936
17103 | IL | SB | 2020 | 49574.035 | 215710.2115 | 4.3513
17105 | IL | SB | 2020 | 114121.452 | 429787.4918 | 3.7661
17107 | IL | SB | 2020 | 58436.6584 | 269977.9584 | 4.62
17109 | IL | SB | 2020 | 48764.663 | 213505.7544 | 4.3783
17011 | IL | SB | 2020 | 62240.7068 | 271229.8723 | 4.3578
17173 | IL | WH | 2020 | 2286.4759 | 8708.9664 | 3.8089
17177 | IL | WH | 2020 | 748.6691 | 3946.2504 | 5.271
17179 | IL | WH | 2020 | 692.0131 | 3565.2331 | 5.152
17181 | IL | WH | 2020 | 756.7628 | 3401.94 | 4.4954
17119 | IL | SB | 2020 | 45891.3924 | 180547.7597 | 3.9342
17121 | IL | SB | 2020 | 41116.0976 | 151808.1706 | 3.6922
17157 | IL | CO | 2020 | 25090.532 | 263206.737 | 10.4903
17189 | IL | WH | 2020 | 23309.9136 | 105351.2779 | 4.5196
17019 | IL | WH | 2020 | 1351.6512 | 6341.2162 | 4.6915
17191 | IL | WH | 2020 | 5787.0098 | 22616.0971 | 3.9081
17193 | IL | WH | 2020 | 2727.5836 | 11893.1822 | 4.3603
17197 | IL | WH | 2020 | 1274.7609 | 5932.9834 | 4.6542
17201 | IL | WH | 2020 | 991.4807 | 5034.8712 | 5.0781
17021 | IL | WH | 2020 | 526.0918 | 2424.9028 | 4.6093
17023 | IL | WH | 2020 | 1501.3851 | 7348.1904 | 4.8943
17025 | IL | WH | 2020 | 4653.889 | 21255.3211 | 4.5672
17027 | IL | WH | 2020 | 11735.894 | 52417.0915 | 4.4664
17003 | IL | WH | 2020 | 335.8894 | 1496.8536 | 4.4564
17033 | IL | WH | 2020 | 1764.431 | 7565.9146 | 4.288
17037 | IL | WH | 2020 | 1679.4469 | 8491.2422 | 5.056
17047 | IL | WH | 2020 | 2246.0073 | 9797.5872 | 4.3622
17049 | IL | WH | 2020 | 2585.9435 | 11920.3978 | 4.6097
17005 | IL | WH | 2020 | 5220.4494 | 22071.7867 | 4.2279
17051 | IL | WH | 2020 | 4370.6088 | 18452.1226 | 4.2219
17053 | IL | WH | 2020 | 776.9971 | 3755.7418 | 4.8337
17057 | IL | WH | 2020 | 214.4836 | 928.0492 | 4.3269
17059 | IL | WH | 2020 | 1529.7131 | 8382.3802 | 5.4797
17061 | IL | WH | 2020 | 934.8247 | 4708.285 | 5.0365
17033 | IL | CO | 2020 | 32981.909 | 370907.6215 | 11.2458
17035 | IL | CO | 2020 | 24766.7832 | 288861.9005 | 11.6633
17037 | IL | CO | 2020 | 81746.572 | 975937.661 | 11.9386
17117 | IL | WH | 2020 | 2391.6943 | 10396.3286 | 4.3468
17119 | IL | WH | 2020 | 4937.1692 | 22316.7264 | 4.5201
17121 | IL | WH | 2020 | 6596.3818 | 26888.9338 | 4.0763
17125 | IL | WH | 2020 | 635.357 | 2939.2762 | 4.6262
17129 | IL | WH | 2020 | 441.1077 | 2501.1063 | 5.6701
17013 | IL | WH | 2020 | 598.9353 | 2566.4235 | 4.285
17131 | IL | WH | 2020 | 72.8435 | 337.4724 | 4.6328
17133 | IL | WH | 2020 | 10117.15 | 45531.565 | 4.5004
17135 | IL | WH | 2020 | 2687.115 | 13063.4496 | 4.8615
17137 | IL | WH | 2020 | 562.5135 | 2939.2762 | 5.2253
17141 | IL | WH | 2020 | 748.6691 | 3891.8194 | 5.1983
17143 | IL | WH | 2020 | 258.999 | 1096.7855 | 4.2347
17145 | IL | WH | 2020 | 11331.208 | 53505.7123 | 4.722
17149 | IL | WH | 2020 | 967.1995 | 4327.2677 | 4.474
17015 | IL | WH | 2020 | 449.2015 | 2207.1787 | 4.9136
17051 | IL | SB | 2020 | 59448.3734 | 217479.2203 | 3.6583
17053 | IL | SB | 2020 | 54187.4554 | 205177.8053 | 3.7864
17157 | IL | WH | 2020 | 12869.0148 | 68066.0155 | 5.2891
17159 | IL | WH | 2020 | 3569.3305 | 17172.9931 | 4.8113
17161 | IL | WH | 2020 | 149.7338 | 723.9328 | 4.8348
17163 | IL | WH | 2020 | 7486.691 | 39108.7022 | 5.2238
17167 | IL | WH | 2020 | 428.9672 | 2081.9873 | 4.8535
17169 | IL | WH | 2020 | 315.6551 | 1366.2191 | 4.3282
17017 | IL | WH | 2020 | 279.2333 | 1235.5846 | 4.4249
17171 | IL | WH | 2020 | 60.7029 | 261.269 | 4.3041
17007 | IL | SB | 2020 | 18210.87 | 64909.0152 | 3.5643
17071 | IL | SB | 2020 | 21893.5126 | 91444.1472 | 4.1768
17073 | IL | SB | 2020 | 68918.0258 | 288756.6672 | 4.1899
17075 | IL | SB | 2020 | 117156.597 | 472733.5824 | 4.0351
17183 | IL | WH | 2020 | 1064.3242 | 5007.6557 | 4.705
17185 | IL | WH | 2020 | 1606.6034 | 7647.5611 | 4.7601
17125 | IL | SB | 2020 | 35450.4936 | 145902.4027 | 4.1157
17127 | IL | SB | 2020 | 14366.353 | 49858.8326 | 3.4705
17129 | IL | SB | 2020 | 25818.9668 | 116863.4429 | 4.5263
17013 | IL | SB | 2020 | 9186.3722 | 33420.6586 | 3.6381
17131 | IL | SB | 2020 | 40711.4116 | 162639.9475 | 3.9949
17133 | IL | SB | 2020 | 30675.1988 | 114903.9254 | 3.7458
17135 | IL | SB | 2020 | 62038.3638 | 263691.1733 | 4.2505
17137 | IL | SB | 2020 | 47955.291 | 202864.4861 | 4.2303
17139 | IL | SB | 2020 | 32820.0346 | 143480.2214 | 4.3717
17141 | IL | SB | 2020 | 43179.9962 | 179758.5096 | 4.163
17143 | IL | SB | 2020 | 33710.3438 | 147807.4891 | 4.3846
17145 | IL | SB | 2020 | 36705.0202 | 118986.2534 | 3.2417
17147 | IL | SB | 2020 | 49128.8804 | 236883.8861 | 4.8217
17149 | IL | SB | 2020 | 50140.5954 | 209396.2109 | 4.1762
17015 | IL | SB | 2020 | 16470.7202 | 75441.4214 | 4.5803
17151 | IL | SB | 2020 | 6434.5074 | 22969.8989 | 3.5698
17153 | IL | SB | 2020 | 17644.3096 | 65017.8773 | 3.6849
17155 | IL | SB | 2020 | 10117.15 | 42047.9784 | 4.1561
17157 | IL | SB | 2020 | 45324.832 | 162776.0251 | 3.5913
17159 | IL | SB | 2020 | 33265.1892 | 120809.6933 | 3.6317
17161 | IL | SB | 2020 | 19343.9908 | 79741.4736 | 4.1223
17163 | IL | SB | 2020 | 43301.402 | 153468.3173 | 3.5442
17165 | IL | SB | 2020 | 23714.5996 | 94084.0526 | 3.9673
17167 | IL | SB | 2020 | 65478.1948 | 302963.1686 | 4.6269
17169 | IL | SB | 2020 | 24038.3484 | 93920.7595 | 3.9071
17017 | IL | SB | 2020 | 24281.16 | 102874.6656 | 4.2368
17171 | IL | SB | 2020 | 19424.928 | 85048.5 | 4.3783
17173 | IL | SB | 2020 | 68675.2142 | 278959.08 | 4.062
17065 | IL | WH | 2020 | 5665.604 | 22861.0368 | 4.0351
17067 | IL | WH | 2020 | 615.1227 | 3102.5693 | 5.0438
17007 | IL | WH | 2020 | 384.4517 | 1905.0864 | 4.9553
17081 | IL | WH | 2020 | 7931.8456 | 33992.1845 | 4.2855
17083 | IL | WH | 2020 | 1161.4488 | 5633.6126 | 4.8505
17085 | IL | WH | 2020 | 129.4995 | 620.5139 | 4.7916
17089 | IL | WH | 2020 | 740.5754 | 3374.7245 | 4.5569
17009 | IL | WH | 2020 | 441.1077 | 1842.4907 | 4.177
17095 | IL | WH | 2020 | 137.5932 | 650.4509 | 4.7273
17099 | IL | WH | 2020 | 772.9503 | 4300.0522 | 5.5632
17998 | IL | WH | 2020 | 20161.4565 | 89696.9108 | 4.4489
17001 | IL | CO | 2020 | 61997.8952 | 690631.9217 | 11.1396
17101 | IL | CO | 2020 | 28935.049 | 309487.636 | 10.6959
17103 | IL | CO | 2020 | 98338.698 | 1197359.503 | 12.1759
17105 | IL | CO | 2020 | 117156.597 | 1334246.3111 | 11.3886
17063 | IL | CO | 2020 | 38930.7932 | 449701.995 | 11.5513
17065 | IL | CO | 2020 | 28328.02 | 301410.0696 | 10.64
17067 | IL | CO | 2020 | 66773.19 | 853046.8876 | 12.7753
17111 | IL | CO | 2020 | 34398.31 | 387265.9634 | 11.2583
17113 | IL | CO | 2020 | 126059.689 | 1588283.2323 | 12.5995
17115 | IL | CO | 2020 | 59205.5618 | 777453.0593 | 13.1314
17041 | IL | SB | 2020 | 45931.861 | 207273.4003 | 4.5126
17045 | IL | SB | 2020 | 64668.8228 | 265296.889 | 4.1024
17047 | IL | SB | 2020 | 20396.1744 | 75033.1886 | 3.6788
17049 | IL | SB | 2020 | 39214.0734 | 152706.2827 | 3.8942
17005 | IL | SB | 2020 | 34034.0926 | 135043.4102 | 3.9679
17099 | IL | SB | 2020 | 102183.215 | 407497.981 | 3.9879
17998 | IL | SB | 2020 | 38149.7492 | 156271.5158 | 4.0963
17055 | IL | SB | 2020 | 32617.6916 | 112318.451 | 3.4435
17057 | IL | SB | 2020 | 50747.6244 | 199299.253 | 3.9273
17059 | IL | SB | 2020 | 28611.3002 | 110821.5974 | 3.8734
17061 | IL | SB | 2020 | 41885.001 | 183650.329 | 4.3846
17095 | IL | CO | 2020 | 62240.7068 | 796707.1325 | 12.8004
17063 | IL | SB | 2020 | 36745.4888 | 138880.7986 | 3.7795
17065 | IL | SB | 2020 | 38323.7642 | 133492.1256 | 3.4833
17099 | IL | CO | 2020 | 114526.138 | 1332366.6259 | 11.6337
17998 | IL | CO | 2020 | 2585.9435 | 25477.3555 | 9.8522
17067 | IL | SB | 2020 | 62645.3928 | 280592.0112 | 4.4791
17069 | IL | SB | 2020 | 2326.9445 | 7946.9318 | 3.4152
17021 | IL | SB | 2020 | 72398.3254 | 320870.9808 | 4.432
17023 | IL | SB | 2020 | 38000.0154 | 149249.9117 | 3.9276
17025 | IL | SB | 2020 | 44232.1798 | 155863.283 | 3.5238
17027 | IL | SB | 2020 | 42289.687 | 149304.3427 | 3.5305
17077 | IL | SB | 2020 | 34802.996 | 122170.4693 | 3.5103
17123 | IL | SB | 2020 | 33548.4694 | 142364.3851 | 4.2435
17083 | IL | SB | 2020 | 22702.8846 | 99690.4498 | 4.3911
17085 | IL | SB | 2020 | 14973.382 | 59520.3422 | 3.9751
17087 | IL | SB | 2020 | 8822.1548 | 27161.089 | 3.0787
17089 | IL | SB | 2020 | 21812.5754 | 82136.4394 | 3.7656
17009 | IL | SB | 2020 | 14528.2274 | 59983.0061 | 4.1287
17091 | IL | SB | 2020 | 54592.1414 | 201204.3394 | 3.6856
17093 | IL | SB | 2020 | 24281.16 | 93893.544 | 3.8669
17095 | IL | SB | 2020 | 52568.7114 | 225916.0315 | 4.2975
17097 | IL | SB | 2020 | 3067.5199 | 10695.6994 | 3.4868
17001 | IL | WH | 2020 | 1687.5406 | 7593.1301 | 4.4995
17101 | IL | WH | 2020 | 1946.5397 | 8600.1043 | 4.4182
17105 | IL | WH | 2020 | 1683.4938 | 7565.9146 | 4.4942
17107 | IL | WH | 2020 | 526.0918 | 3075.3538 | 5.8457
17011 | IL | WH | 2020 | 821.5126 | 4354.4832 | 5.3006
17111 | IL | WH | 2020 | 938.8715 | 4463.3453 | 4.7539
17115 | IL | WH | 2020 | 562.5135 | 2678.0072 | 4.7608
17175 | IL | SB | 2020 | 26749.7446 | 113325.4253 | 4.2365
17177 | IL | SB | 2020 | 32051.1312 | 138173.195 | 4.311
17179 | IL | SB | 2020 | 49735.9094 | 213396.8923 | 4.2906
17107 | IL | CO | 2020 | 74098.0066 | 974845.4115 | 13.1562
17109 | IL | CO | 2020 | 55887.1366 | 694797.7107 | 12.4322
17011 | IL | CO | 2020 | 103801.959 | 1298887.9075 | 12.5131
17033 | IL | SB | 2020 | 37433.455 | 141738.4282 | 3.7864
17035 | IL | SB | 2020 | 30634.7302 | 116400.779 | 3.7996
17037 | IL | SB | 2020 | 45729.518 | 181445.8718 | 3.9678
17019 | IL | SB | 2020 | 103194.93 | 458744.8051 | 4.4454
17191 | IL | SB | 2020 | 62564.4556 | 218785.5653 | 3.497
17193 | IL | SB | 2020 | 49735.9094 | 183976.9152 | 3.6991
17181 | IL | SB | 2020 | 12504.7974 | 42211.2715 | 3.3756
17073 | IL | WH | 2020 | 263.0459 | 1358.0544 | 5.1628
17075 | IL | WH | 2020 | 1723.9624 | 7783.6387 | 4.515
17077 | IL | WH | 2020 | 7972.3142 | 35706.7622 | 4.4788
17079 | IL | WH | 2020 | 2326.9445 | 9906.4493 | 4.2573
17189 | IL | SB | 2020 | 61228.9918 | 213288.0302 | 3.4834
17079 | IL | SB | 2020 | 47914.8224 | 175621.7506 | 3.6653
17039 | IL | SB | 2020 | 41075.629 | 183432.6048 | 4.4657
17199 | IL | SB | 2020 | 13840.2612 | 49151.2291 | 3.5513
17203 | IL | SB | 2020 | 47145.919 | 200687.2445 | 4.2567
17185 | IL | SB | 2020 | 20719.9232 | 75931.3008 | 3.6647
17003 | IL | SB | 2020 | 13314.1694 | 43599.263 | 3.2747
17081 | IL | SB | 2020 | 40670.943 | 130199.0477 | 3.2013
17029 | IL | SB | 2020 | 47550.605 | 212988.6595 | 4.4792
17183 | IL | SB | 2020 | 84579.374 | 351515.6563 | 4.156
17201 | IL | SB | 2020 | 19870.0826 | 75768.0077 | 3.8132
17187 | IL | SB | 2020 | 47752.948 | 213886.7717 | 4.479
17197 | IL | SB | 2020 | 41885.001 | 153522.7483 | 3.6653
18113 | IN | SB | 2020 | 24766.7832 | 86953.5864 | 3.5109
18111 | IN | SB | 2020 | 28570.8316 | 116809.0118 | 4.0884
18115 | IN | SB | 2020 | 1574.2285 | 5579.1816 | 3.5441
18079 | IN | CO | 2020 | 11614.4882 | 129114.0556 | 11.1166
18149 | IN | SB | 2020 | 14973.382 | 47246.1427 | 3.1553
18155 | IN | SB | 2020 | 3706.9238 | 14315.3635 | 3.8618
18003 | IN | CO | 2020 | 29906.2954 | 310097.2636 | 10.369
18095 | IN | SB | 2020 | 39214.0734 | 170178.6466 | 4.3397
18077 | IN | CO | 2020 | 5463.261 | 56593.7667 | 10.359
18147 | IN | SB | 2020 | 27316.305 | 107474.0885 | 3.9344
18001 | IN | SB | 2020 | 33588.938 | 130117.4011 | 3.8738
18101 | IN | SB | 2020 | 5827.4784 | 23759.149 | 4.0771
18151 | IN | SB | 2020 | 14487.7588 | 43544.832 | 3.0056
18107 | IN | SB | 2020 | 46903.1074 | 198564.4339 | 4.2335
18157 | IN | SB | 2020 | 36866.8946 | 165116.5598 | 4.4787
18011 | IN | SB | 2020 | 38768.9188 | 169471.043 | 4.3713
18029 | IN | CO | 2020 | 2472.6315 | 26874.4188 | 10.8688
18091 | IN | SB | 2020 | 36543.1458 | 122143.2538 | 3.3424
18117 | IN | SB | 2020 | 8417.4688 | 36740.952 | 4.3648
18015 | IN | SB | 2020 | 33993.624 | 155237.3261 | 4.5667
18119 | IN | SB | 2020 | 11574.0196 | 42020.7629 | 3.6306
18021 | IN | CO | 2020 | 21812.5754 | 258888.5412 | 11.8688
18153 | IN | SB | 2020 | 30918.0104 | 115611.529 | 3.7393
18023 | IN | CO | 2020 | 41035.1604 | 533424.192 | 12.9992
18145 | IN | SB | 2020 | 38930.7932 | 161687.4043 | 4.1532
18075 | IN | SB | 2020 | 40063.914 | 150066.3773 | 3.7457
18183 | IN | CO | 2020 | 25778.4982 | 258253.5124 | 10.0182
18019 | IN | CO | 2020 | 4896.7006 | 53291.6169 | 10.8832
18083 | IN | SB | 2020 | 46174.6726 | 194073.8731 | 4.203
18109 | IN | SB | 2020 | 17968.0584 | 74107.861 | 4.1244
18027 | IN | CO | 2020 | 32577.223 | 393413.0422 | 12.0763
18087 | IN | SB | 2020 | 13556.981 | 48035.3928 | 3.5432
18089 | IN | SB | 2020 | 19384.4594 | 67793.8603 | 3.4973
18161 | IN | SB | 2020 | 13435.5752 | 59193.756 | 4.4057
18163 | IN | SB | 2020 | 13435.5752 | 62731.7736 | 4.6691
18165 | IN | SB | 2020 | 16875.4062 | 64772.9376 | 3.8383
18093 | IN | SB | 2020 | 10238.5558 | 37666.2797 | 3.6789
18153 | IN | CO | 2020 | 25495.218 | 292697.4745 | 11.4805
18099 | IN | SB | 2020 | 27518.648 | 92532.768 | 3.3625
18085 | IN | SB | 2020 | 34479.2472 | 120809.6933 | 3.5038
18159 | IN | SB | 2020 | 29461.1408 | 138282.0571 | 4.6937
18179 | IN | CO | 2020 | 30756.136 | 363896.9036 | 11.8317
18077 | IN | SB | 2020 | 17441.9666 | 59003.2474 | 3.3828
18091 | IN | WH | 2020 | 1902.0242 | 9661.5096 | 5.0796
18095 | IN | WH | 2020 | 526.0918 | 2653.5132 | 5.0438
18075 | IN | CO | 2020 | 29380.2036 | 331764.4463 | 11.2921
18043 | IN | SB | 2020 | 1817.0401 | 6695.0179 | 3.6846
18045 | IN | SB | 2020 | 32698.6288 | 141629.5661 | 4.3314
18047 | IN | SB | 2020 | 15985.097 | 60745.0406 | 3.8001
18079 | IN | SB | 2020 | 22014.9184 | 85429.5173 | 3.8805
18167 | IN | SB | 2020 | 23188.5078 | 78925.008 | 3.4036
18081 | IN | SB | 2020 | 19263.0536 | 78897.7925 | 4.0958
18155 | IN | CO | 2020 | 2047.7112 | 23419.8621 | 11.4371
18121 | IN | SB | 2020 | 26587.8702 | 110331.7181 | 4.1497
18123 | IN | SB | 2020 | 6029.8214 | 23105.9765 | 3.832
18073 | IN | SB | 2020 | 37797.6724 | 140051.0659 | 3.7053
18133 | IN | CO | 2020 | 24969.1262 | 303264.3537 | 12.1456
18181 | IN | CO | 2020 | 52406.837 | 587173.0296 | 11.2041
18087 | IN | WH | 2020 | 404.686 | 1943.1881 | 4.8017
18009 | IN | WH | 2020 | 566.5604 | 2966.4917 | 5.236
18105 | IN | SB | 2020 | 2857.0832 | 9852.0182 | 3.4483
18141 | IN | CO | 2020 | 25171.4692 | 264984.8177 | 10.5272
18145 | IN | CO | 2020 | 36340.8028 | 435680.5591 | 11.9887
18127 | IN | SB | 2020 | 21407.8894 | 72692.6539 | 3.3956
18147 | IN | CO | 2020 | 21691.1696 | 248753.4815 | 11.468
18149 | IN | CO | 2020 | 20922.2662 | 205927.1393 | 9.8425
18015 | IN | CO | 2020 | 35288.6192 | 464256.8551 | 13.156
18151 | IN | CO | 2020 | 16632.5946 | 152000.4936 | 9.1387
18053 | IN | WH | 2020 | 768.9034 | 3810.1728 | 4.9553
18157 | IN | CO | 2020 | 36907.3632 | 479776.959 | 12.9995
18998 | IN | SB | 2020 | 31427.9148 | 122850.8573 | 3.909
18159 | IN | CO | 2020 | 27316.305 | 371466.4468 | 13.5987
18125 | IN | SB | 2020 | 15985.097 | 60962.7648 | 3.8137
18141 | IN | SB | 2020 | 22257.73 | 75441.4214 | 3.3894
18071 | IN | SB | 2020 | 30270.5128 | 119911.5811 | 3.9613
18083 | IN | WH | 2020 | 3925.4542 | 17989.4587 | 4.5828
18135 | IN | CO | 2020 | 41318.4406 | 476932.03 | 11.5428
18103 | IN | SB | 2020 | 34479.2472 | 126361.6594 | 3.6649
18071 | IN | CO | 2020 | 21933.9812 | 255256.1764 | 11.6375
18073 | IN | CO | 2020 | 57060.726 | 617146.389 | 10.8156
18099 | IN | WH | 2020 | 728.4348 | 3456.371 | 4.7449
18998 | IN | WH | 2020 | 20274.7686 | 90007.1677 | 4.4394
18001 | IN | CO | 2020 | 23552.7252 | 265950.0614 | 11.2917
18031 | IN | CO | 2020 | 29258.7978 | 384751.2493 | 13.1499
18033 | IN | CO | 2020 | 17199.155 | 147479.0885 | 8.5748
18035 | IN | CO | 2020 | 26992.5562 | 325287.1525 | 12.051
18057 | IN | WH | 2020 | 647.4976 | 2912.0606 | 4.4974
18059 | IN | WH | 2020 | 1537.8068 | 7484.268 | 4.8668
18161 | IN | CO | 2020 | 12545.266 | 164497.8604 | 13.1123
18129 | IN | SB | 2020 | 35005.339 | 156543.671 | 4.472
18131 | IN | SB | 2020 | 29946.764 | 100506.9154 | 3.3562
18133 | IN | SB | 2020 | 30472.8558 | 125000.8834 | 4.102
18183 | IN | SB | 2020 | 28530.363 | 98438.5358 | 3.4503
18137 | IN | SB | 2020 | 26466.4644 | 95934.708 | 3.6248
18139 | IN | SB | 2020 | 42572.9672 | 180928.777 | 4.2499
18175 | IN | CO | 2020 | 14609.1646 | 158553.9908 | 10.853
18177 | IN | CO | 2020 | 24969.1262 | 292443.463 | 11.7122
18085 | IN | WH | 2020 | 1214.058 | 6096.2765 | 5.0214
18031 | IN | WH | 2020 | 1942.4928 | 10205.82 | 5.254
18033 | IN | WH | 2020 | 3682.6426 | 16492.6051 | 4.4785
18137 | IN | CO | 2020 | 12990.4206 | 145472.3975 | 11.1984
18139 | IN | CO | 2020 | 41439.8464 | 525168.8176 | 12.673
18039 | IN | WH | 2020 | 364.2174 | 1790.7812 | 4.9168
18041 | IN | WH | 2020 | 768.9034 | 3782.9573 | 4.9199
18041 | IN | SB | 2020 | 14932.9134 | 60853.9027 | 4.0752
18101 | IN | CO | 2020 | 7365.2852 | 88116.5963 | 11.9638
18049 | IN | SB | 2020 | 27882.8654 | 101813.2603 | 3.6515
18005 | IN | SB | 2020 | 28732.706 | 115747.6066 | 4.0284
18169 | IN | SB | 2020 | 36462.2086 | 126280.0128 | 3.4633
18017 | IN | SB | 2020 | 32577.223 | 130144.6166 | 3.995
18171 | IN | SB | 2020 | 31686.9138 | 143834.0232 | 4.5392
18061 | IN | WH | 2020 | 485.6232 | 1227.42 | 2.5275
18163 | IN | CO | 2020 | 9833.8698 | 126319.9289 | 12.8454
18177 | IN | SB | 2020 | 28004.2712 | 116210.2704 | 4.1497
18179 | IN | SB | 2020 | 41358.9092 | 163293.12 | 3.9482
18181 | IN | SB | 2020 | 44151.2426 | 176084.4144 | 3.9882
18065 | IN | SB | 2020 | 35248.1506 | 145793.5406 | 4.1362
18067 | IN | SB | 2020 | 26709.276 | 118550.8051 | 4.4386
18069 | IN | SB | 2020 | 38040.484 | 148134.0754 | 3.8941
18007 | IN | SB | 2020 | 45365.3006 | 195570.7267 | 4.311
18129 | IN | CO | 2020 | 32698.6288 | 408425.123 | 12.4906
18131 | IN | CO | 2020 | 37595.3294 | 407536.0827 | 10.8401
18003 | IN | WH | 2020 | 3480.2996 | 18833.1398 | 5.4114
18007 | IN | CO | 2020 | 45405.7692 | 582727.828 | 12.8338
18039 | IN | SB | 2020 | 14973.382 | 56091.1867 | 3.7461
18047 | IN | WH | 2020 | 1133.1208 | 4572.2074 | 4.0351
18157 | IN | WH | 2020 | 728.4348 | 4381.6987 | 6.0152
18049 | IN | WH | 2020 | 526.0918 | 2389.5227 | 4.542
18005 | IN | WH | 2020 | 2711.3962 | 13117.8806 | 4.8381
18051 | IN | WH | 2020 | 5341.8552 | 26262.9768 | 4.9165
18103 | IN | WH | 2020 | 1335.4638 | 7375.4059 | 5.5227
18037 | IN | CO | 2020 | 21488.8266 | 248042.2493 | 11.5428
18039 | IN | CO | 2020 | 18615.556 | 204199.8609 | 10.9693
18173 | IN | SB | 2020 | 17563.3724 | 70161.6106 | 3.9948
18175 | IN | SB | 2020 | 24119.2856 | 91961.2421 | 3.8128
18165 | IN | CO | 2020 | 17320.5608 | 205266.7093 | 11.851
18167 | IN | CO | 2020 | 18817.899 | 208721.266 | 11.0916
18135 | IN | SB | 2020 | 46377.0156 | 194944.7698 | 4.2035
18171 | IN | CO | 2020 | 31322.6964 | 406189.8216 | 12.9679
18173 | IN | CO | 2020 | 13354.638 | 148291.9254 | 11.1042
18079 | IN | WH | 2020 | 2023.43 | 6477.2938 | 3.2011
18081 | IN | WH | 2020 | 1335.4638 | 7484.268 | 5.6042
18029 | IN | SB | 2020 | 5099.0436 | 17635.657 | 3.4586
18003 | IN | SB | 2020 | 41520.7836 | 150229.6704 | 3.6182
18031 | IN | SB | 2020 | 32820.0346 | 150964.4894 | 4.5998
18035 | IN | WH | 2020 | 607.029 | 2884.8451 | 4.7524
18037 | IN | WH | 2020 | 1942.4928 | 8164.656 | 4.2032
18037 | IN | SB | 2020 | 19222.585 | 79768.6891 | 4.1497
18047 | IN | CO | 2020 | 13921.1984 | 161576.7279 | 11.6065
18001 | IN | WH | 2020 | 2185.3044 | 10396.3286 | 4.7574
18083 | IN | CO | 2020 | 45324.832 | 532001.7275 | 11.7375
18051 | IN | SB | 2020 | 39578.2908 | 165279.853 | 4.176
18053 | IN | SB | 2020 | 41763.5952 | 168246.3446 | 4.0285
18041 | IN | CO | 2020 | 13961.667 | 167825.4113 | 12.0204
18049 | IN | CO | 2020 | 35733.7738 | 405961.2113 | 11.3607
18005 | IN | CO | 2020 | 20234.3 | 238135.8 | 11.7689
18051 | IN | CO | 2020 | 39052.199 | 490978.867 | 12.5724
18019 | IN | SB | 2020 | 13759.324 | 50348.712 | 3.6592
18021 | IN | SB | 2020 | 27923.334 | 105922.8038 | 3.7933
18023 | IN | SB | 2020 | 43382.3392 | 196632.132 | 4.5325
18025 | IN | SB | 2020 | 2403.8348 | 8627.3198 | 3.589
18027 | IN | SB | 2020 | 24362.0972 | 99772.0963 | 4.0954
18063 | IN | CO | 2020 | 27680.5224 | 356530.5695 | 12.8802
18065 | IN | CO | 2020 | 29703.9524 | 366538.6234 | 12.3397
18067 | IN | CO | 2020 | 24564.4402 | 328563.9011 | 13.3756
18033 | IN | SB | 2020 | 30068.1698 | 92206.1818 | 3.0666
18035 | IN | SB | 2020 | 33669.8752 | 134281.3757 | 3.9882
18043 | IN | CO | 2020 | 744.6222 | 8001.3629 | 10.7455
18155 | IN | WH | 2020 | 323.7488 | 781.0854 | 2.4126
18159 | IN | WH | 2020 | 364.2174 | 1932.3019 | 5.3054
18161 | IN | WH | 2020 | 161.8744 | 734.819 | 4.5394
18103 | IN | CO | 2020 | 26385.5272 | 299428.7798 | 11.3482
18081 | IN | CO | 2020 | 14892.4448 | 172194.4094 | 11.5625
18105 | IN | CO | 2020 | 2152.9295 | 22734.031 | 10.5596
18107 | IN | CO | 2020 | 47348.262 | 609246.6307 | 12.8673
18107 | IN | WH | 2020 | 728.4348 | 3619.6642 | 4.9691
18109 | IN | WH | 2020 | 323.7488 | 1358.0544 | 4.1948
18127 | IN | CO | 2020 | 22298.1986 | 255002.1649 | 11.436
18045 | IN | CO | 2020 | 34398.31 | 403548.1018 | 11.7316
18061 | IN | SB | 2020 | 14851.9762 | 59220.9715 | 3.9874
18063 | IN | SB | 2020 | 29380.2036 | 127341.4181 | 4.3343
18121 | IN | CO | 2020 | 22702.8846 | 280301.7123 | 12.3465
18123 | IN | CO | 2020 | 4532.4832 | 51132.519 | 11.2813
18125 | IN | CO | 2020 | 13961.667 | 158960.4092 | 11.3855
18055 | IN | SB | 2020 | 20760.3918 | 77074.3526 | 3.7126
18027 | IN | WH | 2020 | 202.343 | 808.3009 | 3.9947
18115 | IN | WH | 2020 | 202.343 | 639.5647 | 3.1608
18061 | IN | CO | 2020 | 8215.1258 | 93857.2566 | 11.4249
18137 | IN | WH | 2020 | 1537.8068 | 6096.2765 | 3.9643
18139 | IN | WH | 2020 | 2347.1788 | 11648.2426 | 4.9627
18141 | IN | WH | 2020 | 1011.715 | 4626.6384 | 4.5731
18069 | IN | CO | 2020 | 26102.247 | 304890.0275 | 11.6806
18109 | IN | CO | 2020 | 14083.0728 | 166174.3364 | 11.7996
18113 | IN | WH | 2020 | 1416.401 | 7048.8197 | 4.9766
18167 | IN | WH | 2020 | 283.2802 | 1276.4079 | 4.5058
18075 | IN | WH | 2020 | 2913.7392 | 15431.1998 | 5.296
18011 | IN | CO | 2020 | 36624.083 | 510105.9345 | 13.9282
18111 | IN | CO | 2020 | 40144.8512 | 486076.4447 | 12.1081
18059 | IN | CO | 2020 | 23876.474 | 282511.6125 | 11.8322
18059 | IN | SB | 2020 | 26830.6818 | 107011.4246 | 3.9884
18121 | IN | WH | 2020 | 890.3092 | 3646.8797 | 4.0962
18069 | IN | WH | 2020 | 1821.087 | 10668.4838 | 5.8583
18169 | IN | CO | 2020 | 29865.8268 | 326557.2101 | 10.9341
18017 | IN | CO | 2020 | 38242.827 | 481047.0166 | 12.5788
18087 | IN | CO | 2020 | 17441.9666 | 157080.724 | 9.0059
18057 | IN | CO | 2020 | 19465.3966 | 230540.8556 | 11.8436
18057 | IN | SB | 2020 | 23228.9764 | 101840.4758 | 4.3842
18115 | IN | CO | 2020 | 708.2005 | 6858.311 | 9.6841
18177 | IN | WH | 2020 | 1011.715 | 4817.147 | 4.7614
18163 | IN | WH | 2020 | 1902.0242 | 8436.8112 | 4.4357
18145 | IN | WH | 2020 | 1618.744 | 7674.7766 | 4.7412
18085 | IN | CO | 2020 | 39295.0106 | 426459.9409 | 10.8528
18055 | IN | CO | 2020 | 19101.1792 | 220964.6212 | 11.5681
18135 | IN | WH | 2020 | 1214.058 | 5796.9058 | 4.7748
18113 | IN | CO | 2020 | 24200.2228 | 266280.2764 | 11.0032
18091 | IN | CO | 2020 | 42330.1556 | 392778.0134 | 9.2789
18117 | IN | CO | 2020 | 10238.5558 | 131933.5835 | 12.886
18179 | IN | WH | 2020 | 1294.9952 | 6177.923 | 4.7706
18123 | IN | WH | 2020 | 161.8744 | 566.0828 | 3.497
18053 | IN | CO | 2020 | 28530.363 | 336311.2525 | 11.7878
18017 | IN | WH | 2020 | 849.8406 | 4544.9918 | 5.3481
18173 | IN | WH | 2020 | 1254.5266 | 5415.8885 | 4.3171
18175 | IN | WH | 2020 | 445.1546 | 1709.1347 | 3.8394
18125 | IN | WH | 2020 | 1133.1208 | 3891.8194 | 3.4346
18183 | IN | WH | 2020 | 2468.5846 | 12491.9237 | 5.0604
18093 | IN | CO | 2020 | 8134.1886 | 93628.6463 | 11.5105
18095 | IN | CO | 2020 | 34195.967 | 439363.7261 | 12.8484
18119 | IN | CO | 2020 | 8377.0002 | 88599.2182 | 10.5765
18089 | IN | CO | 2020 | 20031.957 | 215376.3678 | 10.7516
18169 | IN | WH | 2020 | 1537.8068 | 8382.3802 | 5.4509
18071 | IN | WH | 2020 | 1861.5556 | 8572.8888 | 4.6052
18009 | IN | CO | 2020 | 11533.551 | 136023.169 | 11.7937
18007 | IN | WH | 2020 | 728.4348 | 4272.8366 | 5.8658
18099 | IN | CO | 2020 | 35571.8994 | 391838.1708 | 11.0154
18097 | IN | CO | 2020 | 2092.2266 | 25197.9428 | 12.0436
18127 | IN | WH | 2020 | 526.0918 | 2038.4424 | 3.8747
18129 | IN | WH | 2020 | 5544.1982 | 26344.6234 | 4.7517
18998 | IN | CO | 2020 | 8033.0171 | 80674.0588 | 10.0428
19167 | IA | CO | 2020 | 84377.031 | 1068753.4704 | 12.6664
19081 | IA | CO | 2020 | 78913.77 | 990644.928 | 12.5535
19083 | IA | CO | 2020 | 73126.7602 | 714661.4115 | 9.7729
19163 | IA | CO | 2020 | 43301.402 | 492756.9476 | 11.3797
19091 | IA | SB | 2020 | 38283.2956 | 146501.1442 | 3.8268
19151 | IA | CO | 2020 | 72438.794 | 846620.3962 | 11.6874
19165 | IA | CO | 2020 | 68715.6828 | 821651.0637 | 11.9573
19161 | IA | CO | 2020 | 63171.4846 | 638381.7521 | 10.1055
19089 | IA | SB | 2020 | 33224.7206 | 121762.2365 | 3.6648
19153 | IA | CO | 2020 | 28854.1118 | 272020.9368 | 9.4275
19079 | IA | CO | 2020 | 79520.799 | 829550.822 | 10.4319
19169 | IA | CO | 2020 | 61593.2092 | 573710.4191 | 9.3145
19077 | IA | CO | 2020 | 42208.7498 | 400753.9751 | 9.4946
19155 | IA | CO | 2020 | 98945.727 | 1094916.657 | 11.0658
19087 | IA | CO | 2020 | 31646.4452 | 341645.4944 | 10.7957
19159 | IA | CO | 2020 | 20922.2662 | 208924.4752 | 9.9857
19087 | IA | SB | 2020 | 28206.6142 | 104153.795 | 3.6925
19013 | IA | SB | 2020 | 34155.4984 | 124483.7885 | 3.6446
19009 | IA | SB | 2020 | 37028.769 | 120265.3829 | 3.2479
19081 | IA | SB | 2020 | 43746.5566 | 176519.8627 | 4.0351
19157 | IA | CO | 2020 | 57303.5376 | 497075.1435 | 8.6744
19073 | IA | CO | 2020 | 62766.7986 | 605919.0798 | 9.6535
19129 | IA | SB | 2020 | 36097.9912 | 119693.857 | 3.3158
19075 | IA | CO | 2020 | 62523.987 | 716998.3175 | 11.4676
19085 | IA | SB | 2020 | 48562.32 | 170151.431 | 3.5038
19117 | IA | CO | 2020 | 12423.8602 | 116337.2762 | 9.364
19015 | IA | CO | 2020 | 57182.1318 | 576783.9585 | 10.0868
19077 | IA | SB | 2020 | 36462.2086 | 111556.4165 | 3.0595
19067 | IA | CO | 2020 | 57951.0352 | 681665.3151 | 11.7628
19069 | IA | CO | 2020 | 84174.688 | 951552.5551 | 11.3045
19085 | IA | CO | 2020 | 74259.881 | 839939.8932 | 11.3108
19083 | IA | SB | 2020 | 36543.1458 | 129763.5994 | 3.551
19089 | IA | CO | 2020 | 49412.1606 | 584937.7283 | 11.8379
19009 | IA | CO | 2020 | 44151.2426 | 473325.0664 | 10.7205
19115 | IA | CO | 2020 | 31605.9766 | 360264.5388 | 11.3986
19061 | IA | CO | 2020 | 54673.0786 | 676381.8755 | 12.3714
19119 | IA | CO | 2020 | 64790.2286 | 801152.3341 | 12.3653
19123 | IA | CO | 2020 | 54713.5472 | 620905.7595 | 11.3483
19017 | IA | CO | 2020 | 49938.2524 | 588036.6688 | 11.7753
19171 | IA | CO | 2020 | 59974.4652 | 499539.0552 | 8.3292
19063 | IA | CO | 2020 | 46012.7982 | 537488.3763 | 11.6813
19065 | IA | CO | 2020 | 76647.5284 | 866458.6959 | 11.3045
19121 | IA | CO | 2020 | 27761.4596 | 299708.1924 | 10.7958
19107 | IA | CO | 2020 | 49331.2234 | 506270.3605 | 10.2627
19079 | IA | SB | 2020 | 44555.9286 | 154311.9984 | 3.4633
19121 | IA | SB | 2020 | 26992.5562 | 93294.8026 | 3.4563
19071 | IA | CO | 2020 | 46134.204 | 564083.3825 | 12.227
19013 | IA | CO | 2020 | 59529.3106 | 634469.9747 | 10.6581
19091 | IA | CO | 2020 | 56939.3202 | 673333.7372 | 11.8255
19131 | IA | SB | 2020 | 32051.1312 | 128021.8061 | 3.9943
19093 | IA | SB | 2020 | 37959.5468 | 141683.9971 | 3.7325
19095 | IA | SB | 2020 | 37797.6724 | 126579.3835 | 3.3489
19051 | IA | SB | 2020 | 21367.4208 | 60364.0234 | 2.825
19129 | IA | CO | 2020 | 38890.3246 | 444748.7704 | 11.436
19111 | IA | SB | 2020 | 27518.648 | 96424.5874 | 3.504
19115 | IA | SB | 2020 | 28489.8944 | 102112.631 | 3.5842
19117 | IA | SB | 2020 | 15580.411 | 45885.3667 | 2.9451
19109 | IA | CO | 2020 | 123226.887 | 1474943.292 | 11.9693
19007 | IA | CO | 2020 | 11978.7056 | 107980.2972 | 9.0144
19113 | IA | CO | 2020 | 58477.127 | 605258.6499 | 10.3503
19041 | IA | SB | 2020 | 47955.291 | 162258.9302 | 3.3835
19043 | IA | SB | 2020 | 22176.7928 | 89620.7074 | 4.0412
19011 | IA | CO | 2020 | 61107.586 | 555396.1885 | 9.0888
19998 | IA | SB | 2020 | 547904.3754 | 2084926.5562 | 3.8053
19053 | IA | SB | 2020 | 18048.9956 | 57533.6093 | 3.1876
19055 | IA | SB | 2020 | 22379.1358 | 91961.2421 | 4.1092
19093 | IA | CO | 2020 | 47510.1364 | 561238.4534 | 11.813
19095 | IA | CO | 2020 | 48481.3828 | 459811.6535 | 9.4843
19097 | IA | CO | 2020 | 45891.3924 | 534618.0461 | 11.6496
19998 | IA | CO | 2020 | 233584.7592 | 2571765.0354 | 11.01
19097 | IA | SB | 2020 | 19343.9908 | 71168.5848 | 3.6791
19057 | IA | CO | 2020 | 28570.8316 | 341086.6691 | 11.9383
19059 | IA | CO | 2020 | 38404.7014 | 439211.3192 | 11.4364
19103 | IA | CO | 2020 | 40630.4744 | 412641.7142 | 10.156
19105 | IA | CO | 2020 | 59326.9676 | 639016.7809 | 10.7711
19031 | IA | SB | 2020 | 46377.0156 | 175893.9058 | 3.7927
19119 | IA | SB | 2020 | 45931.861 | 187814.3035 | 4.089
19033 | IA | SB | 2020 | 40144.8512 | 161442.4646 | 4.0215
19035 | IA | SB | 2020 | 52164.0254 | 200660.029 | 3.8467
19111 | IA | CO | 2020 | 30837.0732 | 337378.1009 | 10.9407
19045 | IA | SB | 2020 | 46134.204 | 176846.449 | 3.8333
19047 | IA | SB | 2020 | 54592.1414 | 198999.8822 | 3.6452
19133 | IA | SB | 2020 | 52973.3974 | 199489.7616 | 3.7658
19049 | IA | SB | 2020 | 39335.4792 | 124592.6506 | 3.1674
19005 | IA | SB | 2020 | 12342.923 | 48797.4274 | 3.9535
19139 | IA | SB | 2020 | 29015.9862 | 108508.2782 | 3.7396
19173 | IA | CO | 2020 | 32941.4404 | 343652.1854 | 10.4322
19175 | IA | CO | 2020 | 21853.044 | 246492.779 | 11.2796
19131 | IA | CO | 2020 | 59893.528 | 764269.8614 | 12.7605
19001 | IA | SB | 2020 | 42572.9672 | 137710.5312 | 3.2347
19133 | IA | CO | 2020 | 69484.5862 | 778062.6869 | 11.1976
19101 | IA | SB | 2020 | 27275.8364 | 98683.4755 | 3.618
19183 | IA | CO | 2020 | 47995.7596 | 558520.5302 | 11.6369
19185 | IA | CO | 2020 | 21691.1696 | 229829.6233 | 10.5955
19187 | IA | CO | 2020 | 85186.403 | 925567.1766 | 10.8652
19141 | IA | CO | 2020 | 68149.1224 | 853377.1026 | 12.5222
19143 | IA | CO | 2020 | 49654.9722 | 577520.5919 | 11.6307
19011 | IA | SB | 2020 | 60419.6198 | 230379.3768 | 3.813
19145 | IA | CO | 2020 | 47307.7934 | 539241.0558 | 11.3986
19147 | IA | CO | 2020 | 69484.5862 | 789848.8214 | 11.3673
19073 | IA | SB | 2020 | 49574.035 | 163374.7666 | 3.2956
19075 | IA | SB | 2020 | 46457.9528 | 190263.7003 | 4.0954
19197 | IA | CO | 2020 | 74907.3786 | 874536.2622 | 11.6749
19169 | IA | SB | 2020 | 42127.8126 | 147889.1357 | 3.5105
19037 | IA | SB | 2020 | 32900.9718 | 123694.5384 | 3.7596
19039 | IA | SB | 2020 | 15175.725 | 46837.9099 | 3.0864
19173 | IA | SB | 2020 | 34722.0588 | 109760.1922 | 3.1611
19175 | IA | SB | 2020 | 21893.5126 | 76720.5509 | 3.5043
19033 | IA | CO | 2020 | 70253.4896 | 804759.2977 | 11.4551
19135 | IA | SB | 2020 | 13071.3578 | 39897.9523 | 3.0523
19137 | IA | SB | 2020 | 35490.9622 | 117434.9688 | 3.3089
19141 | IA | SB | 2020 | 53985.1124 | 225099.5659 | 4.1697
19177 | IA | CO | 2020 | 21246.015 | 204707.884 | 9.6351
19179 | IA | CO | 2020 | 22257.73 | 238339.0092 | 10.7081
19181 | IA | CO | 2020 | 24402.5658 | 257313.6698 | 10.5445
19137 | IA | CO | 2020 | 36988.3004 | 428568.2365 | 11.5866
19139 | IA | CO | 2020 | 35329.0878 | 383176.3779 | 10.8459
19153 | IA | SB | 2020 | 26021.3098 | 87851.6986 | 3.3761
19189 | IA | CO | 2020 | 48643.2572 | 632310.8767 | 12.9989
19019 | IA | CO | 2020 | 79439.8618 | 938902.7814 | 11.819
19191 | IA | CO | 2020 | 58072.441 | 649558.2589 | 11.1853
19193 | IA | CO | 2020 | 80046.8908 | 959655.5226 | 11.9887
19195 | IA | CO | 2020 | 46012.7982 | 594082.143 | 12.9112
19165 | IA | SB | 2020 | 53175.7404 | 188821.2778 | 3.5509
19021 | IA | CO | 2020 | 66732.7214 | 770289.9344 | 11.5429
19023 | IA | CO | 2020 | 70172.5524 | 849211.3137 | 12.1018
19171 | IA | SB | 2020 | 55603.8564 | 210158.2454 | 3.7796
19029 | IA | CO | 2020 | 51637.9336 | 575310.6916 | 11.1412
19003 | IA | CO | 2020 | 27923.334 | 303746.9756 | 10.8779
19177 | IA | SB | 2020 | 20072.4256 | 59656.4198 | 2.9721
19035 | IA | CO | 2020 | 59043.6874 | 688218.8123 | 11.6561
19037 | IA | CO | 2020 | 58679.47 | 683976.8199 | 11.6562
19057 | IA | SB | 2020 | 26992.5562 | 110195.6405 | 4.0824
19059 | IA | SB | 2020 | 31444.1022 | 117353.3222 | 3.7321
19135 | IA | CO | 2020 | 8943.5606 | 86313.1145 | 9.6509
19015 | IA | SB | 2020 | 41156.5662 | 140894.747 | 3.4234
19151 | IA | SB | 2020 | 57182.1318 | 209967.7368 | 3.6719
19055 | IA | CO | 2020 | 76202.3738 | 910682.1015 | 11.9508
19001 | IA | CO | 2020 | 43787.0252 | 463647.2275 | 10.5887
19101 | IA | CO | 2020 | 28692.2374 | 301308.465 | 10.5014
19029 | IA | SB | 2020 | 47752.948 | 158312.6798 | 3.3152
19025 | IA | CO | 2020 | 72074.5766 | 722027.7456 | 10.0178
19027 | IA | CO | 2020 | 72357.8568 | 683976.8199 | 9.4527
19145 | IA | SB | 2020 | 42977.6532 | 151454.3688 | 3.524
19031 | IA | CO | 2020 | 61674.1464 | 593447.1142 | 9.6223
19179 | IA | SB | 2020 | 22864.759 | 79959.1978 | 3.497
19185 | IA | SB | 2020 | 27882.8654 | 83633.293 | 2.9995
19071 | IA | SB | 2020 | 43301.402 | 159591.8093 | 3.6856
19159 | IA | SB | 2020 | 22095.8556 | 75196.4818 | 3.4032
19163 | IA | SB | 2020 | 26628.3388 | 109243.0973 | 4.1025
19103 | IA | SB | 2020 | 37312.0492 | 129981.3235 | 3.4836
19105 | IA | SB | 2020 | 27599.5852 | 100234.7602 | 3.6317
19107 | IA | SB | 2020 | 41520.7836 | 144078.9629 | 3.47
19109 | IA | SB | 2020 | 86400.461 | 349991.5872 | 4.0508
19007 | IA | SB | 2020 | 18858.3676 | 49613.893 | 2.6309
19043 | IA | CO | 2020 | 57748.6922 | 692689.415 | 11.9949
19161 | IA | SB | 2020 | 54996.8274 | 174206.5435 | 3.1676
19181 | IA | SB | 2020 | 27720.991 | 92287.8283 | 3.3292
19183 | IA | SB | 2020 | 37473.9236 | 134063.6515 | 3.5775
19157 | IA | SB | 2020 | 45729.518 | 168518.4998 | 3.6851
19005 | IA | CO | 2020 | 35450.4936 | 436798.2098 | 12.3214
19039 | IA | CO | 2020 | 11857.2998 | 115499.0381 | 9.7408
19041 | IA | CO | 2020 | 55077.7646 | 581127.5555 | 10.551
19155 | IA | SB | 2020 | 77416.4318 | 249838.4736 | 3.2272
19189 | IA | SB | 2020 | 32496.2858 | 132866.1686 | 4.0887
19045 | IA | CO | 2020 | 74543.1612 | 834707.2559 | 11.1976
19063 | IA | SB | 2020 | 34155.4984 | 128620.5475 | 3.7657
19051 | IA | CO | 2020 | 15256.6622 | 162795.9832 | 10.6705
19023 | IA | SB | 2020 | 37069.2376 | 135125.0568 | 3.6452
19187 | IA | SB | 2020 | 57789.1608 | 195870.0974 | 3.3894
19025 | IA | SB | 2020 | 51961.6824 | 166695.06 | 3.208
19027 | IA | SB | 2020 | 42370.6242 | 156162.6538 | 3.6856
19047 | IA | CO | 2020 | 83567.659 | 950460.3055 | 11.3735
19049 | IA | CO | 2020 | 50423.8756 | 442183.254 | 8.7693
19193 | IA | SB | 2020 | 65154.446 | 248015.0338 | 3.8066
19065 | IA | SB | 2020 | 41520.7836 | 156081.0072 | 3.7591
19053 | IA | CO | 2020 | 12504.7974 | 125024.4701 | 9.9981
19019 | IA | SB | 2020 | 28085.2084 | 107093.0712 | 3.8131
19191 | IA | SB | 2020 | 25373.8122 | 91471.3627 | 3.605
19067 | IA | SB | 2020 | 36259.8656 | 131668.6858 | 3.6313
19069 | IA | SB | 2020 | 39011.7304 | 145358.0923 | 3.726
19195 | IA | SB | 2020 | 33386.595 | 130688.927 | 3.9144
19197 | IA | SB | 2020 | 49978.721 | 187895.9501 | 3.7595
20183 | KS | CO | 2020 | 36543.1458 | 284416.6989 | 7.783
20181 | KS | CO | 2020 | 84984.06 | 559028.5532 | 6.578
20045 | KS | CO | 2020 | 10279.0244 | 95736.9419 | 9.3138
20057 | KS | CO | 2020 | 20315.2372 | 258482.1228 | 12.7236
20047 | KS | CO | 2020 | 29946.764 | 339460.9953 | 11.3355
20185 | KS | CO | 2020 | 25657.0924 | 230185.2394 | 8.9716
20147 | KS | CO | 2020 | 31565.508 | 184259.9566 | 5.8374
20149 | KS | CO | 2020 | 15256.6622 | 157715.7528 | 10.3375
20041 | KS | CO | 2020 | 9388.7152 | 83671.3947 | 8.9119
20043 | KS | CO | 2020 | 36502.6772 | 464434.6632 | 12.7233
20055 | KS | CO | 2020 | 55482.4506 | 544397.4897 | 9.8121
20159 | KS | CO | 2020 | 13516.5124 | 109453.564 | 8.0978
20015 | KS | CO | 2020 | 27073.4934 | 211235.98 | 7.8023
20027 | KS | CO | 2020 | 21084.1406 | 210423.1432 | 9.9802
20029 | KS | CO | 2020 | 21569.7638 | 209711.9109 | 9.7225
20023 | KS | CO | 2020 | 35531.4308 | 258101.1055 | 7.264
20031 | KS | CO | 2020 | 12990.4206 | 105744.9958 | 8.1402
20003 | KS | CO | 2020 | 18817.899 | 129698.2821 | 6.8923
20039 | KS | CO | 2020 | 54106.5182 | 309055.8164 | 5.712
20045 | KS | WH | 2020 | 890.3092 | 2775.983 | 3.118
20047 | KS | WH | 2020 | 34519.7158 | 120728.0467 | 3.4974
20001 | KS | SG | 2020 | 149.7338 | 876.3397 | 5.8527
20101 | KS | SG | 2020 | 30027.7012 | 145116.7814 | 4.8328
20005 | KS | CO | 2020 | 25940.3726 | 270598.4723 | 10.4316
20035 | KS | CO | 2020 | 10643.2418 | 72139.2717 | 6.7779
20191 | KS | CO | 2020 | 17320.5608 | 103179.4794 | 5.9571
20193 | KS | CO | 2020 | 114526.138 | 823048.1271 | 7.1866
20195 | KS | CO | 2020 | 12990.4206 | 85119.2604 | 6.5525
20197 | KS | CO | 2020 | 9874.3384 | 92358.5887 | 9.3534
20201 | KS | CO | 2020 | 44677.3344 | 439439.9296 | 9.8359
20151 | KS | CO | 2020 | 23188.5078 | 254722.7523 | 10.9849
20153 | KS | CO | 2020 | 52244.9626 | 243978.065 | 4.6699
20155 | KS | CO | 2020 | 19101.1792 | 189314.7859 | 9.9112
20157 | KS | CO | 2020 | 50869.0302 | 534491.0404 | 10.5072
20097 | KS | SB | 2020 | 6029.8214 | 21609.1229 | 3.5837
20099 | KS | SB | 2020 | 33103.3148 | 81700.991 | 2.4681
20161 | KS | CO | 2020 | 9348.2466 | 94289.0762 | 10.0863
20163 | KS | CO | 2020 | 12342.923 | 88929.4332 | 7.2049
20167 | KS | CO | 2020 | 3508.6276 | 28220.6799 | 8.0432
20169 | KS | CO | 2020 | 3654.3146 | 34647.1713 | 9.4812
20171 | KS | CO | 2020 | 38080.9526 | 227086.2989 | 5.9633
20037 | KS | CO | 2020 | 15539.9424 | 92282.3852 | 5.9384
20175 | KS | CO | 2020 | 30594.2616 | 353152.2163 | 11.5431
20177 | KS | CO | 2020 | 14447.2902 | 140011.1498 | 9.6912
20093 | KS | WH | 2020 | 31525.0394 | 82680.7498 | 2.6227
20095 | KS | WH | 2020 | 64628.3542 | 202102.4515 | 3.1271
20097 | KS | WH | 2020 | 20881.7976 | 69943.8864 | 3.3495
20187 | KS | CO | 2020 | 23876.474 | 207273.4003 | 8.6811
20189 | KS | CO | 2020 | 53054.3346 | 567106.1196 | 10.6892
20053 | KS | CO | 2020 | 2019.3831 | 15469.3016 | 7.6604
20021 | KS | SB | 2020 | 46336.547 | 123395.1677 | 2.663
20023 | KS | SB | 2020 | 2679.0213 | 11185.5787 | 4.1752
20059 | KS | CO | 2020 | 12342.923 | 107777.0879 | 8.7319
20061 | KS | CO | 2020 | 5220.4494 | 54104.4538 | 10.3639
20063 | KS | CO | 2020 | 56008.5424 | 355057.3027 | 6.3393
20065 | KS | CO | 2020 | 26547.4016 | 178951.1158 | 6.7408
20203 | KS | CO | 2020 | 40023.4454 | 229601.0129 | 5.7367
20205 | KS | CO | 2020 | 18048.9956 | 114203.5794 | 6.3274
20207 | KS | CO | 2020 | 9550.5896 | 54942.6918 | 5.7528
20021 | KS | CO | 2020 | 16511.1888 | 83849.2028 | 5.0783
20077 | KS | WH | 2020 | 85186.403 | 269841.8808 | 3.1677
20079 | KS | WH | 2020 | 29865.8268 | 99227.7859 | 3.3225
20081 | KS | WH | 2020 | 20436.643 | 63629.8858 | 3.1135
20083 | KS | WH | 2020 | 35733.7738 | 105024.6917 | 2.9391
20087 | KS | WH | 2020 | 348.03 | 1004.2527 | 2.8855
20089 | KS | WH | 2020 | 27761.4596 | 77101.5682 | 2.7773
20009 | KS | WH | 2020 | 54187.4554 | 176383.7851 | 3.2551
20091 | KS | WH | 2020 | 659.6382 | 1997.6192 | 3.0284
20129 | KS | CO | 2020 | 10157.6186 | 117759.7407 | 11.5932
20013 | KS | CO | 2020 | 49047.9432 | 590779.9932 | 12.0449
20131 | KS | CO | 2020 | 47550.605 | 524406.783 | 11.0284
20099 | KS | WH | 2020 | 4775.2948 | 12437.4926 | 2.6045
20998 | KS | WH | 2020 | 37736.9695 | 94639.2492 | 2.5079
20207 | KS | SB | 2020 | 16956.3434 | 37747.9262 | 2.2262
20139 | KS | CO | 2020 | 12100.1114 | 100486.9573 | 8.3046
20141 | KS | CO | 2020 | 13597.4496 | 93984.2624 | 6.9119
20143 | KS | CO | 2020 | 6232.1644 | 63756.8915 | 10.2303
20145 | KS | CO | 2020 | 21772.1068 | 223022.1146 | 10.2435
20085 | KS | SB | 2020 | 21205.5464 | 67167.9034 | 3.1675
20087 | KS | SB | 2020 | 20315.2372 | 63112.7909 | 3.1067
20089 | KS | SB | 2020 | 46538.89 | 147099.8856 | 3.1608
20009 | KS | SB | 2020 | 14973.382 | 43490.401 | 2.9045
20095 | KS | SB | 2020 | 7486.691 | 17363.5018 | 2.3192
20027 | KS | WH | 2020 | 16754.0004 | 57125.3765 | 3.4097
20029 | KS | WH | 2020 | 20719.9232 | 60608.963 | 2.9252
20998 | KS | SB | 2020 | 50120.3611 | 143670.7301 | 2.8665
20003 | KS | WH | 2020 | 870.0749 | 2648.0701 | 3.0435
20031 | KS | WH | 2020 | 3731.2049 | 11403.3029 | 3.0562
20033 | KS | WH | 2020 | 19829.614 | 56281.6954 | 2.8383
20035 | KS | WH | 2020 | 24362.0972 | 78816.1459 | 3.2352
20017 | KS | CO | 2020 | 3079.6605 | 26239.39 | 8.5202
20037 | KS | WH | 2020 | 2897.5518 | 8953.9061 | 3.0902
20039 | KS | WH | 2020 | 28651.7688 | 84204.8189 | 2.9389
20173 | KS | CO | 2020 | 20153.3628 | 164320.0523 | 8.1535
20041 | KS | WH | 2020 | 46984.0446 | 152624.6362 | 3.2484
20143 | KS | SB | 2020 | 27923.334 | 82435.8101 | 2.9522
20145 | KS | SB | 2020 | 7446.2224 | 28385.7874 | 3.8121
20005 | KS | WH | 2020 | 505.8575 | 1300.9019 | 2.5717
20105 | KS | SG | 2020 | 18170.4014 | 109707.5755 | 6.0377
20019 | KS | CO | 2020 | 1185.73 | 5994.6719 | 5.0557
20101 | KS | WH | 2020 | 26142.7156 | 71740.1107 | 2.7442
20103 | KS | WH | 2020 | 424.9203 | 1172.9889 | 2.7605
20105 | KS | WH | 2020 | 30715.6674 | 91934.0266 | 2.9931
20109 | KS | WH | 2020 | 30634.7302 | 84068.7413 | 2.7442
20011 | KS | WH | 2020 | 578.701 | 2057.4933 | 3.5554
20111 | KS | WH | 2020 | 3447.9247 | 9824.8027 | 2.8495
20113 | KS | WH | 2020 | 73126.7602 | 253267.6291 | 3.4634
20115 | KS | WH | 2020 | 39011.7304 | 130661.7115 | 3.3493
20117 | KS | WH | 2020 | 2776.146 | 8763.3974 | 3.1567
20119 | KS | WH | 2020 | 29096.9234 | 87470.6813 | 3.0062
20123 | KS | WH | 2020 | 41561.2522 | 124374.9264 | 2.9926
20125 | KS | WH | 2020 | 7931.8456 | 22833.8213 | 2.8788
20127 | KS | WH | 2020 | 7648.5654 | 23568.6403 | 3.0814
20129 | KS | WH | 2020 | 16834.9376 | 27161.089 | 1.6134
20013 | KS | WH | 2020 | 574.6541 | 1796.2243 | 3.1257
20131 | KS | WH | 2020 | 1145.2614 | 3592.4486 | 3.1368
20135 | KS | WH | 2020 | 38161.8898 | 115230.5117 | 3.0195
20137 | KS | WH | 2020 | 16511.1888 | 47409.4358 | 2.8714
20139 | KS | WH | 2020 | 1897.9773 | 6858.311 | 3.6135
20141 | KS | WH | 2020 | 31120.3534 | 82871.2584 | 2.6629
20143 | KS | WH | 2020 | 31525.0394 | 92859.3542 | 2.9456
20145 | KS | WH | 2020 | 47631.5422 | 155046.8174 | 3.2551
20147 | KS | WH | 2020 | 21326.9522 | 57669.6869 | 2.7041
20015 | KS | WH | 2020 | 11654.9568 | 38646.0384 | 3.3158
20027 | KS | SB | 2020 | 43260.9334 | 150991.705 | 3.4903
20029 | KS | SB | 2020 | 41520.7836 | 124810.3747 | 3.006
20003 | KS | SB | 2020 | 33265.1892 | 83660.5085 | 2.515
20031 | KS | SB | 2020 | 31282.2278 | 80367.4306 | 2.5691
20067 | KS | CO | 2020 | 20517.5802 | 224978.0033 | 10.9651
20069 | KS | CO | 2020 | 36502.6772 | 433038.8393 | 11.8632
20007 | KS | CO | 2020 | 1339.5107 | 10490.6758 | 7.8317
20071 | KS | CO | 2020 | 19465.3966 | 60962.7648 | 3.1319
20079 | KS | CO | 2020 | 28004.2712 | 241336.3452 | 8.6178
20081 | KS | CO | 2020 | 39659.228 | 462504.1756 | 11.662
20083 | KS | CO | 2020 | 7405.7538 | 72977.5097 | 9.8542
20085 | KS | CO | 2020 | 15742.2854 | 149892.198 | 9.5216
20087 | KS | CO | 2020 | 18494.1502 | 189111.5766 | 10.2255
20089 | KS | CO | 2020 | 31160.822 | 300622.6339 | 9.6475
20009 | KS | CO | 2020 | 12626.2032 | 123754.4125 | 9.8014
20095 | KS | CO | 2020 | 5584.6668 | 42242.1158 | 7.5639
20097 | KS | CO | 2020 | 12828.5462 | 154845.4226 | 12.0704
20099 | KS | CO | 2020 | 12909.4834 | 65560.3733 | 5.0785
20998 | KS | CO | 2020 | 223289.5474 | 1815191.7231 | 8.1293
20133 | KS | CO | 2020 | 13516.5124 | 81029.6749 | 5.9949
20135 | KS | CO | 2020 | 7567.6282 | 50065.6706 | 6.6158
20137 | KS | CO | 2020 | 54754.0158 | 309487.636 | 5.6523
20079 | KS | SB | 2020 | 40509.0686 | 96723.9581 | 2.3877
20081 | KS | SB | 2020 | 3735.2518 | 16029.9413 | 4.2915
20203 | KS | WH | 2020 | 41318.4406 | 111148.1837 | 2.69
20205 | KS | WH | 2020 | 5584.6668 | 17363.5018 | 3.1091
20207 | KS | WH | 2020 | 1626.8377 | 4735.5005 | 2.9109
20021 | KS | WH | 2020 | 12788.0776 | 35080.8053 | 2.7432
20023 | KS | WH | 2020 | 36826.426 | 106984.2091 | 2.9051
20025 | KS | WH | 2020 | 23552.7252 | 76176.2405 | 3.2343
20123 | KS | SB | 2020 | 31282.2278 | 92559.9835 | 2.9589
20125 | KS | SB | 2020 | 28489.8944 | 77972.4648 | 2.7368
20127 | KS | SB | 2020 | 20922.2662 | 56553.8506 | 2.703
20013 | KS | SB | 2020 | 49169.349 | 189229.5106 | 3.8485
20131 | KS | SB | 2020 | 49331.2234 | 151617.6619 | 3.0735
20133 | KS | SB | 2020 | 25252.4064 | 53315.2037 | 2.1113
20137 | KS | SB | 2020 | 10521.836 | 22997.1144 | 2.1857
20141 | KS | SB | 2020 | 20112.8942 | 52063.2898 | 2.5886
20147 | KS | SB | 2020 | 15904.1598 | 29311.115 | 1.843
20149 | KS | SB | 2020 | 18291.8072 | 56336.1264 | 3.0799
20051 | KS | WH | 2020 | 32536.7544 | 102194.2776 | 3.1409
20053 | KS | WH | 2020 | 28247.0828 | 83769.3706 | 2.9656
20057 | KS | WH | 2020 | 61512.272 | 211791.1766 | 3.4431
20059 | KS | WH | 2020 | 1319.2764 | 3701.3107 | 2.8056
20063 | KS | WH | 2020 | 27923.334 | 77945.2493 | 2.7914
20065 | KS | WH | 2020 | 24321.6286 | 70651.4899 | 2.9049
20067 | KS | WH | 2020 | 19424.928 | 51600.6259 | 2.6564
20069 | KS | WH | 2020 | 39821.1024 | 120510.3226 | 3.0263
20007 | KS | WH | 2020 | 41885.001 | 135206.7034 | 3.228
20071 | KS | WH | 2020 | 53297.1462 | 139071.3072 | 2.6094
20073 | KS | WH | 2020 | 1019.8087 | 3129.7848 | 3.069
20075 | KS | WH | 2020 | 33305.6578 | 81973.1462 | 2.4612
20177 | KS | SB | 2020 | 16227.9086 | 45286.6253 | 2.7907
20179 | KS | SB | 2020 | 6434.5074 | 25745.8819 | 4.0012
20183 | KS | SB | 2020 | 35733.7738 | 90110.5867 | 2.5217
20185 | KS | SB | 2020 | 8093.72 | 23840.7955 | 2.9456
20189 | KS | SB | 2020 | 2088.1798 | 8708.9664 | 4.1706
20191 | KS | SB | 2020 | 73248.166 | 149739.791 | 2.0443
20193 | KS | SB | 2020 | 8012.7828 | 24575.6146 | 3.0671
20197 | KS | SB | 2020 | 14487.7588 | 40823.28 | 2.8178
20201 | KS | SB | 2020 | 54187.4554 | 164708.327 | 3.0396
20205 | KS | SB | 2020 | 32536.7544 | 63902.041 | 1.964
20159 | KS | SG | 2020 | 18817.899 | 115880.0554 | 6.158
20163 | KS | SG | 2020 | 24200.2228 | 144303.9445 | 5.9629
20165 | KS | SG | 2020 | 30391.9186 | 175318.7511 | 5.7686
20167 | KS | SG | 2020 | 17725.2468 | 108589.9248 | 6.1263
20151 | KS | WH | 2020 | 53985.1124 | 188413.045 | 3.4901
20153 | KS | WH | 2020 | 40994.6918 | 113298.2098 | 2.7637
20155 | KS | WH | 2020 | 76809.4028 | 274795.1054 | 3.5776
20157 | KS | WH | 2020 | 11412.1452 | 32767.4861 | 2.8713
20035 | KS | SB | 2020 | 35652.8366 | 89675.1384 | 2.5152
20037 | KS | SB | 2020 | 29501.6094 | 64283.0582 | 2.179
20041 | KS | SB | 2020 | 45122.489 | 124102.7712 | 2.7504
20043 | KS | SB | 2020 | 25333.3436 | 99336.648 | 3.9212
20045 | KS | SB | 2020 | 16066.0342 | 46892.341 | 2.9187
20047 | KS | SB | 2020 | 9348.2466 | 40170.1075 | 4.2971
20005 | KS | SB | 2020 | 28773.1746 | 95580.9062 | 3.3219
20053 | KS | SB | 2020 | 9105.435 | 25283.2181 | 2.7767
20057 | KS | SB | 2020 | 4613.4204 | 19105.295 | 4.1412
20059 | KS | SB | 2020 | 33224.7206 | 89593.4918 | 2.6966
20061 | KS | SB | 2020 | 7122.4736 | 24058.5197 | 3.3778
20073 | KS | SB | 2020 | 13233.2322 | 28467.4339 | 2.1512
20077 | KS | SB | 2020 | 8538.8746 | 18615.4157 | 2.1801
20197 | KS | WH | 2020 | 542.2792 | 1290.0156 | 2.3789
20199 | KS | WH | 2020 | 20962.7348 | 50893.0224 | 2.4278
20201 | KS | WH | 2020 | 8862.6234 | 26943.3648 | 3.0401
20111 | KS | SB | 2020 | 36340.8028 | 87742.8365 | 2.4144
20113 | KS | SB | 2020 | 45122.489 | 91634.6558 | 2.0308
20115 | KS | SB | 2020 | 46741.233 | 93349.2336 | 1.9971
20117 | KS | SB | 2020 | 65194.9146 | 187052.269 | 2.8691
20119 | KS | SB | 2020 | 7284.348 | 35815.6243 | 4.9168
20121 | KS | SB | 2020 | 20679.4546 | 68011.5845 | 3.2888
20139 | KS | SB | 2020 | 35774.2424 | 90219.4488 | 2.5219
20073 | KS | SG | 2020 | 380.4048 | 1808.562 | 4.7543
20075 | KS | SG | 2020 | 20436.643 | 65153.9549 | 3.1881
20077 | KS | SG | 2020 | 10319.493 | 30709.9928 | 2.9759
20079 | KS | SG | 2020 | 4815.7634 | 18161.8237 | 3.7713
20015 | KS | SB | 2020 | 35329.0878 | 81483.2669 | 2.3064
20151 | KS | SB | 2020 | 16996.812 | 62514.0494 | 3.678
20055 | KS | WH | 2020 | 37838.141 | 103555.0536 | 2.7368
20113 | KS | SG | 2020 | 16430.2516 | 87557.7709 | 5.3291
20115 | KS | SG | 2020 | 4977.6378 | 27712.6568 | 5.5674
20119 | KS | SG | 2020 | 18089.4642 | 112171.4872 | 6.2009
20123 | KS | SG | 2020 | 24200.2228 | 153575.365 | 6.346
20127 | KS | SG | 2020 | 3407.4561 | 23064.246 | 6.7688
20131 | KS | SG | 2020 | 291.3739 | 1869.5248 | 6.4162
20133 | KS | SG | 2020 | 190.2024 | 988.1048 | 5.195
20135 | KS | SG | 2020 | 36178.9284 | 206663.7727 | 5.7123
20137 | KS | SG | 2020 | 3605.7523 | 16078.9292 | 4.4592
20139 | KS | SG | 2020 | 303.5145 | 1381.8227 | 4.5527
20141 | KS | SG | 2020 | 21772.1068 | 136785.2035 | 6.2826
20143 | KS | SG | 2020 | 13435.5752 | 86516.3237 | 6.4393
20145 | KS | SG | 2020 | 26142.7156 | 145065.9791 | 5.549
20147 | KS | SG | 2020 | 9388.7152 | 56034.9413 | 5.9683
20015 | KS | SG | 2020 | 1266.6672 | 5664.4569 | 4.4719
20151 | KS | SG | 2020 | 14285.4158 | 68583.1104 | 4.8009
20153 | KS | SG | 2020 | 8943.5606 | 43385.1676 | 4.851
20155 | KS | SG | 2020 | 21650.701 | 103408.0898 | 4.7762
20157 | KS | SG | 2020 | 3731.2049 | 23877.0829 | 6.3993
20191 | KS | WH | 2020 | 116347.225 | 384800.2373 | 3.3073
20193 | KS | WH | 2020 | 43625.1508 | 99173.3549 | 2.2733
20195 | KS | WH | 2020 | 29703.9524 | 87089.664 | 2.9319
20105 | KS | SB | 2020 | 17522.9038 | 49722.755 | 2.8376
20107 | KS | SB | 2020 | 27680.5224 | 74461.6627 | 2.69
20169 | KS | SG | 2020 | 12059.6428 | 68354.5 | 5.668
20171 | KS | SG | 2020 | 29501.6094 | 141103.3994 | 4.7829
20001 | KS | CO | 2020 | 13354.638 | 90783.7172 | 6.7979
20101 | KS | CO | 2020 | 15580.411 | 119004.3971 | 7.6381
20103 | KS | CO | 2020 | 7648.5654 | 70691.406 | 9.2424
20107 | KS | CO | 2020 | 8781.6862 | 70716.8072 | 8.0528
20109 | KS | CO | 2020 | 58193.8468 | 307557.1484 | 5.285
20011 | KS | CO | 2020 | 5139.5122 | 30964.0043 | 6.0247
20111 | KS | CO | 2020 | 11047.9278 | 80724.8611 | 7.3068
20113 | KS | CO | 2020 | 18494.1502 | 173540.6705 | 9.3835
20115 | KS | CO | 2020 | 25414.2808 | 195563.4692 | 7.695
20119 | KS | CO | 2020 | 33629.4066 | 425342.2902 | 12.6479
20121 | KS | CO | 2020 | 9145.9036 | 78540.362 | 8.5875
20123 | KS | CO | 2020 | 11169.3336 | 105363.9785 | 9.4333
20125 | KS | CO | 2020 | 9671.9954 | 64112.5076 | 6.6287
20127 | KS | CO | 2020 | 8579.3432 | 77168.6998 | 8.9947
20185 | KS | WH | 2020 | 45972.3296 | 152733.4982 | 3.3223
20189 | KS | WH | 2020 | 20922.2662 | 66405.8688 | 3.1739
20019 | KS | WH | 2020 | 776.9971 | 2090.1519 | 2.69
20081 | KS | SG | 2020 | 26506.933 | 139249.1153 | 5.2533
20083 | KS | SG | 2020 | 22298.1986 | 126954.9577 | 5.6935
20011 | KS | SG | 2020 | 303.5145 | 1465.6465 | 4.8289
20157 | KS | SB | 2020 | 46538.89 | 158067.7402 | 3.3965
20159 | KS | SB | 2020 | 25090.532 | 60227.9458 | 2.4004
20011 | KS | SB | 2020 | 18453.6816 | 43435.9699 | 2.3538
20053 | KS | SG | 2020 | 13597.4496 | 80902.6691 | 5.9498
20055 | KS | SG | 2020 | 42977.6532 | 213369.6768 | 4.9647
20057 | KS | SG | 2020 | 49776.378 | 315202.8952 | 6.3324
20059 | KS | SG | 2020 | 327.7957 | 1996.5305 | 6.0908
20061 | KS | SG | 2020 | 445.1546 | 2616.3187 | 5.8773
20063 | KS | SG | 2020 | 13233.2322 | 71936.0625 | 5.436
20065 | KS | SG | 2020 | 17280.0922 | 110622.017 | 6.4017
20067 | KS | SG | 2020 | 23107.5706 | 89920.0781 | 3.8914
20071 | KS | SG | 2020 | 26952.0876 | 99801.1262 | 3.7029
20207 | KS | SG | 2020 | 254.9522 | 1450.4058 | 5.6889
20021 | KS | SG | 2020 | 416.8266 | 2319.1252 | 5.5638
20023 | KS | SG | 2020 | 11533.551 | 47119.137 | 4.0854
20001 | KS | SB | 2020 | 29461.1408 | 65371.679 | 2.2189
20103 | KS | SB | 2020 | 15701.8168 | 49940.4792 | 3.1806
20161 | KS | SB | 2020 | 15863.6912 | 51627.8414 | 3.2545
20163 | KS | SB | 2020 | 10319.493 | 20602.1486 | 1.9964
20167 | KS | SB | 2020 | 4734.8262 | 13335.6048 | 2.8165
20169 | KS | SB | 2020 | 28085.2084 | 74407.2317 | 2.6493
20017 | KS | SB | 2020 | 9510.121 | 25392.0802 | 2.67
20173 | KS | SB | 2020 | 43503.745 | 103282.8984 | 2.3741
20175 | KS | SB | 2020 | 3698.83 | 15077.3981 | 4.0763
20169 | KS | WH | 2020 | 43301.402 | 133655.4187 | 3.0866
20017 | KS | WH | 2020 | 3136.3165 | 10722.9149 | 3.419
20171 | KS | WH | 2020 | 40104.3826 | 97077.7598 | 2.4206
20173 | KS | WH | 2020 | 55765.7308 | 184140.2083 | 3.302
20175 | KS | WH | 2020 | 15175.725 | 49096.7981 | 3.2352
20177 | KS | WH | 2020 | 271.1396 | 797.4147 | 2.941
20179 | KS | WH | 2020 | 24443.0344 | 76938.275 | 3.1477
20181 | KS | WH | 2020 | 43139.5276 | 106467.1142 | 2.468
20183 | KS | WH | 2020 | 30149.107 | 78054.1114 | 2.5889
20035 | KS | SG | 2020 | 3617.8928 | 17526.7949 | 4.8445
20039 | KS | SG | 2020 | 3876.8919 | 17501.3937 | 4.5143
20173 | KS | SG | 2020 | 12383.3916 | 50294.281 | 4.0614
20027 | KS | SG | 2020 | 7972.3142 | 57508.2081 | 7.2135
20155 | KS | SB | 2020 | 35976.5854 | 91934.0266 | 2.5554
20089 | KS | SG | 2020 | 13192.7636 | 94390.6808 | 7.1547
20009 | KS | SG | 2020 | 34195.967 | 202193.1699 | 5.9128
20191 | KS | SG | 2020 | 13354.638 | 64366.5192 | 4.8198
20175 | KS | SG | 2020 | 10359.9616 | 47982.7761 | 4.6316
20159 | KS | WH | 2020 | 56656.04 | 184793.3808 | 3.2617
20161 | KS | WH | 2020 | 2670.9276 | 7729.2077 | 2.8938
20163 | KS | WH | 2020 | 27680.5224 | 76502.8267 | 2.7638
20165 | KS | WH | 2020 | 39416.4164 | 115829.2531 | 2.9386
20167 | KS | WH | 2020 | 26385.5272 | 80911.741 | 3.0665
20189 | KS | SG | 2020 | 12788.0776 | 61013.5671 | 4.7711
20093 | KS | SG | 2020 | 27640.0538 | 115549.8404 | 4.1805
20041 | KS | SG | 2020 | 14204.4786 | 89513.6596 | 6.3018
20195 | KS | SG | 2020 | 28651.7688 | 179662.3481 | 6.2705
20197 | KS | SG | 2020 | 226.6242 | 1491.0476 | 6.5794
20069 | KS | SG | 2020 | 39537.8222 | 228305.5542 | 5.7744
20203 | KS | SG | 2020 | 15459.0052 | 70742.2083 | 4.5761
20025 | KS | SG | 2020 | 11007.4592 | 59616.5037 | 5.416
20047 | KS | SG | 2020 | 13880.7298 | 69446.7496 | 5.0031
20095 | KS | SG | 2020 | 9793.4012 | 38101.728 | 3.8906
20029 | KS | SG | 2020 | 11331.208 | 84992.2546 | 7.5007
20051 | KS | SG | 2020 | 25292.875 | 165259.8949 | 6.5339
20185 | KS | SG | 2020 | 9469.6524 | 49278.2349 | 5.2038
20085 | KS | SG | 2020 | 400.6391 | 2565.5164 | 6.4036
20183 | KS | SG | 2020 | 11493.0824 | 76609.8744 | 6.6657
20998 | KS | SG | 2020 | 87391.9417 | 364201.7174 | 4.1675
20179 | KS | SG | 2020 | 5422.7924 | 29947.9582 | 5.5226
20201 | KS | SG | 2020 | 3613.846 | 23750.0771 | 6.572
20181 | KS | SG | 2020 | 12261.9858 | 53266.2157 | 4.344
21007 | KY | WH | 2020 | 4451.546 | 21037.597 | 4.7259
21075 | KY | WH | 2020 | 3480.2996 | 15431.1998 | 4.4339
21067 | KY | WH | 2020 | 125.4527 | 372.8526 | 2.9721
21211 | KY | SB | 2020 | 12221.5172 | 46756.2634 | 3.8257
21021 | KY | SB | 2020 | 1889.8836 | 7130.4662 | 3.773
21217 | KY | SB | 2020 | 6474.976 | 23595.8558 | 3.6442
21223 | KY | SB | 2020 | 2132.6952 | 7538.699 | 3.5348
21177 | KY | SB | 2020 | 10602.7732 | 36359.9347 | 3.4293
21209 | KY | SB | 2020 | 1529.7131 | 5143.7333 | 3.3625
21207 | KY | SB | 2020 | 3496.487 | 12219.7685 | 3.4949
21213 | KY | SB | 2020 | 18048.9956 | 66160.9291 | 3.6656
21179 | KY | SB | 2020 | 9064.9664 | 30671.891 | 3.3836
21135 | KY | SB | 2020 | 3982.1102 | 12519.1392 | 3.1438
21221 | KY | SB | 2020 | 8700.749 | 29909.8565 | 3.4376
21183 | KY | SB | 2020 | 16915.8748 | 60962.7648 | 3.6039
21155 | KY | CO | 2020 | 6394.0388 | 65763.5825 | 10.2851
21215 | KY | SB | 2020 | 3820.2358 | 13743.8376 | 3.5976
21185 | KY | SB | 2020 | 1808.9464 | 6286.7851 | 3.4754
21187 | KY | SB | 2020 | 602.9821 | 2152.7476 | 3.5702
21105 | KY | WH | 2020 | 4613.4204 | 20738.2262 | 4.4952
21225 | KY | SB | 2020 | 22986.1648 | 98792.3376 | 4.2979
21227 | KY | SB | 2020 | 15580.411 | 59520.3422 | 3.8202
21137 | KY | SB | 2020 | 4330.1402 | 15757.7861 | 3.6391
21139 | KY | SB | 2020 | 8296.063 | 30127.5806 | 3.6316
21199 | KY | SB | 2020 | 9024.4978 | 29800.9944 | 3.3022
21137 | KY | CO | 2020 | 3480.2996 | 37873.1176 | 10.8821
21139 | KY | CO | 2020 | 7162.9422 | 79531.0069 | 11.1031
21141 | KY | CO | 2020 | 25495.218 | 305093.2367 | 11.9667
21001 | KY | WH | 2020 | 404.686 | 1058.6837 | 2.6161
21149 | KY | CO | 2020 | 17199.155 | 205063.5001 | 11.9229
21203 | KY | SB | 2020 | 1210.0111 | 3755.7418 | 3.1039
21151 | KY | CO | 2020 | 517.9981 | 4996.4066 | 9.6456
21215 | KY | CO | 2020 | 1861.5556 | 21057.555 | 11.3118
21217 | KY | CO | 2020 | 4613.4204 | 51589.7397 | 11.1825
21219 | KY | CO | 2020 | 19829.614 | 240091.6887 | 12.1077
21191 | KY | SB | 2020 | 886.2623 | 2748.7675 | 3.1015
21143 | KY | SB | 2020 | 4370.6088 | 15159.0446 | 3.4684
21219 | KY | SB | 2020 | 20436.643 | 71331.8779 | 3.4904
21229 | KY | CO | 2020 | 2630.459 | 27153.8315 | 10.3228
21023 | KY | CO | 2020 | 356.1237 | 3175.144 | 8.9158
21123 | KY | WH | 2020 | 1375.9324 | 5116.5178 | 3.7186
21229 | KY | SB | 2020 | 3577.4242 | 12682.4323 | 3.5451
21231 | KY | SB | 2020 | 4168.2658 | 14832.4584 | 3.5584
21141 | KY | SB | 2020 | 31484.5708 | 111175.3992 | 3.5311
21169 | KY | SB | 2020 | 2298.6165 | 8219.087 | 3.5757
21017 | KY | SB | 2020 | 3375.0812 | 11430.5184 | 3.3867
21173 | KY | SB | 2020 | 805.3251 | 2433.0675 | 3.0212
21209 | KY | CO | 2020 | 728.4348 | 6096.2765 | 8.369
21021 | KY | CO | 2020 | 1821.087 | 21133.7585 | 11.605
21211 | KY | CO | 2020 | 7122.4736 | 76660.6767 | 10.7632
21213 | KY | CO | 2020 | 15378.068 | 187079.4845 | 12.1653
21053 | KY | SB | 2020 | 886.2623 | 3265.8624 | 3.685
21055 | KY | SB | 2020 | 8700.749 | 31651.6498 | 3.6378
21057 | KY | SB | 2020 | 1331.4169 | 5361.4574 | 4.0269
21059 | KY | SB | 2020 | 33346.1264 | 134553.5309 | 4.0351
21223 | KY | CO | 2020 | 776.9971 | 7925.1594 | 10.1997
21227 | KY | CO | 2020 | 12949.952 | 172880.2405 | 13.3499
21105 | KY | CO | 2020 | 14164.01 | 169959.108 | 11.9994
21107 | KY | CO | 2020 | 13233.2322 | 143770.5203 | 10.8644
21113 | KY | CO | 2020 | 307.5614 | 2568.0565 | 8.3497
21117 | KY | CO | 2020 | 222.5773 | 2184.4991 | 9.8146
21123 | KY | CO | 2020 | 7972.3142 | 100690.1665 | 12.63
21091 | KY | SB | 2020 | 5989.3528 | 23595.8558 | 3.9396
21093 | KY | SB | 2020 | 16673.0632 | 60881.1182 | 3.6515
21033 | KY | WH | 2020 | 5867.947 | 29447.1926 | 5.0183
21035 | KY | WH | 2020 | 3965.9228 | 13417.2514 | 3.3831
21039 | KY | WH | 2020 | 2063.8986 | 8790.613 | 4.2592
21047 | KY | WH | 2020 | 22662.416 | 98765.1221 | 4.3581
21145 | KY | CO | 2020 | 5625.1354 | 61623.1948 | 10.955
21015 | KY | CO | 2020 | 526.0918 | 5435.8465 | 10.3325
21059 | KY | WH | 2020 | 485.6232 | 2239.8373 | 4.6123
21123 | KY | SB | 2020 | 12990.4206 | 51110.7466 | 3.9345
21157 | KY | CO | 2020 | 4653.889 | 45544.2655 | 9.7863
21161 | KY | CO | 2020 | 2792.3334 | 26595.0061 | 9.5243
21221 | KY | CO | 2020 | 10521.836 | 115168.8232 | 10.9457
21163 | KY | CO | 2020 | 6394.0388 | 78591.1643 | 12.2913
21225 | KY | CO | 2020 | 31363.165 | 404106.9272 | 12.8848
21103 | KY | CO | 2020 | 2286.4759 | 22759.4322 | 9.9539
21093 | KY | WH | 2020 | 809.372 | 2237.1157 | 2.764
21097 | KY | WH | 2020 | 141.6401 | 359.2449 | 2.5363
21998 | KY | WH | 2020 | 11537.5979 | 45172.3201 | 3.9152
21161 | KY | SB | 2020 | 4492.0146 | 16438.1741 | 3.6594
21163 | KY | SB | 2020 | 9550.5896 | 38482.7453 | 4.0294
21185 | KY | CO | 2020 | 910.5435 | 9754.0424 | 10.7123
21187 | KY | CO | 2020 | 250.9053 | 2537.5751 | 10.1137
21191 | KY | CO | 2020 | 696.0599 | 7010.718 | 10.072
21199 | KY | CO | 2020 | 3399.3624 | 38355.7395 | 11.2832
21205 | KY | CO | 2020 | 214.4836 | 1419.9244 | 6.6202
21207 | KY | CO | 2020 | 1679.4469 | 17298.1845 | 10.2999
21039 | KY | SB | 2020 | 14366.353 | 54104.4538 | 3.7661
21041 | KY | SB | 2020 | 967.1995 | 3265.8624 | 3.3766
21045 | KY | SB | 2020 | 3261.7692 | 12083.6909 | 3.7046
21047 | KY | SB | 2020 | 33062.8462 | 122061.6072 | 3.6918
21049 | KY | SB | 2020 | 1780.6184 | 6586.1558 | 3.6988
21051 | KY | SB | 2020 | 319.7019 | 1058.6837 | 3.3115
21209 | KY | WH | 2020 | 161.8744 | 435.4483 | 2.69
21211 | KY | WH | 2020 | 566.5604 | 1845.2123 | 3.2569
21001 | KY | CO | 2020 | 3358.8938 | 38660.5533 | 11.5099
21101 | KY | CO | 2020 | 30149.107 | 357470.4121 | 11.8567
21069 | KY | SB | 2020 | 4653.889 | 15186.2602 | 3.2631
21007 | KY | SB | 2020 | 18858.3676 | 72175.559 | 3.8272
21231 | KY | CO | 2020 | 2225.773 | 26671.2096 | 11.9829
21233 | KY | CO | 2020 | 16996.812 | 208213.2429 | 12.2501
21137 | KY | WH | 2020 | 60.7029 | 185.0655 | 3.0487
21141 | KY | WH | 2020 | 19829.614 | 83088.9826 | 4.1901
21233 | KY | SB | 2020 | 17765.7154 | 71794.5418 | 4.0412
21239 | KY | SB | 2020 | 1270.714 | 4817.147 | 3.7909
21027 | KY | SB | 2020 | 15094.7878 | 56553.8506 | 3.7466
21029 | KY | SB | 2020 | 2169.117 | 7674.7766 | 3.5382
21003 | KY | SB | 2020 | 3844.517 | 14015.9928 | 3.6457
21031 | KY | SB | 2020 | 11978.7056 | 43490.401 | 3.6306
21033 | KY | SB | 2020 | 16025.5656 | 62840.6357 | 3.9213
21035 | KY | SB | 2020 | 18372.7444 | 64745.7221 | 3.524
21105 | KY | SB | 2020 | 22176.7928 | 80231.353 | 3.6178
21107 | KY | SB | 2020 | 17482.4352 | 62541.265 | 3.5774
21111 | KY | SB | 2020 | 764.8565 | 2607.2468 | 3.4088
21113 | KY | SB | 2020 | 683.9193 | 2111.9244 | 3.088
21005 | KY | CO | 2020 | 222.5773 | 2184.4991 | 9.8146
21083 | KY | WH | 2020 | 7284.348 | 29773.7789 | 4.0874
21085 | KY | WH | 2020 | 364.2174 | 1213.8122 | 3.3327
21145 | KY | SB | 2020 | 10440.8988 | 36087.7795 | 3.4564
21149 | KY | SB | 2020 | 21448.358 | 83796.5861 | 3.9069
21015 | KY | SB | 2020 | 1044.0899 | 3728.5262 | 3.5711
21073 | KY | SB | 2020 | 890.3092 | 2884.8451 | 3.2403
21075 | KY | SB | 2020 | 22702.8846 | 83524.4309 | 3.679
21081 | KY | SB | 2020 | 283.2802 | 985.2018 | 3.4778
21083 | KY | SB | 2020 | 36178.9284 | 126524.9525 | 3.4972
21085 | KY | SB | 2020 | 10926.522 | 37121.9693 | 3.3974
21087 | KY | SB | 2020 | 4856.232 | 18234.3984 | 3.7548
21089 | KY | SB | 2020 | 1003.6213 | 2857.6296 | 2.8473
21009 | KY | SB | 2020 | 11533.551 | 47246.1427 | 4.0964
21003 | KY | WH | 2020 | 323.7488 | 1235.5846 | 3.8165
21097 | KY | SB | 2020 | 2209.5856 | 7538.699 | 3.4118
21099 | KY | SB | 2020 | 4694.3576 | 17200.2086 | 3.664
21998 | KY | SB | 2020 | 11735.894 | 40630.0498 | 3.462
21103 | KY | SB | 2020 | 4937.1692 | 17036.9155 | 3.4507
21185 | KY | WH | 2020 | 40.4686 | 127.9129 | 3.1608
21151 | KY | SB | 2020 | 546.3261 | 1992.1761 | 3.6465
21155 | KY | SB | 2020 | 6434.5074 | 25800.313 | 4.0097
21055 | KY | CO | 2020 | 8741.2176 | 103611.299 | 11.8532
21061 | KY | SB | 2020 | 5099.0436 | 18833.1398 | 3.6935
21065 | KY | SB | 2020 | 546.3261 | 1847.9338 | 3.3825
21067 | KY | SB | 2020 | 1982.9614 | 6858.311 | 3.4586
21219 | KY | WH | 2020 | 12140.58 | 50865.8069 | 4.1897
21221 | KY | WH | 2020 | 5301.3866 | 25637.0198 | 4.8359
21161 | KY | WH | 2020 | 121.4058 | 274.8768 | 2.2641
21157 | KY | SB | 2020 | 8134.1886 | 28549.0805 | 3.5098
21181 | KY | CO | 2020 | 465.3889 | 5080.2304 | 10.9161
21183 | KY | CO | 2020 | 12545.266 | 144176.9388 | 11.4925
21157 | KY | WH | 2020 | 1821.087 | 6395.6472 | 3.512
21223 | KY | WH | 2020 | 194.2493 | 631.4001 | 3.2505
21225 | KY | WH | 2020 | 1982.9614 | 10668.4838 | 5.3801
21163 | KY | WH | 2020 | 1173.5894 | 3701.3107 | 3.1538
21017 | KY | WH | 2020 | 121.4058 | 405.5112 | 3.3401
21093 | KY | CO | 2020 | 12342.923 | 138918.9003 | 11.2549
21097 | KY | CO | 2020 | 1659.2126 | 18085.6202 | 10.9001
21099 | KY | CO | 2020 | 3277.9566 | 38685.9545 | 11.8019
21011 | KY | SB | 2020 | 2933.9735 | 8572.8888 | 2.9219
21998 | KY | CO | 2020 | 19060.7106 | 184996.59 | 9.7057
21049 | KY | CO | 2020 | 1396.1667 | 12827.5818 | 9.1877
21009 | KY | WH | 2020 | 768.9034 | 2748.7675 | 3.5749
21171 | KY | CO | 2020 | 3318.4252 | 34901.1828 | 10.5174
21175 | KY | CO | 2020 | 80.9372 | 502.9428 | 6.214
21001 | KY | SB | 2020 | 4289.6716 | 16193.2344 | 3.7749
21101 | KY | SB | 2020 | 36785.9574 | 145956.8338 | 3.9677
21091 | KY | CO | 2020 | 3399.3624 | 41530.8835 | 12.2173
21145 | KY | WH | 2020 | 1659.2126 | 7620.3456 | 4.5927
21149 | KY | WH | 2020 | 2387.6474 | 10505.1907 | 4.3998
21155 | KY | WH | 2020 | 566.5604 | 1973.1252 | 3.4826
21033 | KY | CO | 2020 | 11735.894 | 138182.2669 | 11.7743
21177 | KY | CO | 2020 | 5948.8842 | 63579.0835 | 10.6876
21227 | KY | WH | 2020 | 6677.319 | 29991.503 | 4.4915
21229 | KY | WH | 2020 | 161.8744 | 397.3466 | 2.4547
21041 | KY | CO | 2020 | 704.1536 | 6756.7064 | 9.5955
21043 | KY | CO | 2020 | 145.687 | 891.5804 | 6.1198
21045 | KY | CO | 2020 | 3237.488 | 34418.561 | 10.6313
21047 | KY | CO | 2020 | 30149.107 | 355819.3372 | 11.802
21067 | KY | CO | 2020 | 1125.0271 | 9957.2516 | 8.8507
21031 | KY | CO | 2020 | 6839.1934 | 74958.7996 | 10.9602
21069 | KY | CO | 2020 | 1339.5107 | 11430.5184 | 8.5334
21035 | KY | CO | 2020 | 13759.324 | 146107.4263 | 10.6188
21057 | KY | CO | 2020 | 995.5276 | 10922.4954 | 10.9716
21213 | KY | WH | 2020 | 10926.522 | 46375.2461 | 4.2443
21215 | KY | WH | 2020 | 283.2802 | 642.2863 | 2.2673
21065 | KY | CO | 2020 | 129.4995 | 1234.496 | 9.5328
21085 | KY | CO | 2020 | 3642.174 | 36933.275 | 10.1404
21087 | KY | CO | 2020 | 3965.9228 | 47068.3347 | 11.8682
21007 | KY | CO | 2020 | 10521.836 | 114305.184 | 10.8636
21073 | KY | CO | 2020 | 768.9034 | 8128.3686 | 10.5714
21239 | KY | WH | 2020 | 121.4058 | 386.4604 | 3.1832
21027 | KY | WH | 2020 | 566.5604 | 1646.539 | 2.9062
21003 | KY | CO | 2020 | 2994.6764 | 32462.6723 | 10.8401
21169 | KY | CO | 2020 | 2286.4759 | 28550.8948 | 12.4869
21039 | KY | CO | 2020 | 8903.092 | 105313.1762 | 11.8288
21089 | KY | CO | 2020 | 368.2643 | 2971.9348 | 8.0701
21009 | KY | CO | 2020 | 9591.0582 | 111612.6619 | 11.6372
21027 | KY | CO | 2020 | 7689.034 | 80801.0645 | 10.5086
21059 | KY | CO | 2020 | 25292.875 | 322747.0373 | 12.7604
21061 | KY | CO | 2020 | 1537.8068 | 19076.2652 | 12.4049
21075 | KY | CO | 2020 | 8700.749 | 98835.8824 | 11.3595
21081 | KY | CO | 2020 | 182.1087 | 1778.0806 | 9.7638
21063 | KY | CO | 2020 | 109.2652 | 708.6921 | 6.486
21029 | KY | CO | 2020 | 675.8256 | 6604.2995 | 9.7722
21017 | KY | CO | 2020 | 2509.0532 | 21362.3688 | 8.5141
21083 | KY | CO | 2020 | 28530.363 | 325896.7802 | 11.4228
21077 | KY | CO | 2020 | 331.8425 | 3352.9521 | 10.104
21239 | KY | CO | 2020 | 890.3092 | 8560.1882 | 9.6148
22029 | LA | RI | 2020 | 4127.7972 | 37738.8544 | 9.1426
22113 | LA | RI | 2020 | 22095.8556 | 159891.18 | 7.2363
22003 | LA | RI | 2020 | 6434.5074 | 46357.1024 | 7.2045
22009 | LA | CO | 2020 | 8903.092 | 103763.7059 | 11.6548
22039 | LA | RI | 2020 | 19667.7396 | 158485.0448 | 8.0581
22073 | LA | CO | 2020 | 3812.1421 | 41226.0697 | 10.8144
22019 | LA | RI | 2020 | 4006.3914 | 29029.888 | 7.2459
22081 | LA | CO | 2020 | 2039.6174 | 17450.5914 | 8.5558
22083 | LA | CO | 2020 | 18413.213 | 215274.7632 | 11.6913
22001 | LA | RI | 2020 | 33143.7834 | 261541.1472 | 7.8911
22998 | LA | CO | 2020 | 9902.6664 | 94329.7181 | 9.5257
22077 | LA | CO | 2020 | 3399.3624 | 42546.9296 | 12.5161
22107 | LA | RI | 2020 | 1497.3382 | 13290.2456 | 8.8759
22067 | LA | CO | 2020 | 21691.1696 | 237932.5908 | 10.9691
22069 | LA | CO | 2020 | 5099.0436 | 54510.8722 | 10.6904
22097 | LA | CO | 2020 | 3318.4252 | 39574.9948 | 11.9258
22001 | LA | SB | 2020 | 7689.034 | 21146.459 | 2.7502
22101 | LA | SB | 2020 | 1234.2923 | 3211.4314 | 2.6018
22107 | LA | SB | 2020 | 30513.3244 | 119013.469 | 3.9004
22065 | LA | CO | 2020 | 17482.4352 | 203666.4367 | 11.6498
22045 | LA | RI | 2020 | 242.8116 | 1764.4729 | 7.2668
22053 | LA | RI | 2020 | 33831.7496 | 257368.1008 | 7.6073
22998 | LA | RI | 2020 | 16919.9217 | 127536.4626 | 7.5377
22107 | LA | CO | 2020 | 20558.0488 | 238084.9977 | 11.5811
22055 | LA | RI | 2020 | 1497.3382 | 12065.5472 | 8.058
22065 | LA | SB | 2020 | 38445.17 | 142201.092 | 3.6988
22067 | LA | SB | 2020 | 28935.049 | 104289.8726 | 3.6043
22069 | LA | SB | 2020 | 8660.2804 | 21962.9246 | 2.5361
22073 | LA | SB | 2020 | 1881.7899 | 5633.6126 | 2.9938
22113 | LA | SB | 2020 | 1849.415 | 5796.9058 | 3.1345
22099 | LA | RI | 2020 | 1800.8527 | 12718.7197 | 7.0626
22065 | LA | RI | 2020 | 3795.9547 | 33928.6816 | 8.9381
22097 | LA | SB | 2020 | 30432.3872 | 86354.845 | 2.8376
22081 | LA | SB | 2020 | 1869.6493 | 4980.4402 | 2.6638
22097 | LA | RI | 2020 | 10602.7732 | 80240.4248 | 7.5679
22083 | LA | SB | 2020 | 16106.5028 | 62377.9718 | 3.8728
22041 | LA | CO | 2020 | 36300.3342 | 434359.6992 | 11.9657
22043 | LA | CO | 2020 | 797.2314 | 8610.9905 | 10.8011
22045 | LA | SB | 2020 | 756.7628 | 1858.82 | 2.4563
22047 | LA | SB | 2020 | 3589.5648 | 12437.4926 | 3.4649
22079 | LA | SB | 2020 | 10562.3046 | 28685.1581 | 2.7158
22009 | LA | SB | 2020 | 31079.8848 | 96996.1133 | 3.1209
22067 | LA | RI | 2020 | 20072.4256 | 148460.6616 | 7.3962
22079 | LA | RI | 2020 | 3585.518 | 21228.1056 | 5.9205
22077 | LA | SB | 2020 | 16511.1888 | 60091.8682 | 3.6395
22009 | LA | RI | 2020 | 8093.72 | 60599.8912 | 7.4873
22121 | LA | SB | 2020 | 2347.1788 | 7974.1474 | 3.3973
22039 | LA | SB | 2020 | 4775.2948 | 11212.7942 | 2.3481
22041 | LA | SB | 2020 | 16025.5656 | 54213.3158 | 3.3829
22043 | LA | SB | 2020 | 4289.6716 | 11158.3632 | 2.6012
22998 | LA | SB | 2020 | 14208.5255 | 39337.3126 | 2.7686
22029 | LA | CO | 2020 | 7486.691 | 90326.4965 | 12.0649
22117 | LA | SB | 2020 | 639.4039 | 2185.4063 | 3.4179
22035 | LA | CO | 2020 | 9388.7152 | 110545.8135 | 11.7743
22123 | LA | SB | 2020 | 18210.87 | 72883.1626 | 4.0022
22117 | LA | CO | 2020 | 586.7947 | 5537.4511 | 9.4368
22123 | LA | CO | 2020 | 10643.2418 | 113695.5564 | 10.6824
22099 | LA | SB | 2020 | 1691.5875 | 4544.9918 | 2.6868
22017 | LA | CO | 2020 | 4856.232 | 46052.2886 | 9.4831
22025 | LA | CO | 2020 | 11290.7394 | 129749.0844 | 11.4916
22025 | LA | SB | 2020 | 25211.9378 | 89185.259 | 3.5374
22011 | LA | CO | 2020 | 303.5145 | 2601.078 | 8.5699
22035 | LA | SB | 2020 | 45769.9866 | 199979.641 | 4.3692
22017 | LA | SB | 2020 | 4127.7972 | 13009.0186 | 3.1516
22029 | LA | SB | 2020 | 45365.3006 | 188549.1226 | 4.1562
24005 | MD | WH | 2020 | 1379.9793 | 7756.4232 | 5.6207
24009 | MD | WH | 2020 | 343.9831 | 1499.5752 | 4.3594
24011 | MD | CO | 2020 | 15378.068 | 170848.1484 | 11.1099
24005 | MD | SB | 2020 | 5463.261 | 20166.7003 | 3.6913
24998 | MD | SB | 2020 | 2695.2088 | 9089.9837 | 3.3726
24047 | MD | SB | 2020 | 13718.8554 | 41231.5128 | 3.0055
24013 | MD | CO | 2020 | 11452.6138 | 97413.4179 | 8.5058
24998 | MD | WH | 2020 | 5762.7286 | 26246.6475 | 4.5546
24047 | MD | WH | 2020 | 2642.5996 | 10178.6045 | 3.8517
24011 | MD | WH | 2020 | 5544.1982 | 26834.5027 | 4.8401
24015 | MD | WH | 2020 | 3508.6276 | 19214.1571 | 5.4763
24009 | MD | SB | 2020 | 1048.1367 | 2912.0606 | 2.7783
24015 | MD | CO | 2020 | 8215.1258 | 91774.3622 | 11.1714
24041 | MD | WH | 2020 | 4127.7972 | 20057.8382 | 4.8592
24043 | MD | WH | 2020 | 3209.16 | 16655.8982 | 5.1901
24013 | MD | WH | 2020 | 2080.086 | 11675.4581 | 5.613
24023 | MD | CO | 2020 | 3027.0513 | 27966.6684 | 9.2389
24027 | MD | CO | 2020 | 1934.3991 | 21844.9907 | 11.2929
24005 | MD | CO | 2020 | 6070.29 | 60962.7648 | 10.0428
24009 | MD | CO | 2020 | 1133.1208 | 9068.2113 | 8.0029
24019 | MD | WH | 2020 | 4249.203 | 17554.0104 | 4.1311
24039 | MD | WH | 2020 | 2715.4431 | 13117.8806 | 4.8308
24025 | MD | CO | 2020 | 6798.7248 | 68964.1277 | 10.1437
24035 | MD | WH | 2020 | 6191.6958 | 29011.7443 | 4.6856
24037 | MD | WH | 2020 | 3605.7523 | 16356.5275 | 4.5362
24017 | MD | CO | 2020 | 1902.0242 | 15418.4993 | 8.1064
24045 | MD | WH | 2020 | 752.716 | 2378.6364 | 3.1601
24021 | MD | CO | 2020 | 13556.981 | 112577.9057 | 8.3041
24013 | MD | SB | 2020 | 10886.0534 | 32658.624 | 3
24041 | MD | CO | 2020 | 11412.1452 | 117048.5084 | 10.2565
24029 | MD | CO | 2020 | 15539.9424 | 156852.1136 | 10.0935
24003 | MD | CO | 2020 | 1351.6512 | 13792.8255 | 10.2044
24047 | MD | CO | 2020 | 12221.5172 | 115829.2531 | 9.4775
24998 | MD | CO | 2020 | 1173.5894 | 10058.8562 | 8.571
24045 | MD | SB | 2020 | 8053.2514 | 21717.985 | 2.6968
24011 | MD | SB | 2020 | 18251.3386 | 62105.8166 | 3.4028
24003 | MD | WH | 2020 | 303.5145 | 1554.0062 | 5.12
24045 | MD | CO | 2020 | 9267.3094 | 82833.1567 | 8.9382
24039 | MD | SB | 2020 | 7001.0678 | 20329.9934 | 2.9038
24043 | MD | SB | 2020 | 5867.947 | 14968.536 | 2.5509
24015 | MD | SB | 2020 | 8255.5944 | 27106.6579 | 3.2834
24043 | MD | CO | 2020 | 5787.0098 | 46890.5266 | 8.1027
24017 | MD | SB | 2020 | 3880.9387 | 10450.7597 | 2.6928
24019 | MD | SB | 2020 | 17482.4352 | 49613.893 | 2.8379
24041 | MD | SB | 2020 | 15904.1598 | 51219.6086 | 3.2205
24039 | MD | CO | 2020 | 5099.0436 | 45315.6552 | 8.8871
24031 | MD | SB | 2020 | 5099.0436 | 17690.088 | 3.4693
24033 | MD | SB | 2020 | 1003.6213 | 3265.8624 | 3.2541
24035 | MD | SB | 2020 | 19465.3966 | 65099.5238 | 3.3444
24037 | MD | SB | 2020 | 5746.5412 | 16193.2344 | 2.8179
24019 | MD | CO | 2020 | 10562.3046 | 111815.8711 | 10.5863
24021 | MD | SB | 2020 | 14325.8844 | 44306.8666 | 3.0928
24031 | MD | CO | 2020 | 4208.7344 | 42521.5284 | 10.1032
24021 | MD | WH | 2020 | 4042.8131 | 19595.1744 | 4.8469
24025 | MD | WH | 2020 | 772.9503 | 4436.1298 | 5.7392
24029 | MD | WH | 2020 | 9469.6524 | 53886.7296 | 5.6905
24003 | MD | SB | 2020 | 1812.9933 | 5089.3022 | 2.8071
24035 | MD | CO | 2020 | 20477.1116 | 205165.1047 | 10.0192
24025 | MD | SB | 2020 | 5584.6668 | 19840.1141 | 3.5526
24037 | MD | CO | 2020 | 3399.3624 | 28652.4995 | 8.4288
24029 | MD | SB | 2020 | 16632.5946 | 59738.0664 | 3.5916
26073 | MI | CO | 2020 | 14164.01 | 118369.3683 | 8.3571
26165 | MI | CO | 2020 | 1893.9305 | 11963.9426 | 6.317
26069 | MI | CO | 2020 | 1804.8996 | 14554.8601 | 8.0641
26075 | MI | CO | 2020 | 21124.6092 | 184437.7647 | 8.7309
26077 | MI | CO | 2020 | 20517.5802 | 182481.876 | 8.8939
26161 | MI | WH | 2020 | 4734.8262 | 20928.7349 | 4.4202
26081 | MI | CO | 2020 | 12990.4206 | 129469.6717 | 9.9665
26017 | MI | CO | 2020 | 18939.3048 | 190432.4365 | 10.0549
26007 | MI | CO | 2020 | 1893.9305 | 14504.0578 | 7.6582
26161 | MI | CO | 2020 | 12545.266 | 112679.5103 | 8.9818
26163 | MI | CO | 2020 | 501.8106 | 4089.5855 | 8.1497
26063 | MI | CO | 2020 | 30756.136 | 358207.0455 | 11.6467
26065 | MI | CO | 2020 | 18777.4304 | 174556.7165 | 9.2961
26067 | MI | CO | 2020 | 24402.5658 | 226070.2528 | 9.2642
26157 | MI | WH | 2020 | 11331.208 | 65153.9549 | 5.75
26101 | MI | WH | 2020 | 40.4686 | 125.1914 | 3.0935
26105 | MI | WH | 2020 | 647.4976 | 2386.8011 | 3.6862
26059 | MI | CO | 2020 | 24443.0344 | 239913.8806 | 9.8152
26091 | MI | SB | 2020 | 52568.7114 | 168273.5602 | 3.201
26163 | MI | SB | 2020 | 1578.2754 | 4109.5435 | 2.6038
26017 | MI | WH | 2020 | 5058.575 | 27297.1666 | 5.3962
26081 | MI | SB | 2020 | 10805.1162 | 34944.7277 | 3.2341
26087 | MI | SB | 2020 | 18656.0246 | 61724.7994 | 3.3086
26089 | MI | CO | 2020 | 809.372 | 5740.6604 | 7.0927
26081 | MI | WH | 2020 | 1052.1836 | 3619.6642 | 3.4401
26087 | MI | WH | 2020 | 2549.5218 | 12192.553 | 4.7823
26075 | MI | SB | 2020 | 18898.8362 | 52362.6605 | 2.7707
26023 | MI | WH | 2020 | 1335.4638 | 5551.9661 | 4.1573
26087 | MI | CO | 2020 | 14083.0728 | 144786.5664 | 10.2809
26159 | MI | CO | 2020 | 18615.556 | 175852.1753 | 9.4465
26077 | MI | WH | 2020 | 1294.9952 | 5824.1213 | 4.4974
26109 | MI | CO | 2020 | 3358.8938 | 28347.6856 | 8.4396
26011 | MI | CO | 2020 | 5867.947 | 50802.304 | 8.6576
26077 | MI | SB | 2020 | 12909.4834 | 43299.8923 | 3.3541
26115 | MI | WH | 2020 | 6515.4446 | 31325.0635 | 4.8078
26117 | MI | WH | 2020 | 3642.174 | 13716.6221 | 3.7661
26121 | MI | WH | 2020 | 566.5604 | 1793.5028 | 3.1656
26037 | MI | CO | 2020 | 22136.3242 | 202853.5999 | 9.1638
26041 | MI | CO | 2020 | 861.9812 | 8001.3629 | 9.2825
26091 | MI | WH | 2020 | 11735.894 | 56200.0488 | 4.7887
26139 | MI | WH | 2020 | 607.029 | 2348.6994 | 3.8692
26051 | MI | CO | 2020 | 2521.1938 | 21565.578 | 8.5537
26055 | MI | CO | 2020 | 2108.4141 | 14986.6797 | 7.108
26149 | MI | WH | 2020 | 1375.9324 | 6341.2162 | 4.6087
26151 | MI | WH | 2020 | 19222.585 | 117761.555 | 6.1262
26073 | MI | WH | 2020 | 2832.802 | 13526.1134 | 4.7748
26075 | MI | WH | 2020 | 2994.6764 | 13063.4496 | 4.3622
26093 | MI | SB | 2020 | 7405.7538 | 24004.0886 | 3.2413
26017 | MI | SB | 2020 | 21084.1406 | 70896.4296 | 3.3625
26021 | MI | SB | 2020 | 19586.8024 | 62296.3253 | 3.1805
26023 | MI | SB | 2020 | 30270.5128 | 95880.277 | 3.1674
26019 | MI | CO | 2020 | 404.686 | 3551.081 | 8.7749
26021 | MI | CO | 2020 | 19384.4594 | 197493.9568 | 10.1883
26093 | MI | WH | 2020 | 2549.5218 | 11566.596 | 4.5368
26113 | MI | WH | 2020 | 404.686 | 1358.0544 | 3.3558
26027 | MI | CO | 2020 | 25657.0924 | 237500.7712 | 9.2567
26029 | MI | CO | 2020 | 651.5445 | 5014.1874 | 7.6958
26123 | MI | WH | 2020 | 890.3092 | 3320.2934 | 3.7294
26125 | MI | WH | 2020 | 364.2174 | 1649.2605 | 4.5282
26043 | MI | CO | 2020 | 364.2174 | 3459.6369 | 9.4988
26045 | MI | CO | 2020 | 20638.986 | 190813.4538 | 9.2453
26047 | MI | CO | 2020 | 190.2024 | 1440.2453 | 7.5722
26049 | MI | CO | 2020 | 9591.0582 | 94746.297 | 9.8786
26005 | MI | CO | 2020 | 26911.619 | 251217.3933 | 9.3349
26059 | MI | WH | 2020 | 4734.8262 | 21690.7694 | 4.5811
26063 | MI | WH | 2020 | 26304.59 | 167457.0946 | 6.3661
26065 | MI | WH | 2020 | 5341.8552 | 25446.5112 | 4.7636
26067 | MI | WH | 2020 | 4208.7344 | 20983.1659 | 4.9856
26069 | MI | WH | 2020 | 242.8116 | 993.3665 | 4.0911
26155 | MI | CO | 2020 | 18615.556 | 181465.8299 | 9.7481
26155 | MI | WH | 2020 | 7324.8166 | 36904.2451 | 5.0382
26157 | MI | CO | 2020 | 27680.5224 | 292494.2653 | 10.5668
26161 | MI | SB | 2020 | 20638.986 | 57887.411 | 2.8048
26107 | MI | CO | 2020 | 7203.4108 | 53748.8376 | 7.4616
26099 | MI | SB | 2020 | 11331.208 | 36196.6416 | 3.1944
26998 | MI | SB | 2020 | 42572.9672 | 141869.0627 | 3.3324
26105 | MI | SB | 2020 | 2978.489 | 8736.1819 | 2.9331
26107 | MI | WH | 2020 | 647.4976 | 2599.0822 | 4.014
26011 | MI | WH | 2020 | 2063.8986 | 9988.0958 | 4.8394
26111 | MI | WH | 2020 | 607.029 | 2748.7675 | 4.5282
26009 | MI | CO | 2020 | 708.2005 | 5131.0327 | 7.2452
26091 | MI | CO | 2020 | 37109.7062 | 368951.7328 | 9.9422
26045 | MI | WH | 2020 | 5746.5412 | 25827.5285 | 4.4944
26127 | MI | WH | 2020 | 890.3092 | 2912.0606 | 3.2708
26129 | MI | WH | 2020 | 1092.6522 | 4300.0522 | 3.9354
26133 | MI | WH | 2020 | 404.686 | 1752.6795 | 4.331
26137 | MI | WH | 2020 | 445.1546 | 1583.9433 | 3.5582
26141 | MI | CO | 2020 | 2039.6174 | 15342.2958 | 7.5221
26145 | MI | WH | 2020 | 5827.4784 | 29365.5461 | 5.0392
26147 | MI | WH | 2020 | 4613.4204 | 22616.0971 | 4.9022
26015 | MI | CO | 2020 | 13476.0438 | 129418.8694 | 9.6036
26015 | MI | WH | 2020 | 2225.773 | 7865.2853 | 3.5337
26151 | MI | CO | 2020 | 34802.996 | 392955.8214 | 11.2909
26157 | MI | SB | 2020 | 27356.7736 | 95853.0614 | 3.5038
26105 | MI | CO | 2020 | 5099.0436 | 48211.3865 | 9.455
26121 | MI | CO | 2020 | 4653.889 | 40311.6282 | 8.6619
26123 | MI | CO | 2020 | 5463.261 | 48770.2118 | 8.9269
26001 | MI | SB | 2020 | 728.4348 | 2155.4692 | 2.959
26111 | MI | CO | 2020 | 7729.5026 | 73688.742 | 9.5334
26025 | MI | SB | 2020 | 29906.2954 | 86681.4312 | 2.8984
26027 | MI | SB | 2020 | 20355.7058 | 64609.6445 | 3.174
26023 | MI | CO | 2020 | 31079.8848 | 311926.1466 | 10.0363
26117 | MI | CO | 2020 | 23269.445 | 232826.9592 | 10.0057
26067 | MI | SB | 2020 | 26952.0876 | 85565.5949 | 3.1747
26069 | MI | SB | 2020 | 1412.3541 | 3510.8021 | 2.4858
26125 | MI | CO | 2020 | 768.9034 | 6782.1076 | 8.8205
26127 | MI | CO | 2020 | 4653.889 | 37974.7222 | 8.1598
26129 | MI | CO | 2020 | 4289.6716 | 39371.7856 | 9.1783
26049 | MI | WH | 2020 | 2266.2416 | 10369.1131 | 4.5755
26005 | MI | WH | 2020 | 1375.9324 | 5824.1213 | 4.2329
26051 | MI | WH | 2020 | 364.2174 | 1483.2458 | 4.0724
26055 | MI | WH | 2020 | 445.1546 | 1371.6622 | 3.0813
26057 | MI | WH | 2020 | 4653.889 | 20057.8382 | 4.3099
26007 | MI | SB | 2020 | 3775.7204 | 10804.5614 | 2.8616
26073 | MI | SB | 2020 | 24969.1262 | 81945.9307 | 3.2819
26051 | MI | SB | 2020 | 4937.1692 | 15730.5706 | 3.1862
26155 | MI | SB | 2020 | 40509.0686 | 137574.4536 | 3.3961
26001 | MI | CO | 2020 | 793.1846 | 6604.2995 | 8.3263
26101 | MI | CO | 2020 | 1485.1976 | 11227.3092 | 7.5595
26145 | MI | CO | 2020 | 34398.31 | 350027.8746 | 10.1757
26037 | MI | WH | 2020 | 7486.691 | 37203.6158 | 4.9693
26005 | MI | SB | 2020 | 17158.6864 | 51246.8242 | 2.9866
26107 | MI | SB | 2020 | 2747.8179 | 7865.2853 | 2.8624
26115 | MI | CO | 2020 | 23795.5368 | 220736.0109 | 9.2764
26025 | MI | CO | 2020 | 30998.9476 | 272401.954 | 8.7875
26145 | MI | SB | 2020 | 47793.4166 | 166504.5514 | 3.4838
26998 | MI | WH | 2020 | 8053.2514 | 27310.7743 | 3.3913
26147 | MI | CO | 2020 | 9226.8408 | 98683.4755 | 10.6953
26149 | MI | CO | 2020 | 29501.6094 | 253757.5085 | 8.6015
26137 | MI | CO | 2020 | 348.03 | 2519.7943 | 7.2402
26139 | MI | CO | 2020 | 12140.58 | 112019.0803 | 9.2268
26099 | MI | WH | 2020 | 1214.058 | 6014.6299 | 4.9542
26147 | MI | SB | 2020 | 27194.8992 | 87960.5606 | 3.2345
26093 | MI | CO | 2020 | 6960.5992 | 69192.738 | 9.9406
26151 | MI | SB | 2020 | 49574.035 | 179186.9837 | 3.6145
26011 | MI | SB | 2020 | 8012.7828 | 23323.7006 | 2.9108
26159 | MI | SB | 2020 | 9752.9326 | 31216.2014 | 3.2007
26065 | MI | SB | 2020 | 22662.416 | 69644.5157 | 3.0731
26119 | MI | SB | 2020 | 1210.0111 | 3619.6642 | 2.9914
26149 | MI | SB | 2020 | 23997.8798 | 86980.8019 | 3.6245
26015 | MI | SB | 2020 | 13759.324 | 42946.0906 | 3.1212
26125 | MI | SB | 2020 | 1853.4619 | 4681.0694 | 2.5256
26099 | MI | CO | 2020 | 3536.9556 | 34418.561 | 9.7311
26059 | MI | SB | 2020 | 32010.6626 | 106984.2091 | 3.3421
26117 | MI | SB | 2020 | 11169.3336 | 35380.176 | 3.1676
26045 | MI | SB | 2020 | 31444.1022 | 98111.9496 | 3.1202
26121 | MI | SB | 2020 | 2683.0682 | 7674.7766 | 2.8604
26123 | MI | SB | 2020 | 2929.9266 | 8436.8112 | 2.8795
26111 | MI | SB | 2020 | 11007.4592 | 34509.2794 | 3.1351
26063 | MI | SB | 2020 | 20760.3918 | 82245.3014 | 3.9616
26115 | MI | SB | 2020 | 33629.4066 | 96125.2166 | 2.8584
26025 | MI | WH | 2020 | 1780.6184 | 6803.88 | 3.8211
26141 | MI | SB | 2020 | 3107.9885 | 7810.8542 | 2.5132
26037 | MI | SB | 2020 | 27680.5224 | 85266.2242 | 3.0804
26127 | MI | SB | 2020 | 1954.6334 | 5116.5178 | 2.6176
26049 | MI | SB | 2020 | 18170.4014 | 54757.6262 | 3.0136
26129 | MI | SB | 2020 | 2096.2735 | 6477.2938 | 3.0899
26139 | MI | SB | 2020 | 9712.464 | 29909.8565 | 3.0795
26998 | MI | CO | 2020 | 40537.3966 | 384159.4025 | 9.4767
27041 | MN | SB | 2020 | 31201.2906 | 95689.7683 | 3.0669
27171 | MN | CO | 2020 | 29258.7978 | 371161.633 | 12.6855
27121 | MN | CO | 2020 | 41480.315 | 467609.8072 | 11.2731
27097 | MN | SB | 2020 | 13678.3868 | 47736.0221 | 3.4899
27095 | MN | SB | 2020 | 7162.9422 | 20139.4848 | 2.8116
27001 | MN | SB | 2020 | 3095.8479 | 8028.5784 | 2.5933
27009 | MN | SB | 2020 | 14973.382 | 53179.1261 | 3.5516
27057 | MN | CO | 2020 | 3771.6735 | 30684.5916 | 8.1355
27047 | MN | SB | 2020 | 61390.8662 | 241510.5245 | 3.934
27043 | MN | SB | 2020 | 72843.48 | 315836.1096 | 4.3358
27169 | MN | CO | 2020 | 26304.59 | 325439.5594 | 12.372
27045 | MN | SB | 2020 | 38930.7932 | 147181.5322 | 3.7806
27073 | MN | CO | 2020 | 71305.6732 | 816367.6241 | 11.4488
27103 | MN | SB | 2020 | 34883.9332 | 147807.4891 | 4.2371
27091 | MN | SB | 2020 | 62200.2382 | 251389.7582 | 4.0416
27125 | MN | CO | 2020 | 4694.3576 | 42343.7204 | 9.0201
27998 | MN | SB | 2020 | 67833.4673 | 257341.7925 | 3.7937
27129 | MN | CO | 2020 | 100564.471 | 1252124.3867 | 12.451
27089 | MN | SB | 2020 | 101373.843 | 218839.9963 | 2.1587
27101 | MN | SB | 2020 | 65194.9146 | 242463.0677 | 3.719
27059 | MN | CO | 2020 | 12140.58 | 117429.5257 | 9.6725
27093 | MN | SB | 2020 | 40711.4116 | 140187.1435 | 3.4434
27063 | MN | CO | 2020 | 77052.2144 | 948402.8122 | 12.3086
27998 | MN | BA | 2020 | 15284.9902 | 37727.2424 | 2.4683
27081 | MN | WH | 2020 | 1776.5715 | 6041.8454 | 3.4008
27173 | MN | CO | 2020 | 80896.7314 | 903823.7905 | 11.1726
27127 | MN | CO | 2020 | 97731.669 | 1237315.5151 | 12.6603
27019 | MN | CO | 2020 | 19951.0198 | 250582.3645 | 12.5599
27021 | MN | CO | 2020 | 1707.7749 | 16383.743 | 9.5936
27165 | MN | CO | 2020 | 52406.837 | 684535.6452 | 13.062
27061 | MN | CO | 2020 | 226.6242 | 1691.7167 | 7.4649
27153 | MN | CO | 2020 | 24443.0344 | 247483.4239 | 10.1249
27083 | MN | SB | 2020 | 57789.1608 | 209096.8402 | 3.6183
27085 | MN | SB | 2020 | 35571.8994 | 128457.2544 | 3.6112
27087 | MN | SB | 2020 | 21205.5464 | 55193.0746 | 2.6028
27161 | MN | CO | 2020 | 46255.6098 | 593447.1142 | 12.8297
27079 | MN | CO | 2020 | 32132.0684 | 401363.6028 | 12.4911
27115 | MN | CO | 2020 | 5301.3866 | 54307.663 | 10.244
27117 | MN | CO | 2020 | 37271.5806 | 442615.0736 | 11.8754
27119 | MN | CO | 2020 | 22662.416 | 200719.9031 | 8.857
27067 | MN | CO | 2020 | 61390.8662 | 740621.3889 | 12.064
27069 | MN | CO | 2020 | 3184.8788 | 24969.3324 | 7.84
27007 | MN | CO | 2020 | 861.9812 | 6578.8984 | 7.6323
27081 | MN | CO | 2020 | 46984.0446 | 537031.1556 | 11.4301
27107 | MN | SB | 2020 | 63211.9532 | 147508.1184 | 2.3335
27109 | MN | SB | 2020 | 29865.8268 | 115094.4341 | 3.8537
27011 | MN | SB | 2020 | 45527.175 | 146038.4803 | 3.2077
27111 | MN | SB | 2020 | 68796.62 | 208661.3918 | 3.033
27007 | MN | SB | 2020 | 9671.9954 | 23486.9938 | 2.4284
27071 | MN | SB | 2020 | 1404.2604 | 3184.2158 | 2.2675
27073 | MN | SB | 2020 | 68027.7166 | 230569.8854 | 3.3894
27077 | MN | SB | 2020 | 8296.063 | 19023.6485 | 2.2931
27079 | MN | SB | 2020 | 33669.8752 | 133818.7118 | 3.9744
27081 | MN | SB | 2020 | 38283.2956 | 126416.0904 | 3.3021
27049 | MN | CO | 2020 | 58881.813 | 731781.788 | 12.428
27005 | MN | CO | 2020 | 20962.7348 | 203412.4252 | 9.7035
27051 | MN | CO | 2020 | 47388.7306 | 523797.1554 | 11.0532
27053 | MN | CO | 2020 | 5179.9808 | 63960.1007 | 12.3476
27055 | MN | CO | 2020 | 20112.8942 | 236586.3297 | 11.7629
27163 | MN | CO | 2020 | 6596.3818 | 81029.6749 | 12.284
27167 | MN | CO | 2020 | 44474.9914 | 433521.4612 | 9.7475
27039 | MN | SB | 2020 | 35329.0878 | 142554.8938 | 4.0351
27119 | MN | BA | 2020 | 1910.1179 | 4376.2556 | 2.2911
27085 | MN | WH | 2020 | 667.7319 | 1886.0355 | 2.8245
27049 | MN | SB | 2020 | 38000.0154 | 147453.6874 | 3.8804
27005 | MN | SB | 2020 | 29056.4548 | 76393.9646 | 2.6292
27105 | MN | SB | 2020 | 64992.5716 | 236012.9894 | 3.6314
27135 | MN | CO | 2020 | 1683.4938 | 13157.7967 | 7.8158
27139 | MN | CO | 2020 | 13233.2322 | 165132.8892 | 12.4787
27141 | MN | CO | 2020 | 9712.464 | 109682.1743 | 11.2929
27143 | MN | CO | 2020 | 58841.3444 | 732747.0317 | 12.4529
27145 | MN | CO | 2020 | 73288.6346 | 857009.4673 | 11.6936
27147 | MN | CO | 2020 | 41885.001 | 531061.8849 | 12.679
27067 | MN | SB | 2020 | 41925.4696 | 142663.7558 | 3.4028
27069 | MN | SB | 2020 | 46619.8272 | 101268.9499 | 2.1722
27149 | MN | CO | 2020 | 49735.9094 | 589078.116 | 11.8441
27015 | MN | CO | 2020 | 62847.7358 | 803565.4435 | 12.7859
27151 | MN | CO | 2020 | 71427.079 | 866179.2832 | 12.1268
27155 | MN | CO | 2020 | 52447.3056 | 579400.2771 | 11.0473
27157 | MN | CO | 2020 | 32334.4114 | 416858.3055 | 12.8921
27159 | MN | CO | 2020 | 6798.7248 | 70107.1795 | 10.3118
27079 | MN | BA | 2020 | 68.7966 | 121.9255 | 1.7723
27107 | MN | BA | 2020 | 1473.057 | 5029.4281 | 3.4143
27145 | MN | SB | 2020 | 41723.1266 | 143942.8853 | 3.45
27083 | MN | WH | 2020 | 910.5435 | 3347.509 | 3.6764
27149 | MN | SB | 2020 | 41723.1266 | 135533.2896 | 3.2484
27013 | MN | CO | 2020 | 72762.5428 | 904738.2319 | 12.4341
27131 | MN | CO | 2020 | 33953.1554 | 415994.6663 | 12.252
27083 | MN | CO | 2020 | 75028.7844 | 966361.4267 | 12.8799
27053 | MN | SB | 2020 | 4330.1402 | 15730.5706 | 3.6328
27055 | MN | SB | 2020 | 12221.5172 | 42891.6595 | 3.5095
27059 | MN | SB | 2020 | 10602.7732 | 29882.641 | 2.8184
27061 | MN | SB | 2020 | 1282.8546 | 3184.2158 | 2.4821
27063 | MN | SB | 2020 | 69201.306 | 252696.1032 | 3.6516
27037 | MN | CO | 2020 | 34155.4984 | 399179.1037 | 11.6871
27039 | MN | CO | 2020 | 46296.0784 | 608205.1835 | 13.1373
27043 | MN | CO | 2020 | 81341.886 | 1097202.7606 | 13.4888
27045 | MN | CO | 2020 | 62969.1416 | 760434.2874 | 12.0763
27047 | MN | CO | 2020 | 74947.8472 | 950257.0963 | 12.6789
27107 | MN | CO | 2020 | 23593.1938 | 221091.627 | 9.371
27109 | MN | CO | 2020 | 44191.7112 | 550315.9581 | 12.4529
27011 | MN | CO | 2020 | 39173.6048 | 455137.8415 | 11.6185
27111 | MN | CO | 2020 | 67380.219 | 750273.8266 | 11.1349
27003 | MN | SB | 2020 | 1311.1826 | 4027.897 | 3.072
27087 | MN | BA | 2020 | 639.4039 | 2142.4057 | 3.3506
27033 | MN | SB | 2020 | 61188.5232 | 242789.6539 | 3.9679
27035 | MN | SB | 2020 | 1566.1348 | 4082.328 | 2.6066
27077 | MN | WH | 2020 | 4208.7344 | 17472.3638 | 4.1515
27147 | MN | WH | 2020 | 190.2024 | 661.3371 | 3.477
27149 | MN | WH | 2020 | 1853.4619 | 6803.88 | 3.6709
27147 | MN | SB | 2020 | 33993.624 | 138526.9968 | 4.0751
27151 | MN | WH | 2020 | 2152.9295 | 7810.8542 | 3.628
27087 | MN | WH | 2020 | 14285.4158 | 56962.0834 | 3.9874
27089 | MN | WH | 2020 | 91863.722 | 321877.955 | 3.5039
27133 | MN | CO | 2020 | 54956.3588 | 673689.3533 | 12.2586
27153 | MN | BA | 2020 | 368.2643 | 596.5642 | 1.6199
27085 | MN | CO | 2020 | 45769.9866 | 530630.0653 | 11.5934
27087 | MN | CO | 2020 | 11331.208 | 105897.4027 | 9.3456
27089 | MN | CO | 2020 | 9914.807 | 76051.0491 | 7.6705
27009 | MN | CO | 2020 | 17765.7154 | 207629.0164 | 11.6871
27091 | MN | CO | 2020 | 87614.519 | 1119123.9548 | 12.7733
27093 | MN | CO | 2020 | 46093.7354 | 541882.7756 | 11.7561
27041 | MN | CO | 2020 | 26142.7156 | 302578.5226 | 11.5741
27001 | MN | CO | 2020 | 279.2333 | 2359.767 | 8.4509
27101 | MN | CO | 2020 | 71791.2964 | 876009.529 | 12.2022
27103 | MN | CO | 2020 | 44839.2088 | 579501.8817 | 12.924
27105 | MN | CO | 2020 | 81544.229 | 946904.1443 | 11.6122
27007 | MN | BA | 2020 | 283.2802 | 664.0587 | 2.3442
27029 | MN | SB | 2020 | 8619.8118 | 25337.6491 | 2.9395
27133 | MN | SB | 2020 | 40509.0686 | 158829.7747 | 3.9208
27135 | MN | SB | 2020 | 59326.9676 | 111719.7096 | 1.8831
27139 | MN | SB | 2020 | 13435.5752 | 52852.5398 | 3.9338
27141 | MN | SB | 2020 | 8255.5944 | 28304.1408 | 3.4285
27143 | MN | SB | 2020 | 47550.605 | 181962.9667 | 3.8267
27015 | MN | WH | 2020 | 497.7638 | 1344.4467 | 2.701
27153 | MN | WH | 2020 | 1736.1029 | 3293.0779 | 1.8968
27015 | MN | SB | 2020 | 50342.9384 | 210239.892 | 4.1762
27051 | MN | SB | 2020 | 40509.0686 | 121217.9261 | 2.9924
27157 | MN | BA | 2020 | 109.2652 | 289.5731 | 2.6502
27127 | MN | SB | 2020 | 82353.601 | 315700.032 | 3.8335
27129 | MN | SB | 2020 | 75635.8134 | 270603.9154 | 3.5777
27013 | MN | SB | 2020 | 66408.9726 | 269297.5704 | 4.0551
27131 | MN | SB | 2020 | 28773.1746 | 110685.5198 | 3.8468
27029 | MN | BA | 2020 | 97.1246 | 217.7242 | 2.2417
27019 | MN | SB | 2020 | 17441.9666 | 68501.4638 | 3.9274
27021 | MN | SB | 2020 | 963.1527 | 2103.7597 | 2.1842
27033 | MN | CO | 2020 | 67380.219 | 863207.3484 | 12.811
27113 | MN | SB | 2020 | 43544.2136 | 102793.019 | 2.3607
27007 | MN | WH | 2020 | 5422.7924 | 19622.3899 | 3.6185
27037 | MN | SB | 2020 | 17199.155 | 62813.4202 | 3.6521
27073 | MN | WH | 2020 | 1189.7768 | 4191.1901 | 3.5227
27145 | MN | WH | 2020 | 1643.0252 | 4844.3626 | 2.9484
27005 | MN | WH | 2020 | 13354.638 | 55764.6005 | 4.1757
27023 | MN | SB | 2020 | 38242.827 | 143561.868 | 3.754
27035 | MN | CO | 2020 | 2662.8339 | 24308.9025 | 9.129
27027 | MN | SB | 2020 | 73814.7264 | 198564.4339 | 2.69
27151 | MN | SB | 2020 | 46741.233 | 160952.5853 | 3.4435
27025 | MN | CO | 2020 | 9105.435 | 97896.0398 | 10.7514
27155 | MN | SB | 2020 | 56898.8516 | 169525.4741 | 2.9794
27029 | MN | CO | 2020 | 2541.4281 | 24537.5128 | 9.655
27003 | MN | CO | 2020 | 2132.6952 | 20397.1251 | 9.564
27159 | MN | SB | 2020 | 4451.546 | 14315.3635 | 3.2158
27025 | MN | SB | 2020 | 9914.807 | 29202.253 | 2.9453
27165 | MN | SB | 2020 | 39173.6048 | 162830.4562 | 4.1566
27115 | MN | SB | 2020 | 6677.319 | 21500.2608 | 3.2199
27117 | MN | SB | 2020 | 36219.397 | 126661.0301 | 3.497
27119 | MN | SB | 2020 | 124440.945 | 307127.1432 | 2.4681
27121 | MN | SB | 2020 | 35086.2762 | 108535.4938 | 3.0934
27125 | MN | SB | 2020 | 31079.8848 | 75250.9128 | 2.4212
27121 | MN | WH | 2020 | 1707.7749 | 5307.0264 | 3.1076
27103 | MN | WH | 2020 | 149.7338 | 530.7026 | 3.5443
27127 | MN | WH | 2020 | 307.5614 | 1132.1656 | 3.6811
27129 | MN | WH | 2020 | 922.6841 | 2683.4503 | 2.9083
27067 | MN | WH | 2020 | 602.9821 | 1769.0088 | 2.9338
27135 | MN | WH | 2020 | 45891.3924 | 142881.48 | 3.1135
27139 | MN | WH | 2020 | 153.7807 | 582.4121 | 3.7873
27143 | MN | WH | 2020 | 384.4517 | 1349.8898 | 3.5112
27157 | MN | SB | 2020 | 17522.9038 | 69290.7139 | 3.9543
27161 | MN | SB | 2020 | 35045.8076 | 151780.955 | 4.3309
27125 | MN | WH | 2020 | 28692.2374 | 98411.3203 | 3.4299
27107 | MN | WH | 2020 | 42653.9044 | 168382.4222 | 3.9476
27153 | MN | SB | 2020 | 22014.9184 | 64691.291 | 2.9385
27027 | MN | CO | 2020 | 42775.3102 | 445155.1888 | 10.4068
27173 | MN | WH | 2020 | 874.1218 | 2427.6244 | 2.7772
27051 | MN | WH | 2020 | 4127.7972 | 15077.3981 | 3.6526
27163 | MN | SB | 2020 | 5382.3238 | 18751.4933 | 3.4839
27167 | MN | SB | 2020 | 63576.1706 | 158612.0506 | 2.4948
27169 | MN | SB | 2020 | 12949.952 | 49994.9102 | 3.8606
27171 | MN | SB | 2020 | 29623.0152 | 108970.9421 | 3.6786
27173 | MN | SB | 2020 | 64992.5716 | 215927.9357 | 3.3223
27998 | MN | WH | 2020 | 15179.7719 | 48157.8626 | 3.1725
27053 | MN | WH | 2020 | 153.7807 | 416.3975 | 2.7077
27027 | MN | WH | 2020 | 25899.904 | 107120.2867 | 4.1359
27131 | MN | WH | 2020 | 190.2024 | 555.1966 | 2.919
27069 | MN | WH | 2020 | 52730.5858 | 165960.241 | 3.1473
27095 | MN | CO | 2020 | 7082.005 | 67846.477 | 9.5801
27097 | MN | CO | 2020 | 28935.049 | 321832.5958 | 11.1226
27998 | MN | CO | 2020 | 65810.0373 | 804797.3994 | 12.2291
27119 | MN | WH | 2020 | 108658.191 | 411988.5418 | 3.7916
27165 | MN | WH | 2020 | 76.8903 | 220.4457 | 2.867
27033 | MN | WH | 2020 | 732.4817 | 2427.6244 | 3.3142
27167 | MN | WH | 2020 | 25899.904 | 99118.9238 | 3.827
27011 | MN | WH | 2020 | 2703.3025 | 9253.2768 | 3.423
27097 | MN | WH | 2020 | 538.2324 | 868.1751 | 1.613
27111 | MN | WH | 2020 | 9671.9954 | 33828.8914 | 3.4976
27113 | MN | WH | 2020 | 36057.5226 | 118578.0206 | 3.2886
27099 | MN | CO | 2020 | 79116.113 | 1001135.6038 | 12.654
27041 | MN | WH | 2020 | 3277.9566 | 9743.1562 | 2.9723
27117 | MN | WH | 2020 | 226.6242 | 696.7173 | 3.0743
27115 | MN | WH | 2020 | 153.7807 | 302.0923 | 1.9644
28998 | MS | WH | 2020 | 7223.6451 | 22950.848 | 3.1772
28135 | MS | SB | 2020 | 42168.2812 | 148596.7392 | 3.5239
28103 | MS | CO | 2020 | 12019.1742 | 133914.8733 | 11.1418
28011 | MS | CO | 2020 | 5625.1354 | 66170.001 | 11.7633
28115 | MS | CO | 2020 | 1040.043 | 9931.8504 | 9.5495
28101 | MS | CO | 2020 | 161.8744 | 1597.7325 | 9.8702
28137 | MS | SB | 2020 | 8174.6572 | 25609.8043 | 3.1328
28117 | MS | CO | 2020 | 886.2623 | 7213.9272 | 8.1397
28119 | MS | CO | 2020 | 2589.9904 | 32538.8757 | 12.5633
28133 | MS | SB | 2020 | 99350.413 | 413567.0419 | 4.1627
28021 | MS | CO | 2020 | 1375.9324 | 13792.8255 | 10.0243
28139 | MS | SB | 2020 | 4492.0146 | 12246.984 | 2.7264
28143 | MS | SB | 2020 | 41237.5034 | 125082.5299 | 3.0332
28145 | MS | SB | 2020 | 9105.435 | 24793.3387 | 2.7229
28121 | MS | CO | 2020 | 1460.9165 | 13945.2324 | 9.5455
28125 | MS | CO | 2020 | 6596.3818 | 81867.9129 | 12.411
28033 | MS | WH | 2020 | 566.5604 | 2035.7209 | 3.5931
28017 | MS | CO | 2020 | 1626.8377 | 14859.6739 | 9.1341
28998 | MS | CO | 2020 | 11100.537 | 112006.3797 | 10.0902
28025 | MS | CO | 2020 | 849.8406 | 8941.2055 | 10.521
28027 | MS | CO | 2020 | 8377.0002 | 103890.7117 | 12.4019
28003 | MS | CO | 2020 | 2116.5078 | 20397.1251 | 9.6372
28033 | MS | CO | 2020 | 3035.145 | 32843.6895 | 10.8211
28163 | MS | CO | 2020 | 11857.2998 | 130028.4971 | 10.9661
28015 | MS | SB | 2020 | 3354.8469 | 10967.8546 | 3.2693
28013 | MS | CO | 2020 | 2395.7411 | 24613.7163 | 10.2739
28133 | MS | CO | 2020 | 14447.2902 | 175572.7626 | 12.1526
28039 | MS | CO | 2020 | 89.0309 | 744.2538 | 8.3595
28147 | MS | CO | 2020 | 578.701 | 6299.4857 | 10.8856
28149 | MS | CO | 2020 | 918.6372 | 10160.4608 | 11.0604
28015 | MS | CO | 2020 | 3286.0503 | 36069.6358 | 10.9766
28151 | MS | CO | 2020 | 19667.7396 | 238618.4219 | 12.1325
28107 | MS | RI | 2020 | 3836.4233 | 33339.012 | 8.6901
28155 | MS | CO | 2020 | 1092.6522 | 11379.7161 | 10.4148
28013 | MS | SB | 2020 | 10764.6476 | 29964.2875 | 2.7836
28143 | MS | RI | 2020 | 11169.3336 | 95163.6016 | 8.5201
28057 | MS | SB | 2020 | 4815.7634 | 11484.9494 | 2.3849
28043 | MS | CO | 2020 | 497.7638 | 5181.835 | 10.4102
28049 | MS | CO | 2020 | 4451.546 | 47093.7358 | 10.5792
28101 | MS | SB | 2020 | 1222.1517 | 4681.0694 | 3.8302
28135 | MS | CO | 2020 | 10926.522 | 119944.2397 | 10.9773
28137 | MS | CO | 2020 | 3120.1291 | 32615.0792 | 10.4531
28139 | MS | CO | 2020 | 1092.6522 | 9525.432 | 8.7177
28143 | MS | CO | 2020 | 2549.5218 | 30735.3939 | 12.0554
28145 | MS | CO | 2020 | 728.4348 | 7137.7237 | 9.7987
28123 | MS | SB | 2020 | 2351.2257 | 7946.9318 | 3.3799
28125 | MS | SB | 2020 | 32941.4404 | 136458.6173 | 4.1425
28133 | MS | RI | 2020 | 7284.348 | 60418.4544 | 8.2943
28135 | MS | RI | 2020 | 3957.8291 | 30980.3336 | 7.8276
28151 | MS | RI | 2020 | 4168.2658 | 34427.6328 | 8.2595
28027 | MS | RI | 2020 | 3508.6276 | 28576.296 | 8.1446
28067 | MS | SB | 2020 | 202.343 | 519.8164 | 2.569
28079 | MS | SB | 2020 | 598.9353 | 1896.9217 | 3.1672
28051 | MS | CO | 2020 | 10886.0534 | 126624.7427 | 11.6318
28103 | MS | SB | 2020 | 3836.4233 | 12519.1392 | 3.2632
28011 | MS | SB | 2020 | 120394.085 | 466773.3835 | 3.877
28003 | MS | SB | 2020 | 3957.8291 | 10396.3286 | 2.6268
28033 | MS | SB | 2020 | 13476.0438 | 45395.4874 | 3.3686
28011 | MS | RI | 2020 | 17441.9666 | 146827.7304 | 8.4181
28119 | MS | RI | 2020 | 5625.1354 | 46266.384 | 8.2249
28095 | MS | CO | 2020 | 4046.86 | 39422.5879 | 9.7415
28097 | MS | CO | 2020 | 299.4676 | 2880.4906 | 9.6187
28055 | MS | SB | 2020 | 17361.0294 | 73563.5506 | 4.2373
28155 | MS | SB | 2020 | 1408.3073 | 4544.9918 | 3.2273
28053 | MS | RI | 2020 | 3427.6904 | 27986.6264 | 8.1649
28083 | MS | RI | 2020 | 4977.6378 | 41140.7944 | 8.2651
28998 | MS | RI | 2020 | 2185.3044 | 16828.2632 | 7.7006
28025 | MS | SB | 2020 | 4208.7344 | 13553.329 | 3.2203
28081 | MS | SB | 2020 | 15539.9424 | 34917.5122 | 2.247
28083 | MS | SB | 2020 | 48400.4456 | 198237.8477 | 4.0958
28117 | MS | SB | 2020 | 7284.348 | 16220.4499 | 2.2268
28119 | MS | SB | 2020 | 35936.1168 | 114305.184 | 3.1808
28161 | MS | SB | 2020 | 1792.759 | 6123.492 | 3.4157
28049 | MS | SB | 2020 | 2432.1629 | 8001.3629 | 3.2898
28051 | MS | SB | 2020 | 10724.179 | 38509.9608 | 3.5909
28027 | MS | SB | 2020 | 40063.914 | 144405.5491 | 3.6044
28115 | MS | SB | 2020 | 10076.6814 | 24657.2611 | 2.447
28089 | MS | SB | 2020 | 2808.5208 | 9579.863 | 3.411
28121 | MS | SB | 2020 | 2751.8648 | 8872.2595 | 3.2241
28107 | MS | SB | 2020 | 15378.068 | 43327.1078 | 2.8175
28053 | MS | SB | 2020 | 33912.6868 | 127722.4354 | 3.7662
28151 | MS | SB | 2020 | 91661.379 | 403769.4547 | 4.405
28083 | MS | CO | 2020 | 19910.5512 | 245070.3145 | 12.3086
28009 | MS | SB | 2020 | 5625.1354 | 17172.9931 | 3.0529
28163 | MS | SB | 2020 | 15013.8506 | 55329.1522 | 3.6852
28017 | MS | SB | 2020 | 16592.126 | 45640.427 | 2.7507
28071 | MS | CO | 2020 | 797.2314 | 8280.7756 | 10.3869
28073 | MS | CO | 2020 | 161.8744 | 1681.5563 | 10.388
28087 | MS | SB | 2020 | 4937.1692 | 13634.9755 | 2.7617
28053 | MS | CO | 2020 | 8336.5316 | 102823.8633 | 12.3341
28087 | MS | CO | 2020 | 4370.6088 | 43867.7895 | 10.037
28089 | MS | CO | 2020 | 4613.4204 | 46992.1312 | 10.186
28009 | MS | CO | 2020 | 2080.086 | 19609.6893 | 9.4273
28067 | MS | CO | 2020 | 509.9044 | 4973.5456 | 9.7539
28007 | MS | CO | 2020 | 959.1058 | 8890.4032 | 9.2695
28081 | MS | CO | 2020 | 1392.1198 | 11735.3322 | 8.4298
28055 | MS | CO | 2020 | 2679.0213 | 31218.0158 | 11.6528
28057 | MS | CO | 2020 | 348.03 | 3144.6626 | 9.0356
28998 | MS | SB | 2020 | 23666.0373 | 73677.8557 | 3.1132
28093 | MS | SB | 2020 | 8498.406 | 24058.5197 | 2.8309
28079 | MS | CO | 2020 | 343.9831 | 3533.3002 | 10.2717
28095 | MS | SB | 2020 | 15135.2564 | 38727.685 | 2.5588
28011 | MS | WH | 2020 | 303.5145 | 1140.3303 | 3.7571
29151 | MO | CO | 2020 | 4038.7663 | 39956.0121 | 9.8931
29167 | MO | CO | 2020 | 1626.8377 | 14681.8659 | 9.0248
29101 | MO | WH | 2020 | 999.5744 | 4272.8366 | 4.2747
29165 | MO | CO | 2020 | 14285.4158 | 166682.3594 | 11.668
29155 | MO | CO | 2020 | 8700.749 | 96067.1569 | 11.0413
29015 | MO | CO | 2020 | 5746.5412 | 53952.0468 | 9.3886
29019 | MO | SB | 2020 | 20234.3 | 65181.1704 | 3.2213
29157 | MO | CO | 2020 | 11290.7394 | 125786.5047 | 11.1407
29013 | MO | CO | 2020 | 29380.2036 | 285153.3324 | 9.7056
29113 | MO | CO | 2020 | 15782.754 | 160890.8968 | 10.1941
29001 | MO | CO | 2020 | 7527.1596 | 83264.9763 | 11.0619
29103 | MO | WH | 2020 | 331.8425 | 1249.1924 | 3.7644
29159 | MO | CO | 2020 | 25738.0296 | 244613.0938 | 9.504
29163 | MO | CO | 2020 | 24523.9716 | 254443.3396 | 10.3753
29011 | MO | WH | 2020 | 6960.5992 | 29610.4858 | 4.254
29189 | MO | SB | 2020 | 3144.4102 | 11321.6563 | 3.6006
29145 | MO | CO | 2020 | 2100.3203 | 13462.6106 | 6.4098
29063 | MO | CO | 2020 | 14487.7588 | 157512.5436 | 10.8721
29001 | MO | WH | 2020 | 566.5604 | 1807.1105 | 3.1896
29177 | MO | SB | 2020 | 33993.624 | 118197.0034 | 3.477
29183 | MO | SB | 2020 | 23026.6334 | 83469.9998 | 3.6249
29107 | MO | WH | 2020 | 959.1058 | 4245.6211 | 4.4266
29109 | MO | WH | 2020 | 3120.1291 | 10423.5442 | 3.3407
29079 | MO | CO | 2020 | 14123.5414 | 140519.1729 | 9.9493
29081 | MO | CO | 2020 | 18656.0246 | 192870.9471 | 10.3383
29083 | MO | CO | 2020 | 10845.5848 | 99445.5101 | 9.1692
29085 | MO | CO | 2020 | 578.701 | 3396.134 | 5.8685
29115 | MO | CO | 2020 | 14285.4158 | 151086.0521 | 10.5762
29117 | MO | CO | 2020 | 13718.8554 | 147860.1058 | 10.7779
29185 | MO | SB | 2020 | 14932.9134 | 42673.9354 | 2.8577
29186 | MO | SB | 2020 | 8700.749 | 29664.9168 | 3.4095
29075 | MO | CO | 2020 | 15216.1936 | 152432.3132 | 10.0178
29187 | MO | SB | 2020 | 1327.3701 | 4626.6384 | 3.4856
29077 | MO | CO | 2020 | 655.5913 | 3645.0653 | 5.56
29129 | MO | CO | 2020 | 8215.1258 | 78845.1758 | 9.5976
29186 | MO | CO | 2020 | 3674.5489 | 37187.2865 | 10.1202
29187 | MO | CO | 2020 | 550.373 | 6197.8811 | 11.2612
29189 | MO | CO | 2020 | 793.1846 | 9601.6355 | 12.1052
29019 | MO | CO | 2020 | 8781.6862 | 86821.1375 | 9.8866
29195 | MO | CO | 2020 | 57870.098 | 710978.2445 | 12.2858
29139 | MO | CO | 2020 | 19424.928 | 192997.9529 | 9.9356
29141 | MO | CO | 2020 | 2832.802 | 25655.1635 | 9.0565
29143 | MO | CO | 2020 | 19424.928 | 224698.5906 | 11.5675
29069 | MO | CO | 2020 | 11493.0824 | 136912.2093 | 11.9126
29007 | MO | CO | 2020 | 43058.5904 | 476042.9896 | 11.0557
29071 | MO | CO | 2020 | 7041.5364 | 71428.0394 | 10.1438
29073 | MO | CO | 2020 | 2901.5986 | 27179.2326 | 9.367
29095 | MO | WH | 2020 | 267.0928 | 944.3785 | 3.5358
29097 | MO | WH | 2020 | 7365.2852 | 29474.4082 | 4.0018
29113 | MO | WH | 2020 | 2840.8957 | 11022.2856 | 3.8799
29195 | MO | SB | 2020 | 58234.3154 | 225181.2125 | 3.8668
29197 | MO | SB | 2020 | 9064.9664 | 23840.7955 | 2.63
29087 | MO | CO | 2020 | 37514.3922 | 479649.9532 | 12.7858
29089 | MO | CO | 2020 | 15459.0052 | 163405.6108 | 10.5703
29121 | MO | CO | 2020 | 16146.9714 | 165310.6972 | 10.2379
29125 | MO | CO | 2020 | 485.6232 | 4033.7029 | 8.3062
29183 | MO | CO | 2020 | 14447.2902 | 166758.5629 | 11.5425
29185 | MO | CO | 2020 | 6029.8214 | 44299.6091 | 7.3468
29099 | MO | CO | 2020 | 1533.7599 | 14351.6509 | 9.3572
29998 | MO | CO | 2020 | 70900.9872 | 791774.2288 | 11.1673
29131 | MO | CO | 2020 | 825.5594 | 6883.7122 | 8.3382
29133 | MO | CO | 2020 | 18048.9956 | 208213.2429 | 11.536
29135 | MO | CO | 2020 | 6515.4446 | 58397.2484 | 8.9629
29137 | MO | CO | 2020 | 22905.2276 | 236637.132 | 10.3311
29007 | MO | WH | 2020 | 3925.4542 | 17880.5966 | 4.555
29071 | MO | WH | 2020 | 764.8565 | 3102.5693 | 4.0564
29073 | MO | WH | 2020 | 129.4995 | 514.3733 | 3.972
29205 | MO | CO | 2020 | 20436.643 | 221040.8247 | 10.8159
29207 | MO | CO | 2020 | 31444.1022 | 344211.0108 | 10.9468
29021 | MO | CO | 2020 | 18858.3676 | 215198.5597 | 11.4113
29089 | MO | WH | 2020 | 1177.6363 | 4980.4402 | 4.2292
29227 | MO | CO | 2020 | 5341.8552 | 54790.2849 | 10.2568
29023 | MO | CO | 2020 | 8619.8118 | 93628.6463 | 10.862
29025 | MO | CO | 2020 | 10238.5558 | 105389.3796 | 10.2934
29027 | MO | CO | 2020 | 13516.5124 | 126421.5335 | 9.3531
29199 | MO | SB | 2020 | 25050.0634 | 69753.3778 | 2.7846
29201 | MO | SB | 2020 | 37919.0782 | 133873.1429 | 3.5305
29009 | MO | CO | 2020 | 1586.3691 | 10058.8562 | 6.3408
29095 | MO | CO | 2020 | 7891.377 | 86490.9226 | 10.9602
29127 | MO | CO | 2020 | 21003.2034 | 223860.3526 | 10.6584
29211 | MO | SB | 2020 | 16632.5946 | 46075.8754 | 2.7702
29217 | MO | SB | 2020 | 38283.2956 | 107093.0712 | 2.7974
29219 | MO | SB | 2020 | 12666.6718 | 44198.0045 | 3.4893
29221 | MO | SB | 2020 | 364.2174 | 1047.7975 | 2.8768
29225 | MO | SB | 2020 | 242.8116 | 623.2354 | 2.5667
29227 | MO | SB | 2020 | 9631.5268 | 31488.3566 | 3.2693
29199 | MO | CO | 2020 | 19182.1164 | 184869.5843 | 9.6376
29201 | MO | CO | 2020 | 25252.4064 | 289420.7259 | 11.4611
29057 | MO | CO | 2020 | 6677.319 | 43258.1619 | 6.4784
29059 | MO | CO | 2020 | 80.9372 | 553.7451 | 6.8417
29061 | MO | CO | 2020 | 18291.8072 | 184971.1889 | 10.1122
29097 | MO | SB | 2020 | 27316.305 | 74026.2144 | 2.71
29099 | MO | SB | 2020 | 2614.2716 | 9253.2768 | 3.5395
29998 | MO | SB | 2020 | 70577.2384 | 256685.8984 | 3.637
29101 | MO | CO | 2020 | 18291.8072 | 173134.252 | 9.4651
29103 | MO | CO | 2020 | 21812.5754 | 229728.0187 | 10.5319
29105 | MO | CO | 2020 | 404.686 | 4061.6442 | 10.0365
29107 | MO | CO | 2020 | 40873.286 | 507667.4239 | 12.4205
29109 | MO | CO | 2020 | 3872.845 | 24156.4956 | 6.2374
29011 | MO | CO | 2020 | 19586.8024 | 126015.1151 | 6.4337
29111 | MO | CO | 2020 | 27073.4934 | 283959.4782 | 10.4885
29205 | MO | SB | 2020 | 44474.9914 | 148351.7995 | 3.3356
29207 | MO | SB | 2020 | 69605.992 | 245293.4818 | 3.524
29021 | MO | SB | 2020 | 24685.846 | 90654.8971 | 3.6723
29151 | MO | SB | 2020 | 5220.4494 | 17798.9501 | 3.4095
29155 | MO | SB | 2020 | 68310.9968 | 234761.0755 | 3.4367
29157 | MO | SB | 2020 | 20719.9232 | 76502.8267 | 3.6922
29159 | MO | SB | 2020 | 40023.4454 | 146147.3424 | 3.6515
29163 | MO | SB | 2020 | 33831.7496 | 120347.0294 | 3.5572
29165 | MO | SB | 2020 | 20962.7348 | 78652.8528 | 3.752
29167 | MO | SB | 2020 | 1574.2285 | 4898.7936 | 3.1119
29017 | MO | SB | 2020 | 13111.8264 | 39326.4264 | 2.9993
29171 | MO | SB | 2020 | 13840.2612 | 42810.013 | 3.0932
29173 | MO | SB | 2020 | 29865.8268 | 112889.977 | 3.7799
29175 | MO | SB | 2020 | 21650.701 | 64364.7048 | 2.9729
29211 | MO | CO | 2020 | 6879.662 | 64874.5422 | 9.4299
29215 | MO | CO | 2020 | 161.8744 | 1051.6077 | 6.4964
29217 | MO | CO | 2020 | 20355.7058 | 140036.551 | 6.8795
29219 | MO | CO | 2020 | 7769.9712 | 80420.0472 | 10.3501
29998 | MO | WH | 2020 | 26769.9789 | 106053.4383 | 3.9617
29017 | MO | CO | 2020 | 5058.575 | 56923.9816 | 11.253
29173 | MO | CO | 2020 | 20881.7976 | 219542.1567 | 10.5136
29175 | MO | CO | 2020 | 9874.3384 | 95076.5119 | 9.6286
29097 | MO | CO | 2020 | 7972.3142 | 53190.0123 | 6.6718
29003 | MO | CO | 2020 | 23390.8508 | 254875.1592 | 10.8964
29031 | MO | CO | 2020 | 13192.7636 | 144100.7353 | 10.9227
29177 | MO | CO | 2020 | 16146.9714 | 188400.3444 | 11.6678
29041 | MO | CO | 2020 | 28489.8944 | 310986.3039 | 10.9157
29043 | MO | CO | 2020 | 190.2024 | 1094.7897 | 5.7559
29045 | MO | CO | 2020 | 25818.9668 | 281165.3515 | 10.8899
29047 | MO | CO | 2020 | 5867.947 | 68913.3254 | 11.744
29049 | MO | CO | 2020 | 17158.6864 | 196757.3234 | 11.4669
29005 | MO | CO | 2020 | 53459.0206 | 688701.4342 | 12.8828
29051 | MO | CO | 2020 | 2144.8358 | 20295.5204 | 9.4625
29053 | MO | CO | 2020 | 22783.8218 | 234274.8249 | 10.2825
29049 | MO | SB | 2020 | 24281.16 | 90137.8022 | 3.7123
29005 | MO | SB | 2020 | 49938.2524 | 188413.045 | 3.7729
29051 | MO | WH | 2020 | 279.2333 | 881.7828 | 3.1579
29053 | MO | WH | 2020 | 3698.83 | 14669.1653 | 3.9659
29057 | MO | WH | 2020 | 3832.3764 | 16819.1914 | 4.3887
29069 | MO | WH | 2020 | 5706.0726 | 18914.7864 | 3.3149
29023 | MO | SB | 2020 | 42046.8754 | 139125.7382 | 3.3088
29025 | MO | SB | 2020 | 23390.8508 | 78816.1459 | 3.3695
29027 | MO | SB | 2020 | 27559.1166 | 92859.3542 | 3.3695
29003 | MO | SB | 2020 | 28773.1746 | 95199.889 | 3.3086
29031 | MO | SB | 2020 | 30391.9186 | 105677.8642 | 3.4772
29033 | MO | SB | 2020 | 51718.8708 | 200006.8565 | 3.8672
29023 | MO | WH | 2020 | 1477.1039 | 5388.673 | 3.6481
29003 | MO | WH | 2020 | 125.4527 | 552.4751 | 4.4039
29031 | MO | WH | 2020 | 4572.9518 | 18805.9243 | 4.1124
29051 | MO | SB | 2020 | 4694.3576 | 15512.8464 | 3.3046
29115 | MO | WH | 2020 | 667.7319 | 2803.1986 | 4.1981
29117 | MO | WH | 2020 | 849.8406 | 3538.0176 | 4.1632
29125 | MO | WH | 2020 | 169.9681 | 628.6785 | 3.6988
29127 | MO | WH | 2020 | 639.4039 | 2590.9175 | 4.0521
29133 | MO | WH | 2020 | 12949.952 | 59792.4974 | 4.6172
29139 | MO | WH | 2020 | 3148.4571 | 16737.5448 | 5.3161
29089 | MO | SB | 2020 | 20800.8604 | 70352.1192 | 3.3822
29095 | MO | SB | 2020 | 14042.6042 | 47681.591 | 3.3955
29157 | MO | WH | 2020 | 5584.6668 | 22616.0971 | 4.0497
29159 | MO | WH | 2020 | 2363.3662 | 10668.4838 | 4.5141
29163 | MO | WH | 2020 | 2496.9126 | 9552.6475 | 3.8258
29167 | MO | WH | 2020 | 279.2333 | 985.2018 | 3.5282
29017 | MO | WH | 2020 | 2169.117 | 8518.4578 | 3.9272
29037 | MO | WH | 2020 | 437.0609 | 1529.5122 | 3.4995
29053 | MO | SB | 2020 | 31120.3534 | 113842.5202 | 3.6581
29057 | MO | SB | 2020 | 11695.4254 | 29800.9944 | 2.5481
29059 | MO | SB | 2020 | 384.4517 | 963.4294 | 2.506
29033 | MO | CO | 2020 | 32941.4404 | 363236.4736 | 11.0267
29037 | MO | CO | 2020 | 14528.2274 | 139249.1153 | 9.5847
29039 | MO | CO | 2020 | 1780.6184 | 15647.1096 | 8.7875
29143 | MO | WH | 2020 | 2889.458 | 11838.7512 | 4.0972
29145 | MO | WH | 2020 | 2027.4769 | 7565.9146 | 3.7317
29147 | MO | WH | 2020 | 607.029 | 2337.8132 | 3.8512
29151 | MO | WH | 2020 | 169.9681 | 506.2087 | 2.9783
29155 | MO | WH | 2020 | 4289.6716 | 18071.1053 | 4.2127
29121 | MO | SB | 2020 | 37352.5178 | 125109.7454 | 3.3494
29125 | MO | SB | 2020 | 1566.1348 | 5198.1643 | 3.3191
29127 | MO | SB | 2020 | 27356.7736 | 94002.4061 | 3.4362
29129 | MO | SB | 2020 | 14730.5704 | 46456.8926 | 3.1538
29013 | MO | SB | 2020 | 51314.1848 | 169443.8275 | 3.3021
29131 | MO | SB | 2020 | 1889.8836 | 6150.7075 | 3.2545
29175 | MO | WH | 2020 | 1723.9624 | 7783.6387 | 4.515
29139 | MO | SB | 2020 | 30877.5418 | 112536.1752 | 3.6446
29141 | MO | SB | 2020 | 5179.9808 | 15757.7861 | 3.0421
29143 | MO | SB | 2020 | 80451.5768 | 300296.0477 | 3.7326
29145 | MO | SB | 2020 | 3909.2668 | 9198.8458 | 2.3531
29015 | MO | SB | 2020 | 9307.778 | 31297.848 | 3.3625
29199 | MO | WH | 2020 | 210.4367 | 982.4803 | 4.6688
29201 | MO | WH | 2020 | 7891.377 | 35516.2536 | 4.5006
29207 | MO | WH | 2020 | 7891.377 | 39544.1506 | 5.0111
29021 | MO | WH | 2020 | 234.7179 | 889.9475 | 3.7916
29217 | MO | WH | 2020 | 2743.7711 | 10695.6994 | 3.8982
29117 | MO | SB | 2020 | 45082.0204 | 159782.3179 | 3.5443
29037 | MO | SB | 2020 | 28611.3002 | 89675.1384 | 3.1343
29039 | MO | SB | 2020 | 3071.5667 | 9416.5699 | 3.0657
29041 | MO | SB | 2020 | 55361.0448 | 194346.0283 | 3.5105
29043 | MO | SB | 2020 | 477.5295 | 1104.9501 | 2.3139
29045 | MO | SB | 2020 | 28004.2712 | 96996.1133 | 3.4636
29047 | MO | SB | 2020 | 9752.9326 | 32985.2102 | 3.3821
29155 | MO | RI | 2020 | 18696.4932 | 152270.8344 | 8.1444
29133 | MO | SB | 2020 | 69079.9002 | 264807.0096 | 3.8333
29135 | MO | SB | 2020 | 10279.0244 | 33393.443 | 3.2487
29177 | MO | WH | 2020 | 619.1696 | 1915.9726 | 3.0944
29183 | MO | WH | 2020 | 1914.1648 | 8681.7509 | 4.5355
29185 | MO | WH | 2020 | 1149.3082 | 3864.6038 | 3.3625
29019 | MO | WH | 2020 | 1950.5865 | 8055.7939 | 4.1299
29001 | MO | SB | 2020 | 19182.1164 | 62704.5581 | 3.2689
29101 | MO | SB | 2020 | 32374.88 | 105160.7693 | 3.2482
29103 | MO | SB | 2020 | 35369.5564 | 111556.4165 | 3.154
29107 | MO | SB | 2020 | 44879.6774 | 186834.5448 | 4.163
29109 | MO | SB | 2020 | 6515.4446 | 15431.1998 | 2.3684
29011 | MO | SB | 2020 | 40023.4454 | 108481.0627 | 2.7104
29111 | MO | SB | 2020 | 32455.8172 | 107827.8902 | 3.3223
29113 | MO | SB | 2020 | 29987.2326 | 101024.0102 | 3.3689
29115 | MO | SB | 2020 | 33265.1892 | 108263.3386 | 3.2546
29137 | MO | SB | 2020 | 41277.972 | 141030.8246 | 3.4166
29023 | MO | RI | 2020 | 26749.7446 | 215184.0448 | 8.0443
29069 | MO | RI | 2020 | 9307.778 | 76883.844 | 8.2602
29998 | MO | RI | 2020 | 12605.9689 | 98320.6019 | 7.7995
29061 | MO | SB | 2020 | 32860.5032 | 107610.1661 | 3.2748
29063 | MO | SB | 2020 | 24483.503 | 81510.4824 | 3.3292
29186 | MO | WH | 2020 | 1084.5585 | 4626.6384 | 4.2659
29187 | MO | WH | 2020 | 230.671 | 1004.2527 | 4.3536
29189 | MO | WH | 2020 | 433.014 | 1994.8976 | 4.607
29201 | MO | RI | 2020 | 1234.2923 | 10632.1965 | 8.614
29207 | MO | RI | 2020 | 16794.469 | 140931.0344 | 8.3915
29075 | MO | SB | 2020 | 26466.4644 | 85266.2242 | 3.2217
29077 | MO | SB | 2020 | 1469.0102 | 2966.4917 | 2.0194
29079 | MO | SB | 2020 | 29461.1408 | 90355.5264 | 3.0669
29081 | MO | SB | 2020 | 32941.4404 | 113652.0115 | 3.4501
29083 | MO | SB | 2020 | 28004.2712 | 88151.0693 | 3.1478
29085 | MO | SB | 2020 | 1072.4179 | 3592.4486 | 3.3499
29087 | MO | SB | 2020 | 38687.9816 | 150392.9635 | 3.8873
29071 | MO | SB | 2020 | 13273.7008 | 46048.6598 | 3.4692
29073 | MO | SB | 2020 | 5260.918 | 18288.8294 | 3.4764
29069 | MO | SB | 2020 | 41237.5034 | 123966.6936 | 3.0062
29007 | MO | SB | 2020 | 64345.074 | 236693.3774 | 3.6785
30051 | MT | BA | 2020 | 12423.8602 | 40344.2868 | 3.2473
30059 | MT | BA | 2020 | 2711.3962 | 7446.1663 | 2.7462
30049 | MT | WH | 2020 | 3601.7054 | 13145.0962 | 3.6497
30005 | MT | WH | 2020 | 86764.6784 | 227249.592 | 2.6191
30051 | MT | WH | 2020 | 105663.5146 | 289600.3483 | 2.7408
30055 | MT | WH | 2020 | 93280.123 | 232502.1874 | 2.4925
30057 | MT | BA | 2020 | 1384.0261 | 7533.2559 | 5.443
30001 | MT | BA | 2020 | 1112.8865 | 6597.042 | 5.9279
30101 | MT | BA | 2020 | 33791.281 | 106467.1142 | 3.1507
30045 | MT | BA | 2020 | 8943.5606 | 23187.623 | 2.5927
30103 | MT | WH | 2020 | 1181.6831 | 4789.9315 | 4.0535
30067 | MT | BA | 2020 | 1497.3382 | 6858.311 | 4.5803
30047 | MT | BA | 2020 | 202.343 | 914.4415 | 4.5193
30001 | MT | WH | 2020 | 2225.773 | 15676.1395 | 7.043
30998 | MT | WH | 2020 | 161740.8536 | 413335.71 | 2.5555
30047 | MT | WH | 2020 | 3621.9397 | 17826.1656 | 4.9217
30085 | MT | WH | 2020 | 137795.583 | 313305.0662 | 2.2737
30101 | MT | WH | 2020 | 100807.2826 | 245919.4387 | 2.4395
30041 | MT | BA | 2020 | 16996.812 | 43501.2872 | 2.5594
30095 | MT | WH | 2020 | 9591.0582 | 30100.3651 | 3.1384
30035 | MT | BA | 2020 | 26425.9958 | 76203.456 | 2.8837
30005 | MT | BA | 2020 | 7243.8794 | 10407.2148 | 1.4367
30015 | MT | BA | 2020 | 31282.2278 | 91553.0093 | 2.9267
30057 | MT | WH | 2020 | 2581.8967 | 17036.9155 | 6.5986
30037 | MT | BA | 2020 | 2464.5377 | 6684.1317 | 2.7121
30091 | MT | WH | 2020 | 127273.747 | 303834.0653 | 2.3872
30071 | MT | BA | 2020 | 6394.0388 | 12083.6909 | 1.8898
30083 | MT | WH | 2020 | 72681.6056 | 151699.3085 | 2.0872
30009 | MT | WH | 2020 | 1375.9324 | 4204.7978 | 3.056
30105 | MT | WH | 2020 | 149410.0712 | 409403.0674 | 2.7401
30041 | MT | WH | 2020 | 212783.8988 | 576206.9894 | 2.7079
30099 | MT | WH | 2020 | 56210.8854 | 225099.5659 | 4.0046
30031 | MT | BA | 2020 | 8903.092 | 38994.3971 | 4.3799
30013 | MT | BA | 2020 | 20517.5802 | 80035.4012 | 3.9008
30073 | MT | BA | 2020 | 32293.9428 | 125713.93 | 3.8928
30071 | MT | WH | 2020 | 57991.5038 | 140949.1781 | 2.4305
30007 | MT | BA | 2020 | 1881.7899 | 10276.5804 | 5.4611
30003 | MT | WH | 2020 | 35733.7738 | 114005.8133 | 3.1904
30095 | MT | BA | 2020 | 1444.729 | 4289.166 | 2.9688
30099 | MT | BA | 2020 | 34883.9332 | 144068.0767 | 4.1299
30998 | MT | BA | 2020 | 30970.6196 | 99064.4928 | 3.1987
30037 | MT | WH | 2020 | 2589.9904 | 7293.7594 | 2.8161
30045 | MT | WH | 2020 | 26911.619 | 81374.4048 | 3.0238
30073 | MT | WH | 2020 | 77254.5574 | 271338.7344 | 3.5123
30107 | MT | WH | 2020 | 5746.5412 | 9988.0958 | 1.7381
30029 | MT | BA | 2020 | 1440.6822 | 5486.6488 | 3.8084
30067 | MT | WH | 2020 | 2128.6484 | 7021.6042 | 3.2986
30031 | MT | WH | 2020 | 18413.213 | 83442.7843 | 4.5317
30007 | MT | WH | 2020 | 11007.4592 | 32821.9171 | 2.9818
30035 | MT | WH | 2020 | 41804.0638 | 115339.3738 | 2.759
30027 | MT | BA | 2020 | 15054.3192 | 43327.1078 | 2.8781
30003 | MT | BA | 2020 | 4411.0774 | 22469.1333 | 5.0938
30111 | MT | WH | 2020 | 29623.0152 | 99445.5101 | 3.357
30013 | MT | WH | 2020 | 52244.9626 | 222568.5226 | 4.2601
30033 | MT | WH | 2020 | 29299.2664 | 68365.3862 | 2.3333
30019 | MT | WH | 2020 | 122377.0464 | 333145.1803 | 2.7223
30021 | MT | WH | 2020 | 79116.113 | 180384.4666 | 2.28
30079 | MT | WH | 2020 | 9174.2316 | 23350.9162 | 2.5453
30111 | MT | BA | 2020 | 7324.8166 | 32506.2171 | 4.4378
30085 | MT | BA | 2020 | 1780.6184 | 4223.8487 | 2.3721
30065 | MT | WH | 2020 | 5220.4494 | 15921.0792 | 3.0498
30087 | MT | BA | 2020 | 2954.2078 | 14217.3876 | 4.8126
30027 | MT | WH | 2020 | 62888.2044 | 192713.0971 | 3.0644
30015 | MT | WH | 2020 | 211772.1838 | 692145.1046 | 3.2683
30017 | MT | WH | 2020 | 2529.2875 | 4191.1901 | 1.6571
30011 | MT | WH | 2020 | 2954.2078 | 8191.8715 | 2.773
30029 | MT | WH | 2020 | 6353.5702 | 28712.3736 | 4.5191
30009 | MT | BA | 2020 | 2966.3484 | 19159.7261 | 6.459
31111 | NE | SB | 2020 | 21893.5126 | 86871.9398 | 3.9679
31011 | NE | SB | 2020 | 44879.6774 | 193475.1317 | 4.311
31121 | NE | SB | 2020 | 23593.1938 | 105841.1573 | 4.4861
31001 | NE | WH | 2020 | 760.8097 | 2443.9537 | 3.2123
31037 | NE | CO | 2020 | 43989.3682 | 523517.7427 | 11.901
31045 | NE | CO | 2020 | 3366.9875 | 19457.2824 | 5.7788
31105 | NE | WH | 2020 | 32739.0974 | 72747.085 | 2.222
31039 | NE | CO | 2020 | 62888.2044 | 705796.4095 | 11.223
31085 | NE | SG | 2020 | 3282.0035 | 18822.2536 | 5.735
31101 | NE | SB | 2020 | 8053.2514 | 32168.7446 | 3.9945
31063 | NE | SB | 2020 | 11978.7056 | 45204.9787 | 3.7738
31043 | NE | CO | 2020 | 24847.7204 | 320359.329 | 12.8929
31065 | NE | SB | 2020 | 18817.899 | 59846.9285 | 3.1803
31041 | NE | CO | 2020 | 94089.495 | 1185293.9558 | 12.5975
31125 | NE | SB | 2020 | 20841.329 | 82408.5946 | 3.9541
31061 | NE | SB | 2020 | 20436.643 | 82054.7928 | 4.0151
31047 | NE | CO | 2020 | 81341.886 | 1010915.0473 | 12.428
31033 | NE | CO | 2020 | 30958.479 | 178570.0986 | 5.7681
31109 | NE | SB | 2020 | 54308.8612 | 180057.8803 | 3.3154
31998 | NE | SB | 2020 | 102017.2937 | 378556.997 | 3.7107
31998 | NE | WH | 2020 | 9740.792 | 34283.3905 | 3.5196
31101 | NE | WH | 2020 | 9186.3722 | 24956.6318 | 2.7167
31027 | NE | CO | 2020 | 72762.5428 | 865468.0509 | 11.8944
31001 | NE | SB | 2020 | 32981.909 | 139751.6952 | 4.2372
31049 | NE | CO | 2020 | 25171.4692 | 133660.8618 | 5.31
31035 | NE | CO | 2020 | 73167.2288 | 904281.0112 | 12.3591
31157 | NE | CO | 2020 | 26466.4644 | 234554.2376 | 8.8623
31067 | NE | SB | 2020 | 73005.3544 | 236666.1619 | 3.2418
31099 | NE | SB | 2020 | 32658.1602 | 139234.6003 | 4.2634
31025 | NE | CO | 2020 | 47955.291 | 582143.6015 | 12.1393
31029 | NE | CO | 2020 | 68432.4026 | 664062.3167 | 9.7039
31067 | NE | SG | 2020 | 623.2164 | 4572.2074 | 7.3365
31159 | NE | CO | 2020 | 58679.47 | 686542.3363 | 11.6999
31087 | NE | SG | 2020 | 5463.261 | 31497.4285 | 5.7653
31177 | NE | SB | 2020 | 30998.9476 | 102575.2949 | 3.309
31131 | NE | SB | 2020 | 54106.5182 | 181935.7512 | 3.3625
31081 | NE | SB | 2020 | 30756.136 | 146637.2218 | 4.7677
31083 | NE | SB | 2020 | 20477.1116 | 80966.172 | 3.954
31127 | NE | SB | 2020 | 35976.5854 | 126307.2283 | 3.5108
31129 | NE | SB | 2020 | 30149.107 | 128947.1338 | 4.277
31057 | NE | SG | 2020 | 2581.8967 | 12598.9714 | 4.8797
31059 | NE | SG | 2020 | 639.4039 | 4216.5912 | 6.5946
31145 | NE | SG | 2020 | 4087.3286 | 25248.7451 | 6.1773
31151 | NE | CO | 2020 | 59529.3106 | 692003.5839 | 11.6246
31153 | NE | CO | 2020 | 11654.9568 | 147123.4724 | 12.6233
31155 | NE | CO | 2020 | 74057.538 | 874358.4541 | 11.8065
31059 | NE | SB | 2020 | 43867.9624 | 201503.7101 | 4.5934
31173 | NE | SB | 2020 | 30432.3872 | 102112.631 | 3.3554
31175 | NE | SB | 2020 | 13314.1694 | 58567.799 | 4.3989
31163 | NE | CO | 2020 | 30108.6384 | 370221.7904 | 12.2962
31165 | NE | CO | 2020 | 5382.3238 | 51767.5478 | 9.6181
31051 | NE | CO | 2020 | 45689.0494 | 515617.9844 | 11.2854
31053 | NE | CO | 2020 | 57384.4748 | 654105.0652 | 11.3986
31133 | NE | SB | 2020 | 27842.3968 | 78271.8355 | 2.8112
31135 | NE | SB | 2020 | 9145.9036 | 39789.0902 | 4.3505
31085 | NE | WH | 2020 | 7001.0678 | 19867.3296 | 2.8378
31087 | NE | WH | 2020 | 17361.0294 | 49396.1688 | 2.8452
31089 | NE | SB | 2020 | 32455.8172 | 129028.7803 | 3.9755
31093 | NE | SB | 2020 | 16349.3144 | 69154.6363 | 4.2298
31095 | NE | SB | 2020 | 38000.0154 | 150011.9462 | 3.9477
31097 | NE | SB | 2020 | 24645.3774 | 73590.7661 | 2.986
31099 | NE | WH | 2020 | 1343.5575 | 4517.7763 | 3.3625
31023 | NE | CO | 2020 | 60662.4314 | 681563.7105 | 11.2354
31143 | NE | CO | 2020 | 52730.5858 | 671225.4416 | 12.7293
31015 | NE | CO | 2020 | 13840.2612 | 138563.2842 | 10.0116
31103 | NE | CO | 2020 | 6758.2562 | 69726.1622 | 10.3172
31107 | NE | CO | 2020 | 58436.6584 | 739097.3197 | 12.6478
31109 | NE | CO | 2020 | 55441.982 | 581152.9566 | 10.4822
31011 | NE | CO | 2020 | 67380.219 | 859397.1756 | 12.7544
31061 | NE | WH | 2020 | 1614.6971 | 5307.0264 | 3.2867
31161 | NE | CO | 2020 | 16713.5318 | 157537.9447 | 9.4258
31071 | NE | SB | 2020 | 1007.6681 | 3864.6038 | 3.8352
31111 | NE | WH | 2020 | 3087.7542 | 10042.5269 | 3.2524
31095 | NE | WH | 2020 | 1578.2754 | 6096.2765 | 3.8626
31097 | NE | WH | 2020 | 461.342 | 1464.195 | 3.1738
31141 | NE | CO | 2020 | 81948.915 | 987088.7667 | 12.0452
31041 | NE | SB | 2020 | 35126.7448 | 146228.989 | 4.1629
31001 | NE | CO | 2020 | 74988.3158 | 939487.0079 | 12.5284
31101 | NE | CO | 2020 | 49209.8176 | 421303.5071 | 8.5614
31053 | NE | SB | 2020 | 47064.9818 | 170287.5086 | 3.6181
31057 | NE | SB | 2020 | 1732.0561 | 6150.7075 | 3.5511
31059 | NE | WH | 2020 | 271.1396 | 987.9234 | 3.6436
31065 | NE | WH | 2020 | 9267.3094 | 30154.7962 | 3.2539
31067 | NE | WH | 2020 | 809.372 | 2449.3968 | 3.0263
31167 | NE | CO | 2020 | 39456.885 | 421024.0944 | 10.6705
31077 | NE | SB | 2020 | 15094.7878 | 63983.6875 | 4.2388
31079 | NE | SB | 2020 | 14649.6332 | 70542.6278 | 4.8153
31081 | NE | WH | 2020 | 388.4986 | 1393.4346 | 3.5867
31083 | NE | WH | 2020 | 4330.1402 | 13852.6997 | 3.1991
31179 | NE | CO | 2020 | 51395.122 | 620677.1491 | 12.0766
31181 | NE | CO | 2020 | 41925.4696 | 453410.5632 | 10.8147
31039 | NE | SB | 2020 | 48481.3828 | 168572.9309 | 3.4771
31015 | NE | SB | 2020 | 9995.7442 | 31379.4946 | 3.1393
31151 | NE | SB | 2020 | 45082.0204 | 183133.2341 | 4.0622
31043 | NE | SB | 2020 | 22055.387 | 86463.707 | 3.9203
31047 | NE | SB | 2020 | 25292.875 | 114305.184 | 4.5193
31049 | NE | SB | 2020 | 562.5135 | 1045.076 | 1.8579
31159 | NE | SB | 2020 | 43463.2764 | 176547.0782 | 4.062
31161 | NE | SB | 2020 | 1638.9783 | 2830.4141 | 1.7269
31163 | NE | SB | 2020 | 14123.5414 | 59084.8939 | 4.1834
31167 | NE | SB | 2020 | 29501.6094 | 96234.0787 | 3.262
31169 | NE | SB | 2020 | 38768.9188 | 176519.8627 | 4.5531
31111 | NE | CO | 2020 | 79601.7362 | 776589.4201 | 9.7559
31063 | NE | WH | 2020 | 8822.1548 | 35298.5294 | 4.0011
31115 | NE | CO | 2020 | 2573.803 | 27357.0407 | 10.629
31181 | NE | SG | 2020 | 756.7628 | 5029.4281 | 6.646
31073 | NE | SB | 2020 | 14002.1356 | 66106.4981 | 4.7212
31185 | NE | SB | 2020 | 36259.8656 | 176302.1386 | 4.8622
31055 | NE | CO | 2020 | 11290.7394 | 131527.1651 | 11.6491
31183 | NE | CO | 2020 | 13678.3868 | 185301.4038 | 13.547
31185 | NE | CO | 2020 | 89435.606 | 1252276.7936 | 14.002
31019 | NE | CO | 2020 | 83365.316 | 1071115.7775 | 12.8485
31021 | NE | CO | 2020 | 52204.494 | 589814.7494 | 11.2982
31145 | NE | CO | 2020 | 47631.5422 | 413479.9523 | 8.6808
31153 | NE | SB | 2020 | 12828.5462 | 45286.6253 | 3.5301
31155 | NE | SB | 2020 | 64790.2286 | 234815.5066 | 3.6242
31051 | NE | SB | 2020 | 37231.112 | 140459.2987 | 3.7726
31055 | NE | WH | 2020 | 76.8903 | 204.1164 | 2.6546
31055 | NE | SB | 2020 | 9145.9036 | 32359.2533 | 3.5381
31057 | NE | WH | 2020 | 9793.4012 | 22316.7264 | 2.2788
31087 | NE | CO | 2020 | 33831.7496 | 205774.7324 | 6.0823
31089 | NE | CO | 2020 | 69848.8036 | 854926.5729 | 12.2397
31113 | NE | CO | 2020 | 9429.1838 | 119664.8271 | 12.6909
31093 | NE | CO | 2020 | 41965.9382 | 502587.1935 | 11.9761
31095 | NE | CO | 2020 | 46093.7354 | 503984.2568 | 10.9339
31069 | NE | WH | 2020 | 11735.894 | 32522.5464 | 2.7712
31019 | NE | SB | 2020 | 32617.6916 | 142146.661 | 4.358
31021 | NE | SB | 2020 | 44677.3344 | 156543.671 | 3.5039
31023 | NE | SB | 2020 | 46862.6388 | 181854.1046 | 3.8806
31025 | NE | SB | 2020 | 51718.8708 | 181908.5357 | 3.5173
31027 | NE | SB | 2020 | 50707.1558 | 194727.0456 | 3.8402
31029 | NE | SB | 2020 | 5260.918 | 24385.1059 | 4.6351
31003 | NE | SB | 2020 | 43665.6194 | 189120.6485 | 4.3311
31035 | NE | SB | 2020 | 33265.1892 | 156380.3779 | 4.701
31037 | NE | SB | 2020 | 31646.4452 | 112998.839 | 3.5707
31073 | NE | CO | 2020 | 37312.0492 | 472613.8341 | 12.6665
31147 | NE | CO | 2020 | 45001.0832 | 532433.5471 | 11.8316
31149 | NE | CO | 2020 | 9591.0582 | 109986.9882 | 11.4677
31047 | NE | WH | 2020 | 538.2324 | 1992.1761 | 3.7013
31081 | NE | CO | 2020 | 84579.374 | 1199747.2113 | 14.1849
31083 | NE | CO | 2020 | 48198.1026 | 547877.4475 | 11.3672
31085 | NE | CO | 2020 | 35086.2762 | 277278.9752 | 7.9028
31179 | NE | SB | 2020 | 39740.1652 | 144051.7474 | 3.6248
31173 | NE | CO | 2020 | 39699.6966 | 420617.676 | 10.595
31175 | NE | CO | 2020 | 28247.0828 | 345735.0799 | 12.2397
31177 | NE | CO | 2020 | 33710.3438 | 366259.2107 | 10.8649
31137 | NE | SB | 2020 | 32455.8172 | 158475.973 | 4.8828
31139 | NE | SB | 2020 | 41439.8464 | 163320.3355 | 3.9411
31129 | NE | SG | 2020 | 1359.745 | 10135.0596 | 7.4536
31149 | NE | SB | 2020 | 4451.546 | 16819.1914 | 3.7783
31071 | NE | CO | 2020 | 4330.1402 | 50853.1063 | 11.744
31041 | NE | WH | 2020 | 789.1377 | 2190.8494 | 2.7763
31077 | NE | CO | 2020 | 32536.7544 | 415385.0387 | 12.7666
31079 | NE | CO | 2020 | 73086.2916 | 925744.9846 | 12.6665
31049 | NE | WH | 2020 | 23148.0392 | 56200.0488 | 2.4279
31151 | NE | WH | 2020 | 760.8097 | 2430.3459 | 3.1944
31155 | NE | WH | 2020 | 307.5614 | 1303.6234 | 4.2386
31057 | NE | CO | 2020 | 38202.3584 | 300216.2155 | 7.8586
31161 | NE | WH | 2020 | 8984.0292 | 24711.6922 | 2.7506
31119 | NE | CO | 2020 | 57344.0062 | 711232.256 | 12.4029
31181 | NE | SB | 2020 | 21286.4836 | 71712.8952 | 3.3689
31183 | NE | SB | 2020 | 6879.662 | 31461.1411 | 4.5731
31998 | NE | SG | 2020 | 41909.2822 | 234605.0399 | 5.5979
31017 | NE | CO | 2020 | 14690.1018 | 197773.3695 | 13.463
31035 | NE | WH | 2020 | 384.4517 | 1423.3717 | 3.7023
31141 | NE | WH | 2020 | 72.8435 | 285.763 | 3.923
31045 | NE | WH | 2020 | 6353.5702 | 15512.8464 | 2.4416
31135 | NE | CO | 2020 | 105825.389 | 761882.1531 | 7.1994
31137 | NE | CO | 2020 | 73814.7264 | 1065451.3206 | 14.4341
31139 | NE | CO | 2020 | 57101.1946 | 725431.5 | 12.7043
31061 | NE | CO | 2020 | 41197.0348 | 443732.7243 | 10.771
31147 | NE | WH | 2020 | 271.1396 | 947.1001 | 3.493
31097 | NE | CO | 2020 | 25414.2808 | 243901.8615 | 9.597
31007 | NE | WH | 2020 | 15013.8506 | 35733.9778 | 2.3801
31123 | NE | WH | 2020 | 7446.2224 | 23595.8558 | 3.1688
31059 | NE | CO | 2020 | 78509.084 | 961077.9871 | 12.2416
31145 | NE | WH | 2020 | 13597.4496 | 48280.3325 | 3.5507
31141 | NE | SB | 2020 | 48886.0688 | 208770.2539 | 4.2705
31143 | NE | SB | 2020 | 33143.7834 | 149113.8341 | 4.499
31145 | NE | SB | 2020 | 5544.1982 | 21990.1402 | 3.9663
31147 | NE | SB | 2020 | 42046.8754 | 155237.3261 | 3.692
31125 | NE | CO | 2020 | 34115.0298 | 406418.432 | 11.9132
31079 | NE | WH | 2020 | 89.0309 | 269.4336 | 3.0263
31127 | NE | CO | 2020 | 33467.5322 | 372025.2722 | 11.116
31129 | NE | CO | 2020 | 53337.6148 | 599263.978 | 11.2353
31131 | NE | CO | 2020 | 54268.3926 | 599162.3734 | 11.0407
31063 | NE | CO | 2020 | 51395.122 | 464536.2678 | 9.0385
31121 | NE | CO | 2020 | 49371.692 | 586004.5766 | 11.8692
31019 | NE | WH | 2020 | 469.4358 | 1028.7467 | 2.1915
31013 | NE | CO | 2020 | 36543.1458 | 317920.8184 | 8.6999
31127 | NE | WH | 2020 | 271.1396 | 947.1001 | 3.493
31025 | NE | WH | 2020 | 153.7807 | 642.2863 | 4.1766
31169 | NE | WH | 2020 | 1796.8058 | 5851.3368 | 3.2565
31029 | NE | WH | 2020 | 8296.063 | 19758.4675 | 2.3817
31181 | NE | WH | 2020 | 4815.7634 | 15485.6309 | 3.2156
31129 | NE | WH | 2020 | 2743.7711 | 10069.7424 | 3.67
31133 | NE | CO | 2020 | 25535.6866 | 255967.4087 | 10.0239
31023 | NE | WH | 2020 | 230.671 | 840.9596 | 3.6457
31067 | NE | CO | 2020 | 74664.567 | 761551.9381 | 10.1996
31099 | NE | CO | 2020 | 69039.4316 | 902655.3375 | 13.0745
31169 | NE | CO | 2020 | 63818.9822 | 777122.8443 | 12.177
31998 | NE | CO | 2020 | 120847.3333 | 1342704.8947 | 11.1108
31033 | NE | WH | 2020 | 56008.5424 | 127232.556 | 2.2717
31135 | NE | WH | 2020 | 22338.6672 | 59738.0664 | 2.6742
31065 | NE | CO | 2020 | 57101.1946 | 488514.9553 | 8.5552
31123 | NE | CO | 2020 | 27073.4934 | 271208.0999 | 10.0175
31131 | NE | WH | 2020 | 194.2493 | 805.5794 | 4.1471
31073 | NE | WH | 2020 | 1861.5556 | 5796.9058 | 3.114
31069 | NE | CO | 2020 | 18291.8072 | 74755.5903 | 4.0868
31013 | NE | WH | 2020 | 28085.2084 | 91226.423 | 3.2482
31133 | NE | WH | 2020 | 497.7638 | 1540.3984 | 3.0946
34035 | NJ | SB | 2020 | 675.8256 | 2000.3407 | 2.9598
34037 | NJ | SB | 2020 | 481.5763 | 1749.9579 | 3.6338
34041 | NJ | SB | 2020 | 3419.5967 | 13607.76 | 3.9793
34005 | NJ | SB | 2020 | 8417.4688 | 24330.6749 | 2.8905
34998 | NJ | SB | 2020 | 4835.9977 | 15327.7809 | 3.1695
34019 | NJ | SB | 2020 | 2347.1788 | 7729.2077 | 3.293
34021 | NJ | SB | 2020 | 1529.7131 | 4272.8366 | 2.7932
34001 | NJ | SB | 2020 | 105.2184 | 190.5086 | 1.8106
34011 | NJ | SB | 2020 | 4411.0774 | 12546.3547 | 2.8443
34033 | NJ | SB | 2020 | 9348.2466 | 28739.5891 | 3.0743
34025 | NJ | SB | 2020 | 2063.8986 | 5932.9834 | 2.8746
36011 | NY | SB | 2020 | 12545.266 | 45912.5822 | 3.6598
36101 | NY | SB | 2020 | 2043.6643 | 4572.2074 | 2.2373
36037 | NY | CO | 2020 | 13273.7008 | 142856.0788 | 10.7623
36033 | NY | CO | 2020 | 2986.5827 | 27433.2442 | 9.1855
36107 | NY | SB | 2020 | 724.3879 | 2397.6873 | 3.3099
36109 | NY | SB | 2020 | 1675.4 | 4327.2677 | 2.5828
36043 | NY | CO | 2020 | 2759.9585 | 26061.582 | 9.4427
36027 | NY | CO | 2020 | 1926.3054 | 17679.2018 | 9.1778
36998 | NY | CO | 2020 | 9384.6683 | 89297.7499 | 9.5153
36099 | NY | CO | 2020 | 9145.9036 | 85551.0799 | 9.354
36021 | NY | CO | 2020 | 2387.6474 | 21032.1539 | 8.8087
36089 | NY | SB | 2020 | 1533.7599 | 4300.0522 | 2.8036
36023 | NY | CO | 2020 | 2395.7411 | 22632.4264 | 9.4469
36017 | NY | CO | 2020 | 2266.2416 | 19787.4974 | 8.7314
36077 | NY | SB | 2020 | 1282.8546 | 4463.3453 | 3.4792
36045 | NY | CO | 2020 | 6434.5074 | 52631.1869 | 8.1795
36025 | NY | CO | 2020 | 348.03 | 2852.5494 | 8.1963
36097 | NY | SB | 2020 | 643.4507 | 1749.9579 | 2.7196
36099 | NY | SB | 2020 | 10279.0244 | 32223.1757 | 3.1348
36998 | NY | SB | 2020 | 3929.5011 | 13218.5781 | 3.3639
36009 | NY | SB | 2020 | 1788.7121 | 5715.2592 | 3.1952
36029 | NY | CO | 2020 | 4492.0146 | 41911.9008 | 9.3303
36009 | NY | CO | 2020 | 2881.3643 | 27204.6338 | 9.4416
36003 | NY | CO | 2020 | 2966.3484 | 24131.0944 | 8.1349
36015 | NY | CO | 2020 | 801.2783 | 6121.6776 | 7.6399
36075 | NY | SB | 2020 | 2735.6774 | 8164.656 | 2.9845
36083 | NY | CO | 2020 | 1473.057 | 13081.5933 | 8.8806
36111 | NY | CO | 2020 | 182.1087 | 1478.347 | 8.1179
36115 | NY | CO | 2020 | 1877.743 | 18923.8582 | 10.078
36001 | NY | CO | 2020 | 627.2633 | 5639.0557 | 8.9899
36049 | NY | CO | 2020 | 2051.758 | 16739.3592 | 8.1585
36095 | NY | CO | 2020 | 1270.714 | 13157.7967 | 10.3546
36073 | NY | SB | 2020 | 9348.2466 | 36087.7795 | 3.8604
36077 | NY | CO | 2020 | 4330.1402 | 44350.4114 | 10.2423
36011 | NY | CO | 2020 | 12221.5172 | 118674.1821 | 9.7103
36089 | NY | CO | 2020 | 3318.4252 | 31751.44 | 9.5682
36091 | NY | CO | 2020 | 1254.5266 | 12471.9656 | 9.9416
36123 | NY | SB | 2020 | 2011.2894 | 6014.6299 | 2.9904
36013 | NY | SB | 2020 | 1452.8227 | 4327.2677 | 2.9785
36015 | NY | SB | 2020 | 481.5763 | 1262.8001 | 2.6222
36021 | NY | SB | 2020 | 1448.7759 | 4817.147 | 3.325
36075 | NY | CO | 2020 | 1748.2435 | 14885.0751 | 8.5143
36109 | NY | CO | 2020 | 2509.0532 | 23216.6529 | 9.2532
36029 | NY | SB | 2020 | 2764.0054 | 7674.7766 | 2.7767
36043 | NY | SB | 2020 | 1169.5425 | 4408.9142 | 3.7698
36045 | NY | SB | 2020 | 3136.3165 | 7865.2853 | 2.5078
36049 | NY | SB | 2020 | 481.5763 | 1684.6407 | 3.4982
36117 | NY | SB | 2020 | 9752.9326 | 33447.8741 | 3.4295
36121 | NY | SB | 2020 | 1517.5725 | 6286.7851 | 4.1427
36053 | NY | CO | 2020 | 5746.5412 | 52808.995 | 9.1897
36069 | NY | SB | 2020 | 9874.3384 | 34073.831 | 3.4507
36007 | NY | SB | 2020 | 238.7647 | 775.6423 | 3.2486
36071 | NY | SB | 2020 | 546.3261 | 1984.0114 | 3.6316
36023 | NY | SB | 2020 | 360.1705 | 1170.2674 | 3.2492
36057 | NY | CO | 2020 | 3545.0494 | 34723.3748 | 9.7949
36003 | NY | SB | 2020 | 311.6082 | 732.0975 | 2.3494
36033 | NY | SB | 2020 | 481.5763 | 1804.389 | 3.7468
36037 | NY | SB | 2020 | 6353.5702 | 25201.5715 | 3.9665
36051 | NY | SB | 2020 | 8943.5606 | 34917.5122 | 3.9042
36117 | NY | CO | 2020 | 10683.7104 | 104830.5543 | 9.8122
36051 | NY | CO | 2020 | 15378.068 | 169705.0965 | 11.0355
36123 | NY | CO | 2020 | 3767.6267 | 34951.9852 | 9.2769
36013 | NY | CO | 2020 | 4451.546 | 44579.0218 | 10.0143
36063 | NY | CO | 2020 | 10643.2418 | 102671.4564 | 9.6466
36055 | NY | SB | 2020 | 6960.5992 | 27242.7355 | 3.9138
36101 | NY | CO | 2020 | 8619.8118 | 60607.1487 | 7.0311
36073 | NY | CO | 2020 | 14487.7588 | 170746.5437 | 11.7856
36055 | NY | CO | 2020 | 9307.778 | 104297.1301 | 11.2054
36065 | NY | CO | 2020 | 9631.5268 | 90453.5023 | 9.3914
36067 | NY | CO | 2020 | 8134.1886 | 81131.2795 | 9.9741
36053 | NY | SB | 2020 | 1772.5247 | 4517.7763 | 2.5488
36069 | NY | CO | 2020 | 9833.8698 | 98327.8594 | 9.9989
36057 | NY | SB | 2020 | 1477.1039 | 5905.7678 | 3.9982
36121 | NY | CO | 2020 | 8660.2804 | 99623.3181 | 11.5035
36065 | NY | SB | 2020 | 3205.1131 | 11185.5787 | 3.4899
36063 | NY | SB | 2020 | 7931.8456 | 24276.2438 | 3.0606
36103 | NY | CO | 2020 | 161.8744 | 1270.0576 | 7.8459
36067 | NY | SB | 2020 | 5058.575 | 18343.2605 | 3.6262
36071 | NY | CO | 2020 | 1303.0889 | 12243.3553 | 9.3956
36007 | NY | CO | 2020 | 906.4966 | 8865.002 | 9.7794
37155 | NC | CO | 2020 | 26345.0586 | 180170.3711 | 6.8389
37029 | NC | CO | 2020 | 7648.5654 | 68684.715 | 8.9801
37021 | NC | CO | 2020 | 178.0618 | 1536.7697 | 8.6305
37027 | NC | CO | 2020 | 538.2324 | 4894.802 | 9.0942
37191 | NC | WH | 2020 | 6717.7876 | 24085.7352 | 3.5854
37033 | NC | CO | 2020 | 513.9512 | 3048.1382 | 5.9308
37157 | NC | CO | 2020 | 1035.9962 | 5766.0615 | 5.5657
37037 | NC | CO | 2020 | 1072.4179 | 8560.1882 | 7.9821
37019 | NC | CO | 2020 | 2715.4431 | 20244.7181 | 7.4554
37003 | NC | CO | 2020 | 546.3261 | 4460.4423 | 8.1644
37185 | NC | WH | 2020 | 1056.2305 | 4109.5435 | 3.8908
37161 | NC | CO | 2020 | 258.999 | 1600.2726 | 6.1787
37035 | NC | CO | 2020 | 2015.3363 | 19076.2652 | 9.4655
37135 | NC | WH | 2020 | 339.9362 | 1537.6769 | 4.5234
37159 | NC | CO | 2020 | 3917.3605 | 31497.4285 | 8.0405
37187 | NC | WH | 2020 | 1719.9155 | 5796.9058 | 3.3705
37195 | NC | WH | 2020 | 2407.8817 | 9933.6648 | 4.1255
37179 | NC | WH | 2020 | 16146.9714 | 82326.948 | 5.0986
37197 | NC | CO | 2020 | 5746.5412 | 49506.8452 | 8.6151
37019 | NC | WH | 2020 | 465.3889 | 1456.0303 | 3.1286
37133 | NC | WH | 2020 | 1011.715 | 3510.8021 | 3.4701
37023 | NC | CO | 2020 | 453.2483 | 3358.0323 | 7.4088
37025 | NC | CO | 2020 | 1732.0561 | 14097.6394 | 8.1393
37183 | NC | WH | 2020 | 1003.6213 | 3565.2331 | 3.5524
37151 | NC | CO | 2020 | 2865.1769 | 20117.7124 | 7.0215
37191 | NC | CO | 2020 | 9874.3384 | 68125.8897 | 6.8993
37181 | NC | WH | 2020 | 720.3411 | 2966.4917 | 4.1182
37131 | NC | WH | 2020 | 1926.3054 | 8191.8715 | 4.2526
37051 | NC | SB | 2020 | 5989.3528 | 13498.8979 | 2.2538
37177 | NC | WH | 2020 | 1489.2445 | 5225.3798 | 3.5087
37041 | NC | SB | 2020 | 8093.72 | 25909.175 | 3.2011
37165 | NC | WH | 2020 | 1804.8996 | 6939.9576 | 3.8451
37167 | NC | WH | 2020 | 3682.6426 | 16029.9413 | 4.3528
37195 | NC | CO | 2020 | 3941.6416 | 25451.9543 | 6.4572
37171 | NC | WH | 2020 | 825.5594 | 4191.1901 | 5.0768
37035 | NC | SB | 2020 | 3180.832 | 9334.9234 | 2.9347
37037 | NC | SB | 2020 | 785.0908 | 2000.3407 | 2.5479
37041 | NC | CO | 2020 | 1902.0242 | 14732.6682 | 7.7458
37017 | NC | CO | 2020 | 9793.4012 | 61343.7821 | 6.2638
37167 | NC | SB | 2020 | 9429.1838 | 24738.9077 | 2.6237
37175 | NC | CO | 2020 | 453.2483 | 4267.3935 | 9.4151
37163 | NC | CO | 2020 | 13637.9182 | 89335.8516 | 6.5505
37023 | NC | WH | 2020 | 157.8275 | 596.0199 | 3.7764
37039 | NC | CO | 2020 | 331.8425 | 3683.167 | 11.0991
37187 | NC | CO | 2020 | 13597.4496 | 112704.9114 | 8.2887
37147 | NC | CO | 2020 | 10117.15 | 53139.21 | 5.2524
37165 | NC | SB | 2020 | 3856.6576 | 7974.1474 | 2.0676
37045 | NC | SB | 2020 | 4937.1692 | 13308.3893 | 2.6956
37047 | NC | SB | 2020 | 17603.841 | 29365.5461 | 1.6681
37049 | NC | SB | 2020 | 9833.8698 | 25392.0802 | 2.5821
37053 | NC | SB | 2020 | 6677.319 | 15757.7861 | 2.3599
37145 | NC | CO | 2020 | 1400.2136 | 8128.3686 | 5.8051
37057 | NC | SB | 2020 | 4330.1402 | 11403.3029 | 2.6335
37169 | NC | CO | 2020 | 445.1546 | 3515.5194 | 7.8973
37171 | NC | CO | 2020 | 4775.2948 | 46306.3001 | 9.6971
37177 | NC | CO | 2020 | 9955.2756 | 81715.506 | 8.2083
37179 | NC | CO | 2020 | 10966.9906 | 71783.6556 | 6.5454
37181 | NC | CO | 2020 | 105.2184 | 566.4457 | 5.3835
37183 | NC | CO | 2020 | 267.0928 | 1435.1651 | 5.3733
37163 | NC | WH | 2020 | 5018.1064 | 18316.045 | 3.65
37135 | NC | CO | 2020 | 1218.1049 | 9449.2285 | 7.7573
37029 | NC | SB | 2020 | 11290.7394 | 32495.3309 | 2.8781
37003 | NC | SB | 2020 | 1076.4648 | 2775.983 | 2.5788
37033 | NC | SB | 2020 | 1614.6971 | 4082.328 | 2.5282
37001 | NC | CO | 2020 | 1574.2285 | 11938.5414 | 7.5837
37101 | NC | CO | 2020 | 3686.6895 | 24232.699 | 6.573
37103 | NC | CO | 2020 | 6839.1934 | 39752.8029 | 5.8125
37165 | NC | CO | 2020 | 2853.0363 | 22048.1999 | 7.728
37025 | NC | WH | 2020 | 1052.1836 | 4354.4832 | 4.1385
37059 | NC | SB | 2020 | 3804.0484 | 10505.1907 | 2.7616
37027 | NC | WH | 2020 | 246.8585 | 1006.9742 | 4.0792
37045 | NC | CO | 2020 | 2428.116 | 17730.0041 | 7.302
37015 | NC | WH | 2020 | 1598.5097 | 6150.7075 | 3.8478
37151 | NC | WH | 2020 | 1371.8855 | 5715.2592 | 4.166
37155 | NC | WH | 2020 | 9995.7442 | 36359.9347 | 3.6375
37157 | NC | WH | 2020 | 934.8247 | 3919.0349 | 4.1923
37159 | NC | WH | 2020 | 2974.4421 | 13879.9152 | 4.6664
37025 | NC | SB | 2020 | 2092.2266 | 5660.8282 | 2.7056
37143 | NC | CO | 2020 | 5948.8842 | 50599.0948 | 8.5056
37157 | NC | SB | 2020 | 2670.9276 | 5769.6902 | 2.1602
37159 | NC | SB | 2020 | 8255.5944 | 26426.2699 | 3.201
37161 | NC | SB | 2020 | 683.9193 | 1573.0571 | 2.3001
37163 | NC | SB | 2020 | 22379.1358 | 50729.7293 | 2.2668
37013 | NC | WH | 2020 | 2290.5228 | 8436.8112 | 3.6834
37169 | NC | SB | 2020 | 946.9652 | 1820.7183 | 1.9227
37017 | NC | SB | 2020 | 6272.633 | 13498.8979 | 2.152
37171 | NC | SB | 2020 | 3872.845 | 12519.1392 | 3.2325
37141 | NC | WH | 2020 | 1234.2923 | 5170.9488 | 4.1894
37147 | NC | WH | 2020 | 3326.5189 | 12981.803 | 3.9025
37023 | NC | SB | 2020 | 457.2952 | 1303.6234 | 2.8507
37015 | NC | SB | 2020 | 12019.1742 | 37094.7538 | 3.0863
37137 | NC | CO | 2020 | 6515.4446 | 48694.0084 | 7.4736
37139 | NC | CO | 2020 | 9914.807 | 88904.032 | 8.9668
37141 | NC | CO | 2020 | 5989.3528 | 40972.0582 | 6.8408
37073 | NC | CO | 2020 | 2084.1329 | 13970.6336 | 6.7033
37077 | NC | CO | 2020 | 675.8256 | 2331.8258 | 3.4503
37079 | NC | CO | 2020 | 5463.261 | 39574.9948 | 7.2438
37081 | NC | CO | 2020 | 1610.6503 | 9931.8504 | 6.1664
37083 | NC | CO | 2020 | 3767.6267 | 21006.7527 | 5.5756
37089 | NC | CO | 2020 | 687.9662 | 6502.6949 | 9.4521
37139 | NC | WH | 2020 | 1525.6662 | 7184.8973 | 4.7094
37167 | NC | CO | 2020 | 5422.7924 | 37644.5073 | 6.9419
37061 | NC | SB | 2020 | 21084.1406 | 48198.6859 | 2.286
37029 | NC | WH | 2020 | 1748.2435 | 6014.6299 | 3.4404
37047 | NC | CO | 2020 | 16754.0004 | 108589.9248 | 6.4814
37049 | NC | CO | 2020 | 6717.7876 | 37263.49 | 5.547
37019 | NC | SB | 2020 | 2456.444 | 5606.3971 | 2.2823
37191 | NC | SB | 2020 | 21367.4208 | 46837.9099 | 2.192
37013 | NC | CO | 2020 | 18858.3676 | 146132.8275 | 7.749
37131 | NC | CO | 2020 | 5706.0726 | 32665.8815 | 5.7248
37133 | NC | CO | 2020 | 5382.3238 | 32411.87 | 6.0219
37147 | NC | SB | 2020 | 23552.7252 | 48933.505 | 2.0776
37107 | NC | WH | 2020 | 2869.2237 | 11240.0098 | 3.9174
37109 | NC | WH | 2020 | 1768.4778 | 7729.2077 | 4.3705
37007 | NC | CO | 2020 | 4289.6716 | 26493.4015 | 6.1761
37123 | NC | WH | 2020 | 56.656 | 231.3319 | 4.0831
37125 | NC | WH | 2020 | 339.9362 | 1401.5993 | 4.1231
37015 | NC | CO | 2020 | 6029.8214 | 46458.707 | 7.7048
37107 | NC | SB | 2020 | 14447.2902 | 34590.9259 | 2.3943
37069 | NC | WH | 2020 | 2391.6943 | 8491.2422 | 3.5503
37007 | NC | WH | 2020 | 3783.8141 | 16220.4499 | 4.2868
37085 | NC | CO | 2020 | 2925.8798 | 19635.0905 | 6.7108
37073 | NC | WH | 2020 | 1634.9314 | 7076.0352 | 4.328
37177 | NC | SB | 2020 | 12181.0486 | 36196.6416 | 2.9716
37143 | NC | WH | 2020 | 3496.487 | 15403.9843 | 4.4056
37111 | NC | CO | 2020 | 89.0309 | 635.0288 | 7.1327
37117 | NC | CO | 2020 | 3330.5658 | 19177.8698 | 5.7581
37125 | NC | CO | 2020 | 1222.1517 | 7747.3514 | 6.3391
37127 | NC | CO | 2020 | 1505.4319 | 9627.0366 | 6.3949
37193 | NC | SB | 2020 | 530.1387 | 1573.0571 | 2.9673
37195 | NC | SB | 2020 | 14325.8844 | 34400.4173 | 2.4013
37197 | NC | SB | 2020 | 7891.377 | 25473.7267 | 3.228
37105 | NC | WH | 2020 | 392.5454 | 1439.701 | 3.6676
37065 | NC | CO | 2020 | 5544.1982 | 33478.7183 | 6.0385
37067 | NC | CO | 2020 | 550.373 | 4241.9924 | 7.7075
37117 | NC | WH | 2020 | 1274.7609 | 4789.9315 | 3.7575
37119 | NC | WH | 2020 | 198.2961 | 830.0734 | 4.186
37101 | NC | SB | 2020 | 19789.1454 | 44061.9269 | 2.2266
37103 | NC | SB | 2020 | 9833.8698 | 21092.028 | 2.1448
37105 | NC | SB | 2020 | 1031.9493 | 2171.7985 | 2.1046
37067 | NC | WH | 2020 | 254.9522 | 1042.3544 | 4.0884
37109 | NC | SB | 2020 | 2974.4421 | 8409.5957 | 2.8273
37071 | NC | WH | 2020 | 509.9044 | 2226.2295 | 4.366
37119 | NC | SB | 2020 | 396.5923 | 887.226 | 2.2371
37091 | NC | CO | 2020 | 4370.6088 | 25731.367 | 5.8874
37093 | NC | CO | 2020 | 3484.3465 | 25045.5359 | 7.188
37095 | NC | CO | 2020 | 13921.1984 | 118623.3798 | 8.5211
37145 | NC | WH | 2020 | 2436.2097 | 9416.5699 | 3.8653
37185 | NC | SB | 2020 | 4127.7972 | 10096.9579 | 2.4461
37187 | NC | SB | 2020 | 16673.0632 | 44279.651 | 2.6558
37051 | NC | CO | 2020 | 3451.9716 | 23318.2575 | 6.7551
37001 | NC | WH | 2020 | 400.6391 | 1785.3381 | 4.4562
37101 | NC | WH | 2020 | 2618.3184 | 10178.6045 | 3.8875
37103 | NC | WH | 2020 | 1286.9015 | 4136.759 | 3.2145
37063 | NC | CO | 2020 | 299.4676 | 2057.4933 | 6.8705
37151 | NC | SB | 2020 | 3848.5639 | 10341.8976 | 2.6872
37153 | NC | SB | 2020 | 1173.5894 | 2234.3942 | 1.9039
37001 | NC | SB | 2020 | 2023.43 | 5606.3971 | 2.7707
37061 | NC | WH | 2020 | 6839.1934 | 25936.3906 | 3.7923
37003 | NC | WH | 2020 | 392.5454 | 1554.0062 | 3.9588
37117 | NC | SB | 2020 | 7850.9084 | 19486.3123 | 2.482
37097 | NC | WH | 2020 | 2529.2875 | 11457.7339 | 4.53
37077 | NC | WH | 2020 | 384.4517 | 1208.3691 | 3.1431
37105 | NC | CO | 2020 | 760.8097 | 5064.9897 | 6.6574
37079 | NC | WH | 2020 | 2589.9904 | 9906.4493 | 3.8249
37107 | NC | CO | 2020 | 10076.6814 | 73231.5212 | 7.2674
37061 | NC | CO | 2020 | 17522.9038 | 108716.9306 | 6.2043
37049 | NC | WH | 2020 | 1181.6831 | 4844.3626 | 4.0995
37081 | NC | SB | 2020 | 4046.86 | 9797.5872 | 2.421
37051 | NC | WH | 2020 | 1424.4947 | 4681.0694 | 3.2861
37155 | NC | SB | 2020 | 28935.049 | 66541.9464 | 2.2997
37998 | NC | WH | 2020 | 6305.0079 | 24202.7619 | 3.8387
37141 | NC | SB | 2020 | 5544.1982 | 13879.9152 | 2.5035
37143 | NC | SB | 2020 | 19222.585 | 53777.8675 | 2.7976
37145 | NC | SB | 2020 | 5018.1064 | 10015.3114 | 1.9958
37099 | NC | CO | 2020 | 40.4686 | 431.8196 | 10.6705
37998 | NC | CO | 2020 | 15912.2535 | 95802.9849 | 6.0207
37091 | NC | WH | 2020 | 748.6691 | 3129.7848 | 4.1805
37053 | NC | WH | 2020 | 1052.1836 | 3755.7418 | 3.5695
37033 | NC | WH | 2020 | 242.8116 | 884.5044 | 3.6428
37035 | NC | WH | 2020 | 1189.7768 | 5252.5954 | 4.4148
37059 | NC | WH | 2020 | 991.4807 | 4300.0522 | 4.337
37095 | NC | SB | 2020 | 13314.1694 | 44960.039 | 3.3769
37065 | NC | WH | 2020 | 2500.9595 | 9171.6302 | 3.6672
37998 | NC | SB | 2020 | 13407.2472 | 31308.7342 | 2.3352
37095 | NC | WH | 2020 | 1100.7459 | 4354.4832 | 3.9559
37057 | NC | WH | 2020 | 886.2623 | 3674.0952 | 4.1456
37125 | NC | SB | 2020 | 1153.3551 | 2326.927 | 2.0175
37109 | NC | CO | 2020 | 546.3261 | 4038.7832 | 7.3926
37097 | NC | CO | 2020 | 5706.0726 | 48058.9796 | 8.4224
37183 | NC | SB | 2020 | 4653.889 | 9661.5096 | 2.076
37065 | NC | SB | 2020 | 16592.126 | 39734.6592 | 2.3948
37083 | NC | SB | 2020 | 13516.5124 | 35625.1157 | 2.6357
37137 | NC | SB | 2020 | 6474.976 | 16710.3293 | 2.5808
37053 | NC | CO | 2020 | 5058.575 | 40057.6167 | 7.9188
37057 | NC | CO | 2020 | 1812.9933 | 13386.4071 | 7.3836
37059 | NC | CO | 2020 | 2707.3493 | 21844.9907 | 8.0688
37079 | NC | SB | 2020 | 12423.8602 | 28657.9426 | 2.3067
37131 | NC | SB | 2020 | 12626.2032 | 32658.624 | 2.5866
37067 | NC | SB | 2020 | 2302.6633 | 5851.3368 | 2.5411
37085 | NC | SB | 2020 | 9591.0582 | 20329.9934 | 2.1197
37091 | NC | SB | 2020 | 5139.5122 | 13662.191 | 2.6583
37093 | NC | SB | 2020 | 3371.0344 | 6994.3886 | 2.0748
37179 | NC | SB | 2020 | 25495.218 | 79823.1202 | 3.1309
37097 | NC | SB | 2020 | 6677.319 | 20983.1659 | 3.1425
37085 | NC | WH | 2020 | 1922.2585 | 7103.2507 | 3.6953
37069 | NC | SB | 2020 | 6960.5992 | 14805.2429 | 2.127
37133 | NC | SB | 2020 | 4856.232 | 11321.6563 | 2.3314
37139 | NC | SB | 2020 | 16187.44 | 51274.0397 | 3.1675
37045 | NC | WH | 2020 | 2322.8976 | 10532.4062 | 4.5342
37083 | NC | WH | 2020 | 364.2174 | 1371.6622 | 3.7661
37047 | NC | WH | 2020 | 3152.5039 | 7674.7766 | 2.4345
37135 | NC | SB | 2020 | 1234.2923 | 3538.0176 | 2.8664
37081 | NC | WH | 2020 | 1274.7609 | 5225.3798 | 4.0991
37037 | NC | WH | 2020 | 368.2643 | 1423.3717 | 3.8651
37071 | NC | SB | 2020 | 991.4807 | 2332.3701 | 2.3524
37041 | NC | WH | 2020 | 1367.8387 | 6286.7851 | 4.5961
37013 | NC | SB | 2020 | 24402.5658 | 78108.5424 | 3.2008
37073 | NC | SB | 2020 | 8215.1258 | 24412.3214 | 2.9716
37007 | NC | SB | 2020 | 6474.976 | 18343.2605 | 2.8329
37127 | NC | SB | 2020 | 11735.894 | 28249.7098 | 2.4071
37181 | NC | SB | 2020 | 2666.8807 | 6939.9576 | 2.6023
37077 | NC | SB | 2020 | 2411.9286 | 5633.6126 | 2.3357
38041 | ND | CO | 2020 | 12828.5462 | 57101.7897 | 4.4512
38095 | ND | CO | 2020 | 2088.1798 | 10363.67 | 4.963
38093 | ND | CO | 2020 | 29096.9234 | 268286.9674 | 9.2205
38998 | ND | CO | 2020 | 13281.7945 | 62867.8512 | 4.7334
38045 | ND | CO | 2020 | 24281.16 | 260158.5988 | 10.7144
38029 | ND | WH | 2020 | 23471.788 | 68338.1707 | 2.9115
38039 | ND | CO | 2020 | 5260.918 | 53926.6457 | 10.2504
38043 | ND | CO | 2020 | 9550.5896 | 69903.9703 | 7.3193
38081 | ND | WH | 2020 | 4492.0146 | 18071.1053 | 4.0229
38099 | ND | CO | 2020 | 8619.8118 | 78387.9551 | 9.0939
38047 | ND | CO | 2020 | 7769.9712 | 56923.9816 | 7.3262
38077 | ND | CO | 2020 | 95303.553 | 1121968.8838 | 11.7726
38089 | ND | CO | 2020 | 10157.6186 | 42267.5169 | 4.1612
38073 | ND | WH | 2020 | 8619.8118 | 34536.4949 | 4.0066
38097 | ND | CO | 2020 | 15985.097 | 174582.1177 | 10.9216
38083 | ND | WH | 2020 | 39481.1662 | 124592.6506 | 3.1557
38091 | ND | SB | 2020 | 54308.8612 | 133301.617 | 2.4545
38093 | ND | SB | 2020 | 125452.66 | 286007.8997 | 2.2798
38009 | ND | SB | 2020 | 85793.432 | 173662.2331 | 2.0242
38009 | ND | CO | 2020 | 4249.203 | 26239.39 | 6.1751
38027 | ND | WH | 2020 | 11695.4254 | 35080.8053 | 2.9995
38087 | ND | SB | 2020 | 708.2005 | 838.238 | 1.1836
38089 | ND | SB | 2020 | 1477.1039 | 1758.1226 | 1.1902
38059 | ND | WH | 2020 | 58274.784 | 174397.0522 | 2.9927
38049 | ND | CO | 2020 | 16956.3434 | 111866.6734 | 6.5973
38081 | ND | CO | 2020 | 32658.1602 | 375327.422 | 11.4926
38031 | ND | WH | 2020 | 10036.2128 | 32468.1154 | 3.2351
38087 | ND | CO | 2020 | 2387.6474 | 9550.8332 | 4.0001
38069 | ND | WH | 2020 | 50626.2186 | 179758.5096 | 3.5507
38007 | ND | WH | 2020 | 14285.4158 | 34209.9086 | 2.3947
38091 | ND | CO | 2020 | 12788.0776 | 130511.119 | 10.2057
38083 | ND | SB | 2020 | 39254.542 | 76557.2578 | 1.9503
38075 | ND | WH | 2020 | 65640.0692 | 248205.5424 | 3.7813
38077 | ND | WH | 2020 | 20477.1116 | 78081.3269 | 3.8131
38079 | ND | WH | 2020 | 35393.8376 | 119231.1931 | 3.3687
38095 | ND | SB | 2020 | 44434.5228 | 95036.5958 | 2.1388
38005 | ND | CO | 2020 | 10845.5848 | 91367.9437 | 8.4244
38087 | ND | WH | 2020 | 53297.1462 | 113134.9166 | 2.1227
38035 | ND | CO | 2020 | 24281.16 | 221142.4293 | 9.1076
38071 | ND | WH | 2020 | 64769.9943 | 224909.0573 | 3.4724
38075 | ND | CO | 2020 | 2828.7551 | 19914.5032 | 7.04
38025 | ND | CO | 2020 | 7527.1596 | 38939.966 | 5.1733
38061 | ND | WH | 2020 | 88423.891 | 290416.8139 | 3.2844
38063 | ND | WH | 2020 | 39740.1652 | 148868.8944 | 3.7461
38083 | ND | CO | 2020 | 4572.9518 | 31903.8469 | 6.9766
38037 | ND | CO | 2020 | 16794.469 | 66703.4252 | 3.9717
38025 | ND | WH | 2020 | 64600.0262 | 170042.569 | 2.6322
38003 | ND | WH | 2020 | 16389.783 | 60745.0406 | 3.7063
38017 | ND | SB | 2020 | 169361.091 | 433869.8198 | 2.5618
38033 | ND | WH | 2020 | 12909.4834 | 32032.667 | 2.4813
38031 | ND | CO | 2020 | 7931.8456 | 70589.8014 | 8.8995
38097 | ND | SB | 2020 | 62726.33 | 155237.3261 | 2.4748
38023 | ND | WH | 2020 | 92066.065 | 244939.68 | 2.6605
38089 | ND | WH | 2020 | 89637.949 | 225453.3677 | 2.5152
38009 | ND | WH | 2020 | 97529.326 | 378023.5728 | 3.876
38059 | ND | CO | 2020 | 16996.812 | 99648.7193 | 5.8628
38061 | ND | CO | 2020 | 874.1218 | 6096.2765 | 6.9742
38063 | ND | CO | 2020 | 3743.3455 | 28677.9006 | 7.661
38065 | ND | CO | 2020 | 5948.8842 | 33148.5034 | 5.5722
38067 | ND | CO | 2020 | 5584.6668 | 58498.8531 | 10.4749
38069 | ND | CO | 2020 | 7162.9422 | 51894.5535 | 7.2449
38007 | ND | CO | 2020 | 1100.7459 | 5308.8408 | 4.8229
38071 | ND | CO | 2020 | 10724.179 | 87379.9629 | 8.1479
38073 | ND | CO | 2020 | 26021.3098 | 299555.7855 | 11.5119
38021 | ND | CO | 2020 | 32051.1312 | 346420.911 | 10.8084
38027 | ND | CO | 2020 | 4775.2948 | 39727.4017 | 8.3194
38029 | ND | CO | 2020 | 34155.4984 | 251268.1956 | 7.3566
38065 | ND | WH | 2020 | 23512.2566 | 75386.9904 | 3.2063
38067 | ND | WH | 2020 | 93280.123 | 384555.2976 | 4.1226
38019 | ND | WH | 2020 | 115740.196 | 473250.6773 | 4.0889
38097 | ND | BA | 2020 | 4046.86 | 12192.553 | 3.0128
38998 | ND | BA | 2020 | 66425.16 | 211279.5249 | 3.1807
38081 | ND | SB | 2020 | 57667.755 | 168327.9912 | 2.9189
38001 | ND | SB | 2020 | 6029.8214 | 6885.5266 | 1.1419
38101 | ND | SB | 2020 | 80127.828 | 166504.5514 | 2.078
38043 | ND | WH | 2020 | 19169.9758 | 52090.5053 | 2.7173
38103 | ND | SB | 2020 | 71508.0162 | 140894.747 | 1.9703
38105 | ND | SB | 2020 | 21124.6092 | 24575.6146 | 1.1634
38013 | ND | SB | 2020 | 14892.4448 | 19921.7606 | 1.3377
38005 | ND | BA | 2020 | 9833.8698 | 36664.7485 | 3.7284
38035 | ND | WH | 2020 | 55239.639 | 212498.7802 | 3.8469
38055 | ND | CO | 2020 | 22095.8556 | 152838.7316 | 6.9171
38057 | ND | CO | 2020 | 9510.121 | 62207.4212 | 6.5412
38045 | ND | WH | 2020 | 6191.6958 | 24493.968 | 3.9559
38047 | ND | WH | 2020 | 13597.4496 | 36223.8571 | 2.664
38003 | ND | CO | 2020 | 21772.1068 | 207451.2084 | 9.5283
38017 | ND | WH | 2020 | 28473.707 | 107991.1834 | 3.7927
38005 | ND | WH | 2020 | 56388.9472 | 213805.1251 | 3.7916
38051 | ND | WH | 2020 | 21359.3271 | 61447.2011 | 2.8768
38053 | ND | WH | 2020 | 68594.277 | 161850.6974 | 2.3595
38055 | ND | WH | 2020 | 113312.08 | 392447.7984 | 3.4634
38057 | ND | WH | 2020 | 22743.3532 | 73345.8264 | 3.2249
38105 | ND | WH | 2020 | 151271.6268 | 373914.0293 | 2.4718
38011 | ND | WH | 2020 | 39902.0396 | 95254.32 | 2.3872
38013 | ND | WH | 2020 | 54349.3298 | 182480.0616 | 3.3575
38001 | ND | CO | 2020 | 15135.2564 | 43410.5688 | 2.8682
38015 | ND | SB | 2020 | 44313.117 | 78979.439 | 1.7823
38103 | ND | CO | 2020 | 17644.3096 | 134880.1171 | 7.6444
38019 | ND | SB | 2020 | 46984.0446 | 103310.1139 | 2.1988
38051 | ND | CO | 2020 | 12302.4544 | 88802.4274 | 7.2183
38099 | ND | SB | 2020 | 35571.8994 | 93049.8629 | 2.6158
38101 | ND | BA | 2020 | 4815.7634 | 16307.5396 | 3.3863
38103 | ND | BA | 2020 | 5625.1354 | 18724.2778 | 3.3287
38101 | ND | CO | 2020 | 7648.5654 | 58092.4346 | 7.5952
38015 | ND | WH | 2020 | 23836.0054 | 65888.7739 | 2.7643
38071 | ND | BA | 2020 | 15256.6622 | 57370.3162 | 3.7603
38011 | ND | CO | 2020 | 8538.8746 | 39295.5821 | 4.602
38015 | ND | CO | 2020 | 19263.0536 | 114609.9978 | 5.9497
38017 | ND | CO | 2020 | 59246.0304 | 624741.3334 | 10.5449
38041 | ND | WH | 2020 | 94089.495 | 216417.815 | 2.3001
38091 | ND | WH | 2020 | 14811.5076 | 53995.5917 | 3.6455
38093 | ND | WH | 2020 | 23544.6315 | 62840.6357 | 2.669
38007 | ND | BA | 2020 | 890.3092 | 2394.9658 | 2.69
38091 | ND | BA | 2020 | 2731.6305 | 10341.8976 | 3.786
38093 | ND | BA | 2020 | 2796.3803 | 8099.3388 | 2.8964
38073 | ND | SB | 2020 | 43382.3392 | 127504.7112 | 2.9391
38075 | ND | SB | 2020 | 43827.4938 | 83116.1981 | 1.8964
38077 | ND | SB | 2020 | 123631.573 | 373315.2878 | 3.0196
38099 | ND | BA | 2020 | 4856.232 | 17875.1535 | 3.6809
38083 | ND | BA | 2020 | 2865.1769 | 11038.6149 | 3.8527
38061 | ND | SB | 2020 | 34519.7158 | 59193.756 | 1.7148
38065 | ND | BA | 2020 | 1505.4319 | 5029.4281 | 3.3409
38003 | ND | BA | 2020 | 2488.8189 | 7642.118 | 3.0706
38097 | ND | WH | 2020 | 23552.7252 | 88069.4227 | 3.7392
38021 | ND | SB | 2020 | 56049.011 | 162449.4389 | 2.8983
38023 | ND | SB | 2020 | 20315.2372 | 22534.4506 | 1.1092
38025 | ND | SB | 2020 | 1274.7609 | 2011.2269 | 1.5777
38998 | ND | SB | 2020 | 18109.6985 | 27479.5105 | 1.5174
38105 | ND | BA | 2020 | 4370.6088 | 13477.1255 | 3.0836
38067 | ND | BA | 2020 | 2594.0373 | 10015.3114 | 3.8609
38031 | ND | BA | 2020 | 3156.5508 | 10167.7183 | 3.2211
38095 | ND | WH | 2020 | 69444.1176 | 251716.3445 | 3.6247
38035 | ND | BA | 2020 | 4370.6088 | 13041.6772 | 2.9839
38001 | ND | WH | 2020 | 47955.291 | 107719.0282 | 2.2462
38101 | ND | WH | 2020 | 136702.9308 | 516822.7248 | 3.7806
38103 | ND | WH | 2020 | 49452.6292 | 176601.5093 | 3.5711
38057 | ND | SB | 2020 | 9671.9954 | 21990.1402 | 2.2736
38059 | ND | SB | 2020 | 25414.2808 | 45286.6253 | 1.7819
38029 | ND | BA | 2020 | 5625.1354 | 18942.0019 | 3.3674
38031 | ND | SB | 2020 | 41763.5952 | 86218.7674 | 2.0644
38011 | ND | BA | 2020 | 1327.3701 | 3069.9107 | 2.3128
38063 | ND | SB | 2020 | 47631.5422 | 106031.6659 | 2.2261
38065 | ND | SB | 2020 | 11695.4254 | 21636.3384 | 1.85
38069 | ND | BA | 2020 | 5503.7296 | 20727.34 | 3.7661
38043 | ND | SB | 2020 | 37109.7062 | 76611.6888 | 2.0645
38039 | ND | BA | 2020 | 1736.1029 | 5551.9661 | 3.1979
38059 | ND | BA | 2020 | 5787.0098 | 19029.0916 | 3.2882
38079 | ND | SB | 2020 | 20517.5802 | 39870.7368 | 1.9432
38063 | ND | BA | 2020 | 5787.0098 | 21424.0573 | 3.7021
38003 | ND | SB | 2020 | 105825.389 | 271855.8293 | 2.5689
38067 | ND | SB | 2020 | 47995.7596 | 127504.7112 | 2.6566
38039 | ND | SB | 2020 | 42815.7788 | 102493.6483 | 2.3938
38041 | ND | SB | 2020 | 8174.6572 | 11865.9667 | 1.4516
38071 | ND | SB | 2020 | 45810.4552 | 103201.2518 | 2.2528
38079 | ND | BA | 2020 | 3492.4402 | 12802.1806 | 3.6657
38039 | ND | WH | 2020 | 17158.6864 | 62786.2046 | 3.6591
38055 | ND | SB | 2020 | 68391.934 | 137520.0226 | 2.0108
38037 | ND | WH | 2020 | 43503.745 | 100642.993 | 2.3134
38017 | ND | BA | 2020 | 3884.9856 | 14478.6566 | 3.7268
38035 | ND | SB | 2020 | 66166.161 | 152624.6362 | 2.3067
38069 | ND | SB | 2020 | 48440.9142 | 99690.4498 | 2.058
38047 | ND | SB | 2020 | 42208.7498 | 91389.7162 | 2.1652
38015 | ND | BA | 2020 | 5058.575 | 17483.25 | 3.4562
38049 | ND | SB | 2020 | 61431.3348 | 126416.0904 | 2.0578
38027 | ND | SB | 2020 | 26061.7784 | 58186.7818 | 2.2326
38005 | ND | SB | 2020 | 61309.929 | 131940.841 | 2.152
38027 | ND | BA | 2020 | 2039.6174 | 7729.2077 | 3.7895
38998 | ND | WH | 2020 | 183351.086 | 538029.058 | 2.9344
38045 | ND | SB | 2020 | 78751.8956 | 221371.0397 | 2.811
38099 | ND | WH | 2020 | 83567.659 | 309113.8762 | 3.699
38051 | ND | SB | 2020 | 46822.1702 | 99200.5704 | 2.1187
38019 | ND | BA | 2020 | 7284.348 | 28064.6442 | 3.8527
38053 | ND | SB | 2020 | 4411.0774 | 6939.9576 | 1.5733
38029 | ND | SB | 2020 | 55441.982 | 118197.0034 | 2.1319
39077 | OH | CO | 2020 | 20436.643 | 210753.3581 | 10.3125
39087 | OH | SB | 2020 | 615.1227 | 2011.2269 | 3.2696
39083 | OH | CO | 2020 | 19870.0826 | 206917.7842 | 10.4135
39085 | OH | CO | 2020 | 60.7029 | 467.3812 | 7.6995
39083 | OH | WH | 2020 | 1578.2754 | 7565.9146 | 4.7938
39145 | OH | SB | 2020 | 6920.1306 | 24711.6922 | 3.571
39083 | OH | SB | 2020 | 23471.788 | 85075.7155 | 3.6246
39081 | OH | CO | 2020 | 894.3561 | 7493.3398 | 8.3785
39085 | OH | SB | 2020 | 562.5135 | 1769.0088 | 3.1448
39139 | OH | SB | 2020 | 18089.4642 | 63003.9288 | 3.4829
39089 | OH | SB | 2020 | 28408.9572 | 104317.0882 | 3.672
39063 | OH | CO | 2020 | 36219.397 | 389196.4509 | 10.7455
39003 | OH | CO | 2020 | 26709.276 | 284823.1174 | 10.6638
39079 | OH | CO | 2020 | 1173.5894 | 11252.7103 | 9.5883
39009 | OH | SB | 2020 | 1246.4329 | 3973.4659 | 3.1879
39075 | OH | WH | 2020 | 526.0918 | 2095.595 | 3.9833
39071 | OH | CO | 2020 | 14568.696 | 168257.2308 | 11.5492
39095 | OH | WH | 2020 | 1578.2754 | 8763.3974 | 5.5525
39087 | OH | CO | 2020 | 404.686 | 3982.9006 | 9.842
39075 | OH | CO | 2020 | 5544.1982 | 51361.1293 | 9.2639
39143 | OH | SB | 2020 | 38526.1072 | 129028.7803 | 3.3491
39091 | OH | SB | 2020 | 36138.4598 | 143643.5146 | 3.9748
39147 | OH | SB | 2020 | 55280.1076 | 202973.3482 | 3.6717
39007 | OH | CO | 2020 | 8255.5944 | 85805.0915 | 10.3936
39089 | OH | CO | 2020 | 19789.1454 | 214512.7286 | 10.8399
39141 | OH | SB | 2020 | 25131.0006 | 93811.8974 | 3.7329
39137 | OH | SB | 2020 | 54470.7356 | 194890.3387 | 3.5779
39061 | OH | CO | 2020 | 1161.4488 | 13132.3956 | 11.3069
39029 | OH | CO | 2020 | 8903.092 | 77397.3101 | 8.6933
39063 | OH | WH | 2020 | 8134.1886 | 42891.6595 | 5.273
39065 | OH | CO | 2020 | 33184.252 | 332628.0854 | 10.0237
39093 | OH | WH | 2020 | 2144.8358 | 8355.1646 | 3.8955
39069 | OH | CO | 2020 | 34600.653 | 343144.1624 | 9.9173
39149 | OH | SB | 2020 | 37716.7352 | 139506.7555 | 3.6988
39133 | OH | SB | 2020 | 7689.034 | 26072.4682 | 3.3909
39077 | OH | WH | 2020 | 6798.7248 | 31134.5549 | 4.5795
39093 | OH | CO | 2020 | 7608.0968 | 79073.7862 | 10.3934
39023 | OH | WH | 2020 | 1294.9952 | 7076.0352 | 5.4641
39025 | OH | WH | 2020 | 364.2174 | 1605.7157 | 4.4087
39031 | OH | CO | 2020 | 9429.1838 | 95762.343 | 10.156
39033 | OH | CO | 2020 | 31160.822 | 373193.7252 | 11.9764
39093 | OH | SB | 2020 | 24321.6286 | 82109.2238 | 3.376
39073 | OH | WH | 2020 | 80.9372 | 323.8647 | 4.0014
39091 | OH | CO | 2020 | 27235.3678 | 298488.9372 | 10.9596
39123 | OH | SB | 2020 | 23512.2566 | 80013.6288 | 3.4031
39065 | OH | WH | 2020 | 3480.2996 | 15022.967 | 4.3166
39069 | OH | WH | 2020 | 7769.9712 | 41177.0818 | 5.2995
39067 | OH | CO | 2020 | 1315.2295 | 11557.5242 | 8.7875
39071 | OH | WH | 2020 | 2144.8358 | 8055.7939 | 3.7559
39097 | OH | WH | 2020 | 2549.5218 | 12655.2168 | 4.9638
39025 | OH | SB | 2020 | 15580.411 | 54376.609 | 3.4901
39029 | OH | SB | 2020 | 9510.121 | 31216.2014 | 3.2824
39089 | OH | WH | 2020 | 2023.43 | 9062.7682 | 4.4789
39091 | OH | WH | 2020 | 2387.6474 | 12056.4754 | 5.0495
39033 | OH | SB | 2020 | 38728.4502 | 162258.9302 | 4.1897
39037 | OH | SB | 2020 | 57303.5376 | 243660.5506 | 4.2521
39001 | OH | CO | 2020 | 5058.575 | 54764.8837 | 10.8261
39131 | OH | SB | 2020 | 6798.7248 | 23187.623 | 3.4106
39099 | OH | WH | 2020 | 1214.058 | 5143.7333 | 4.2368
39009 | OH | CO | 2020 | 849.8406 | 8052.1652 | 9.4749
39135 | OH | SB | 2020 | 35126.7448 | 144568.8422 | 4.1156
39998 | OH | SB | 2020 | 62556.3619 | 238908.7208 | 3.8191
39047 | OH | CO | 2020 | 35814.711 | 406672.4435 | 11.3549
39049 | OH | CO | 2020 | 5139.5122 | 53875.8434 | 10.4827
39005 | OH | CO | 2020 | 12140.58 | 108666.1283 | 8.9507
39051 | OH | CO | 2020 | 33265.1892 | 342839.3485 | 10.3062
39053 | OH | CO | 2020 | 1157.402 | 11735.3322 | 10.1394
39101 | OH | CO | 2020 | 22338.6672 | 248601.0746 | 11.1287
39055 | OH | CO | 2020 | 687.9662 | 6807.5087 | 9.8951
39057 | OH | CO | 2020 | 23067.102 | 270598.4723 | 11.7309
39059 | OH | CO | 2020 | 1133.1208 | 10846.2919 | 9.5721
39057 | OH | WH | 2020 | 1294.9952 | 6314.0006 | 4.8757
39119 | OH | SB | 2020 | 6596.3818 | 26399.0544 | 4.0021
39067 | OH | SB | 2020 | 1448.7759 | 4681.0694 | 3.2311
39125 | OH | SB | 2020 | 46498.4214 | 156053.7917 | 3.3561
39007 | OH | WH | 2020 | 1254.5266 | 6096.2765 | 4.8594
39129 | OH | SB | 2020 | 48238.5712 | 175431.2419 | 3.6367
39075 | OH | SB | 2020 | 5908.4156 | 20384.4245 | 3.4501
39077 | OH | SB | 2020 | 46215.1412 | 169389.3965 | 3.6652
39027 | OH | SB | 2020 | 42411.0928 | 167702.0342 | 3.9542
39021 | OH | WH | 2020 | 1214.058 | 5742.4747 | 4.73
39003 | OH | SB | 2020 | 35086.2762 | 134744.0395 | 3.8404
39031 | OH | SB | 2020 | 8012.7828 | 28766.8046 | 3.5901
39029 | OH | WH | 2020 | 2144.8358 | 9552.6475 | 4.4538
39037 | OH | CO | 2020 | 51799.808 | 636502.0668 | 12.2877
39095 | OH | SB | 2020 | 11209.8022 | 39271.9954 | 3.5034
39015 | OH | SB | 2020 | 38242.827 | 140105.497 | 3.6636
39105 | OH | CO | 2020 | 1023.8556 | 9068.2113 | 8.8569
39151 | OH | SB | 2020 | 12261.9858 | 38918.1936 | 3.1739
39153 | OH | SB | 2020 | 845.7937 | 2326.927 | 2.7512
39041 | OH | WH | 2020 | 2063.8986 | 10369.1131 | 5.024
39043 | OH | WH | 2020 | 2589.9904 | 13417.2514 | 5.1804
39045 | OH | WH | 2020 | 2144.8358 | 9607.0786 | 4.4792
39047 | OH | WH | 2020 | 2023.43 | 10695.6994 | 5.2859
39005 | OH | WH | 2020 | 2387.6474 | 10015.3114 | 4.1946
39051 | OH | WH | 2020 | 4815.7634 | 26018.0371 | 5.4027
39055 | OH | WH | 2020 | 283.2802 | 1124.001 | 3.9678
39065 | OH | SB | 2020 | 49735.9094 | 196686.563 | 3.9546
39175 | OH | SB | 2020 | 42006.4068 | 168926.7326 | 4.0215
39127 | OH | SB | 2020 | 7486.691 | 26780.0717 | 3.577
39073 | OH | SB | 2020 | 1286.9015 | 4572.2074 | 3.5529
39023 | OH | SB | 2020 | 27113.962 | 107773.4592 | 3.9748
39135 | OH | CO | 2020 | 29096.9234 | 359604.1089 | 12.3588
39137 | OH | CO | 2020 | 31120.3534 | 331485.0336 | 10.6517
39139 | OH | CO | 2020 | 13273.7008 | 140138.1556 | 10.5576
39141 | OH | CO | 2020 | 20234.3 | 216671.8266 | 10.7081
39027 | OH | WH | 2020 | 1699.6812 | 8600.1043 | 5.0598
39145 | OH | CO | 2020 | 3156.5508 | 31218.0158 | 9.8899
39147 | OH | CO | 2020 | 37838.141 | 390441.1074 | 10.3187
39003 | OH | WH | 2020 | 3318.4252 | 15730.5706 | 4.7404
39039 | OH | CO | 2020 | 20517.5802 | 175140.943 | 8.5361
39103 | OH | CO | 2020 | 5099.0436 | 49887.8625 | 9.7838
39998 | OH | WH | 2020 | 16511.1888 | 77983.351 | 4.7231
39099 | OH | SB | 2020 | 6920.1306 | 23323.7006 | 3.3704
39045 | OH | CO | 2020 | 23471.788 | 266966.1075 | 11.3739
39039 | OH | WH | 2020 | 5058.575 | 20629.3642 | 4.0781
39101 | OH | SB | 2020 | 44474.9914 | 176764.8024 | 3.9745
39103 | OH | SB | 2020 | 11088.3964 | 40333.4006 | 3.6374
39105 | OH | SB | 2020 | 1205.9643 | 3946.2504 | 3.2723
39107 | OH | SB | 2020 | 42006.4068 | 169498.2586 | 4.0351
39109 | OH | SB | 2020 | 32658.1602 | 134635.1774 | 4.1226
39049 | OH | WH | 2020 | 768.9034 | 3401.94 | 4.4244
39113 | OH | SB | 2020 | 17603.841 | 60200.7302 | 3.4197
39115 | OH | SB | 2020 | 1044.0899 | 3075.3538 | 2.9455
39117 | OH | SB | 2020 | 31160.822 | 118822.9603 | 3.8132
39171 | OH | SB | 2020 | 35693.3052 | 112100.7269 | 3.1407
39171 | OH | CO | 2020 | 23795.5368 | 214919.1471 | 9.0319
39069 | OH | SB | 2020 | 42006.4068 | 148596.7392 | 3.5375
39019 | OH | SB | 2020 | 4208.7344 | 10260.251 | 2.4378
39021 | OH | SB | 2020 | 34964.8704 | 130498.4184 | 3.7323
39023 | OH | CO | 2020 | 23876.474 | 275145.2785 | 11.5237
39079 | OH | SB | 2020 | 2051.758 | 7076.0352 | 3.4488
39027 | OH | CO | 2020 | 27194.8992 | 341035.8668 | 12.5404
39129 | OH | WH | 2020 | 3358.8938 | 15104.6136 | 4.4969
39143 | OH | CO | 2020 | 26709.276 | 253986.1188 | 9.5093
39133 | OH | WH | 2020 | 809.372 | 3755.7418 | 4.6403
39031 | OH | WH | 2020 | 566.5604 | 2122.8106 | 3.7468
39107 | OH | CO | 2020 | 35329.0878 | 410685.8255 | 11.6246
39095 | OH | CO | 2020 | 8457.9374 | 90732.9149 | 10.7275
39097 | OH | CO | 2020 | 34357.8414 | 371796.6618 | 10.8213
39051 | OH | SB | 2020 | 34398.31 | 122143.2538 | 3.5509
39053 | OH | SB | 2020 | 1606.6034 | 6259.5696 | 3.8962
39011 | OH | SB | 2020 | 39214.0734 | 145058.7216 | 3.6991
39057 | OH | SB | 2020 | 26142.7156 | 98111.9496 | 3.7529
39059 | OH | SB | 2020 | 1205.9643 | 4136.759 | 3.4303
39061 | OH | SB | 2020 | 1647.072 | 6069.061 | 3.6848
39063 | OH | SB | 2020 | 56534.6342 | 215955.1512 | 3.8199
39017 | OH | CO | 2020 | 10036.2128 | 105338.5773 | 10.4958
39047 | OH | SB | 2020 | 43422.8078 | 167620.3877 | 3.8602
39125 | OH | CO | 2020 | 24281.16 | 227238.7058 | 9.3586
39127 | OH | CO | 2020 | 6110.7586 | 64010.903 | 10.4751
39129 | OH | CO | 2020 | 35976.5854 | 385462.4816 | 10.7143
39007 | OH | SB | 2020 | 14406.8216 | 47572.729 | 3.3021
39071 | OH | SB | 2020 | 44717.803 | 161796.2664 | 3.6182
39021 | OH | CO | 2020 | 35207.682 | 372812.7079 | 10.589
39133 | OH | CO | 2020 | 4411.0774 | 43867.7895 | 9.9449
39119 | OH | WH | 2020 | 242.8116 | 914.4415 | 3.7661
39123 | OH | WH | 2020 | 3318.4252 | 16955.269 | 5.1094
39125 | OH | WH | 2020 | 9631.5268 | 47790.4531 | 4.9619
39049 | OH | SB | 2020 | 13476.0438 | 50648.0827 | 3.7584
39099 | OH | CO | 2020 | 4856.232 | 45925.2828 | 9.457
39998 | OH | CO | 2020 | 6689.4596 | 75667.4917 | 11.3115
39135 | OH | WH | 2020 | 1659.2126 | 8110.225 | 4.888
39039 | OH | SB | 2020 | 42492.03 | 117462.1843 | 2.7643
39097 | OH | SB | 2020 | 52568.7114 | 193039.6834 | 3.6721
39043 | OH | CO | 2020 | 10521.836 | 108716.9306 | 10.3325
39045 | OH | SB | 2020 | 28166.1456 | 113652.0115 | 4.0351
39165 | OH | WH | 2020 | 849.8406 | 3755.7418 | 4.4193
39173 | OH | CO | 2020 | 38445.17 | 388764.6314 | 10.1122
39005 | OH | SB | 2020 | 18129.9328 | 58268.4283 | 3.2139
39175 | OH | CO | 2020 | 29137.392 | 319140.0737 | 10.9529
39055 | OH | SB | 2020 | 1893.9305 | 5851.3368 | 3.0895
39167 | OH | SB | 2020 | 3350.8001 | 12519.1392 | 3.7362
39169 | OH | SB | 2020 | 18048.9956 | 65290.0325 | 3.6174
39017 | OH | SB | 2020 | 15580.411 | 51301.2552 | 3.2927
39155 | OH | SB | 2020 | 11250.2708 | 38890.9781 | 3.4569
39157 | OH | SB | 2020 | 6110.7586 | 20329.9934 | 3.3269
39161 | OH | CO | 2020 | 30958.479 | 318301.8357 | 10.2816
39131 | OH | CO | 2020 | 4532.4832 | 49735.4556 | 10.9731
39173 | OH | WH | 2020 | 10521.836 | 52362.6605 | 4.9766
39175 | OH | WH | 2020 | 3884.9856 | 16683.1138 | 4.2943
39161 | OH | WH | 2020 | 3601.7054 | 19704.0365 | 5.4708
39107 | OH | WH | 2020 | 4856.232 | 25147.1405 | 5.1783
39019 | OH | CO | 2020 | 4289.6716 | 33681.9276 | 7.8519
39149 | OH | CO | 2020 | 28732.706 | 338343.3446 | 11.7755
39041 | OH | SB | 2020 | 30675.1988 | 117380.5378 | 3.8266
39043 | OH | SB | 2020 | 15378.068 | 53886.7296 | 3.5041
39157 | OH | CO | 2020 | 6070.29 | 54079.0526 | 8.9088
39109 | OH | WH | 2020 | 1456.8696 | 6885.5266 | 4.7262
39159 | OH | SB | 2020 | 44677.3344 | 170069.7845 | 3.8066
39161 | OH | SB | 2020 | 51071.3732 | 193012.4678 | 3.7793
39163 | OH | CO | 2020 | 526.0918 | 5639.0557 | 10.7188
39165 | OH | CO | 2020 | 6191.6958 | 68684.715 | 11.093
39167 | OH | CO | 2020 | 2549.5218 | 25502.7566 | 10.003
39169 | OH | CO | 2020 | 17199.155 | 163558.0177 | 9.5097
39123 | OH | CO | 2020 | 6596.3818 | 69014.93 | 10.4625
39109 | OH | CO | 2020 | 29137.392 | 347665.5674 | 11.9319
39167 | OH | WH | 2020 | 121.4058 | 394.625 | 3.2505
39159 | OH | CO | 2020 | 22379.1358 | 251446.0036 | 11.2357
39169 | OH | WH | 2020 | 2873.2706 | 12355.8461 | 4.3003
39011 | OH | WH | 2020 | 4046.86 | 18887.5709 | 4.6672
39163 | OH | SB | 2020 | 675.8256 | 2291.5468 | 3.3907
39171 | OH | WH | 2020 | 5827.4784 | 25664.2354 | 4.404
39117 | OH | WH | 2020 | 2994.6764 | 14451.4411 | 4.8257
39041 | OH | CO | 2020 | 12788.0776 | 138944.3014 | 10.8651
39019 | OH | WH | 2020 | 364.2174 | 1205.6475 | 3.3102
39153 | OH | CO | 2020 | 602.9821 | 4709.3736 | 7.8101
39155 | OH | CO | 2020 | 7001.0678 | 73866.55 | 10.5508
39145 | OH | WH | 2020 | 242.8116 | 887.226 | 3.654
39011 | OH | CO | 2020 | 29258.7978 | 317336.5919 | 10.8459
39015 | OH | WH | 2020 | 1133.1208 | 4354.4832 | 3.8429
39119 | OH | CO | 2020 | 5584.6668 | 58930.6726 | 10.5522
39103 | OH | WH | 2020 | 1618.744 | 7130.4662 | 4.4049
39017 | OH | WH | 2020 | 1052.1836 | 4953.2246 | 4.7076
39147 | OH | WH | 2020 | 9712.464 | 39707.4437 | 4.0883
39111 | OH | CO | 2020 | 125.4527 | 952.5432 | 7.5928
39015 | OH | CO | 2020 | 6555.9132 | 73256.9224 | 11.1742
39165 | OH | SB | 2020 | 16066.0342 | 58350.0749 | 3.6319
39157 | OH | WH | 2020 | 728.4348 | 3320.2934 | 4.5581
39113 | OH | CO | 2020 | 14164.01 | 150578.0291 | 10.631
39001 | OH | SB | 2020 | 12747.609 | 44415.7286 | 3.4842
39143 | OH | WH | 2020 | 4289.6716 | 20656.5797 | 4.8154
39139 | OH | WH | 2020 | 2266.2416 | 10505.1907 | 4.6355
39151 | OH | WH | 2020 | 2063.8986 | 9906.4493 | 4.7999
39149 | OH | WH | 2020 | 3642.174 | 19731.252 | 5.4174
39117 | OH | CO | 2020 | 16996.812 | 191397.6803 | 11.2608
39033 | OH | WH | 2020 | 4127.7972 | 21364.1832 | 5.1757
39151 | OH | CO | 2020 | 10724.179 | 100309.1492 | 9.3536
39001 | OH | WH | 2020 | 647.4976 | 2405.852 | 3.7156
39155 | OH | WH | 2020 | 1456.8696 | 7593.1301 | 5.2119
39159 | OH | WH | 2020 | 3561.2368 | 17254.6397 | 4.8451
39037 | OH | WH | 2020 | 4532.4832 | 23813.58 | 5.254
39115 | OH | CO | 2020 | 1294.9952 | 12903.7852 | 9.9643
39141 | OH | WH | 2020 | 2589.9904 | 12709.6478 | 4.9072
40015 | OK | SB | 2020 | 2634.5059 | 5497.535 | 2.0867
40093 | OK | WH | 2020 | 30513.3244 | 90709.3282 | 2.9728
40039 | OK | WH | 2020 | 35086.2762 | 94383.4234 | 2.69
40047 | OK | SG | 2020 | 5989.3528 | 23242.0541 | 3.8806
40073 | OK | WH | 2020 | 59731.6536 | 191216.2435 | 3.2013
40003 | OK | SB | 2020 | 8538.8746 | 19295.8037 | 2.2598
40998 | OK | WH | 2020 | 14880.3042 | 32963.4378 | 2.2152
40131 | OK | CO | 2020 | 186.1556 | 914.4415 | 4.9122
40017 | OK | SB | 2020 | 1517.5725 | 3728.5262 | 2.4569
40045 | OK | WH | 2020 | 5746.5412 | 10369.1131 | 1.8044
40998 | OK | SG | 2020 | 10966.9906 | 32770.0262 | 2.9881
40075 | OK | WH | 2020 | 45729.518 | 91634.6558 | 2.0038
40043 | OK | WH | 2020 | 22257.73 | 56444.9885 | 2.536
40145 | OK | CO | 2020 | 2387.6474 | 15901.1212 | 6.6597
40147 | OK | CO | 2020 | 335.8894 | 1541.8499 | 4.5904
40083 | OK | WH | 2020 | 11735.894 | 34536.4949 | 2.9428
40049 | OK | WH | 2020 | 1776.5715 | 4599.4229 | 2.5889
40047 | OK | WH | 2020 | 78023.4608 | 280020.4853 | 3.5889
40035 | OK | SB | 2020 | 3957.8291 | 8926.6906 | 2.2555
40009 | OK | WH | 2020 | 8093.72 | 17907.8122 | 2.2126
40998 | OK | CO | 2020 | 16952.2965 | 109750.7574 | 6.4741
40071 | OK | CO | 2020 | 9226.8408 | 40591.0409 | 4.3992
40125 | OK | SB | 2020 | 1655.1657 | 4408.9142 | 2.6637
40135 | OK | SB | 2020 | 4046.86 | 9770.3717 | 2.4143
40093 | OK | CO | 2020 | 2674.9745 | 30786.1962 | 11.509
40145 | OK | SB | 2020 | 15256.6622 | 30998.4773 | 2.0318
40147 | OK | SB | 2020 | 3933.5479 | 6531.7248 | 1.6605
40055 | OK | WH | 2020 | 18656.0246 | 31624.4342 | 1.6951
40139 | OK | CO | 2020 | 41561.2522 | 503120.6177 | 12.1055
40141 | OK | CO | 2020 | 3990.204 | 10058.8562 | 2.5209
40053 | OK | SG | 2020 | 5422.7924 | 20092.3112 | 3.7052
40091 | OK | SB | 2020 | 275.1865 | 604.1845 | 2.1955
40093 | OK | SB | 2020 | 1379.9793 | 4599.4229 | 3.333
40097 | OK | SB | 2020 | 1732.0561 | 3510.8021 | 2.027
40131 | OK | SB | 2020 | 1315.2295 | 2503.8278 | 1.9037
40115 | OK | CO | 2020 | 3856.6576 | 16637.7546 | 4.314
40097 | OK | CO | 2020 | 639.4039 | 3106.5609 | 4.8585
40125 | OK | CO | 2020 | 1266.6672 | 9703.2401 | 7.6604
40125 | OK | WH | 2020 | 424.9203 | 1649.2605 | 3.8813
40051 | OK | SG | 2020 | 590.8416 | 2021.9317 | 3.4221
40131 | OK | WH | 2020 | 356.1237 | 794.6932 | 2.2315
40041 | OK | SB | 2020 | 1218.1049 | 3456.371 | 2.8375
40047 | OK | SB | 2020 | 22460.073 | 42592.2888 | 1.8964
40057 | OK | WH | 2020 | 12383.3916 | 19567.9589 | 1.5802
40059 | OK | WH | 2020 | 23552.7252 | 62078.6011 | 2.6357
40065 | OK | WH | 2020 | 31363.165 | 55682.9539 | 1.7754
40007 | OK | WH | 2020 | 26223.6528 | 66297.0067 | 2.5281
40071 | OK | WH | 2020 | 43544.2136 | 106303.8211 | 2.4413
40119 | OK | SB | 2020 | 627.2633 | 1412.4855 | 2.2518
40007 | OK | CO | 2020 | 3771.6735 | 42673.9354 | 11.3143
40998 | OK | SB | 2020 | 25920.1383 | 64356.5401 | 2.4829
40033 | OK | WH | 2020 | 24240.6914 | 34073.831 | 1.4056
40103 | OK | SG | 2020 | 1493.2913 | 4572.2074 | 3.0618
40129 | OK | WH | 2020 | 6717.7876 | 14941.3205 | 2.2241
40011 | OK | SB | 2020 | 416.8266 | 1548.5631 | 3.7151
40015 | OK | CO | 2020 | 2084.1329 | 22581.6241 | 10.835
40025 | OK | CO | 2020 | 11897.7684 | 133610.0595 | 11.2298
40053 | OK | WH | 2020 | 81746.572 | 275802.0797 | 3.3739
40101 | OK | SB | 2020 | 6232.1644 | 17690.088 | 2.8385
40103 | OK | SB | 2020 | 13192.7636 | 23160.4075 | 1.7555
40105 | OK | SB | 2020 | 2420.0223 | 4762.716 | 1.968
40113 | OK | SB | 2020 | 4370.6088 | 5796.9058 | 1.3263
40115 | OK | SB | 2020 | 9267.3094 | 24493.968 | 2.6431
40117 | OK | SB | 2020 | 1910.1179 | 4327.2677 | 2.2654
40101 | OK | CO | 2020 | 2634.5059 | 23851.6817 | 9.0536
40103 | OK | CO | 2020 | 4026.6257 | 13208.599 | 3.2803
40107 | OK | CO | 2020 | 311.6082 | 2171.7985 | 6.9696
40087 | OK | CO | 2020 | 2169.117 | 11455.9196 | 5.2814
40003 | OK | WH | 2020 | 69767.8664 | 255717.0259 | 3.6653
40117 | OK | WH | 2020 | 2019.3831 | 5361.4574 | 2.655
40119 | OK | WH | 2020 | 1485.1976 | 3347.509 | 2.2539
40049 | OK | SB | 2020 | 2011.2894 | 4463.3453 | 2.2191
40023 | OK | CO | 2020 | 991.4807 | 8585.5894 | 8.6594
40051 | OK | WH | 2020 | 11493.0824 | 27052.2269 | 2.3538
40025 | OK | WH | 2020 | 23390.8508 | 38074.5125 | 1.6278
40109 | OK | CO | 2020 | 348.03 | 3391.0538 | 9.7436
40011 | OK | CO | 2020 | 202.343 | 1249.7367 | 6.1763
40049 | OK | CO | 2020 | 2189.3513 | 12725.9772 | 5.8127
40035 | OK | CO | 2020 | 959.1058 | 4341.0569 | 4.5262
40039 | OK | CO | 2020 | 841.7469 | 5588.2534 | 6.6389
40027 | OK | WH | 2020 | 562.5135 | 1771.7304 | 3.1497
40047 | OK | CO | 2020 | 7850.9084 | 38635.1522 | 4.9211
40113 | OK | WH | 2020 | 1622.7909 | 3728.5262 | 2.2976
40031 | OK | WH | 2020 | 9914.807 | 13934.3462 | 1.4054
40039 | OK | SG | 2020 | 1011.715 | 1684.0964 | 1.6646
40035 | OK | WH | 2020 | 343.9831 | 704.882 | 2.0492
40109 | OK | WH | 2020 | 2152.9295 | 6885.5266 | 3.1982
40041 | OK | CO | 2020 | 526.0918 | 3269.1283 | 6.214
40139 | OK | WH | 2020 | 47429.1992 | 118986.2534 | 2.5087
40141 | OK | WH | 2020 | 31160.822 | 56581.0661 | 1.8158
40075 | OK | SG | 2020 | 2610.2247 | 5791.4627 | 2.2188
40011 | OK | WH | 2020 | 51233.2476 | 143344.1438 | 2.7979
40045 | OK | CO | 2020 | 1141.2145 | 12497.3668 | 10.9509
40149 | OK | WH | 2020 | 48643.2572 | 104344.3037 | 2.1451
40033 | OK | SG | 2020 | 627.2633 | 1064.3083 | 1.6967
40053 | OK | CO | 2020 | 4249.203 | 13691.2209 | 3.2221
40063 | OK | CO | 2020 | 226.6242 | 1689.1766 | 7.4536
40017 | OK | SG | 2020 | 550.373 | 1981.2899 | 3.5999
40025 | OK | SG | 2020 | 18372.7444 | 39092.3729 | 2.1277
40031 | OK | SG | 2020 | 874.1218 | 1831.4231 | 2.0952
40015 | OK | WH | 2020 | 31120.3534 | 89566.2763 | 2.8781
40137 | OK | WH | 2020 | 3375.0812 | 7838.0698 | 2.3223
40051 | OK | SB | 2020 | 805.3251 | 2057.4933 | 2.5549
40151 | OK | WH | 2020 | 39173.6048 | 127776.8664 | 3.2618
40073 | OK | SB | 2020 | 712.2474 | 2345.9778 | 3.2938
40153 | OK | WH | 2020 | 19910.5512 | 44061.9269 | 2.213
40145 | OK | WH | 2020 | 2946.1141 | 6858.311 | 2.3279
40053 | OK | SB | 2020 | 31160.822 | 53015.833 | 1.7014
40003 | OK | SG | 2020 | 1452.8227 | 5588.2534 | 3.8465
40145 | OK | SG | 2020 | 234.7179 | 711.2323 | 3.0302
40065 | OK | SG | 2020 | 720.3411 | 1117.6507 | 1.5516
40017 | OK | WH | 2020 | 27923.334 | 83388.3533 | 2.9863
40007 | OK | SG | 2020 | 9024.4978 | 24232.699 | 2.6852
40071 | OK | SG | 2020 | 3468.159 | 13259.4013 | 3.8232
40081 | OK | SB | 2020 | 190.2024 | 367.4095 | 1.9317
40071 | OK | SB | 2020 | 49371.692 | 84667.4827 | 1.7149
40015 | OK | SG | 2020 | 934.8247 | 1625.6737 | 1.739
40105 | OK | WH | 2020 | 469.4358 | 816.4656 | 1.7392
40139 | OK | SG | 2020 | 28732.706 | 82223.529 | 2.8617
40103 | OK | WH | 2020 | 23026.6334 | 62241.8942 | 2.703
41067 | OR | WH | 2020 | 3014.9107 | 20792.6573 | 6.8966
41001 | OR | WH | 2020 | 3237.488 | 25038.2784 | 7.7339
41049 | OR | WH | 2020 | 54227.924 | 178343.3026 | 3.2888
41065 | OR | WH | 2020 | 24159.7542 | 71985.0504 | 2.9795
41055 | OR | WH | 2020 | 46660.2958 | 160653.2146 | 3.443
41071 | OR | WH | 2020 | 1149.3082 | 9171.6302 | 7.9801
41998 | OR | WH | 2020 | 3241.5349 | 13912.5738 | 4.292
41059 | OR | WH | 2020 | 97124.64 | 533641.9162 | 5.4944
41061 | OR | WH | 2020 | 7972.3142 | 49260.0912 | 6.1789
41005 | OR | WH | 2020 | 283.2802 | 1611.1588 | 5.6875
41053 | OR | WH | 2020 | 364.2174 | 2463.0046 | 6.7625
41039 | OR | WH | 2020 | 687.9662 | 4953.2246 | 7.1998
41021 | OR | WH | 2020 | 38647.513 | 98765.1221 | 2.5555
41047 | OR | WH | 2020 | 1068.371 | 8355.1646 | 7.8205
41031 | OR | WH | 2020 | 242.8116 | 1172.9889 | 4.8309
41063 | OR | WH | 2020 | 1857.5087 | 10477.9752 | 5.6409
41043 | OR | WH | 2020 | 433.014 | 3184.2158 | 7.3536
41045 | OR | WH | 2020 | 9024.4978 | 69018.5587 | 7.6479
42021 | PA | CO | 2020 | 4734.8262 | 31446.6262 | 6.6416
42031 | PA | CO | 2020 | 3197.0194 | 23546.8679 | 7.3653
42029 | PA | CO | 2020 | 9307.778 | 112882.7195 | 12.1278
42071 | PA | SB | 2020 | 12909.4834 | 51709.488 | 4.0055
42015 | PA | CO | 2020 | 7527.1596 | 44782.231 | 5.9494
42077 | PA | SB | 2020 | 5584.6668 | 21037.597 | 3.767
42133 | PA | CO | 2020 | 37433.455 | 370501.2031 | 9.8976
42027 | PA | CO | 2020 | 7324.8166 | 43131.1561 | 5.8884
42073 | PA | SB | 2020 | 4856.232 | 15757.7861 | 3.2449
42007 | PA | SB | 2020 | 1477.1039 | 3973.4659 | 2.69
42077 | PA | CO | 2020 | 6879.662 | 73968.1546 | 10.7517
42063 | PA | SB | 2020 | 7729.5026 | 21037.597 | 2.7217
42017 | PA | CO | 2020 | 4289.6716 | 37339.6934 | 8.7046
42019 | PA | CO | 2020 | 6960.5992 | 50802.304 | 7.2986
42117 | PA | SB | 2020 | 643.4507 | 1730.9071 | 2.69
42127 | PA | CO | 2020 | 60.7029 | 472.4614 | 7.7832
42129 | PA | CO | 2020 | 4613.4204 | 31522.8296 | 6.8329
42075 | PA | SB | 2020 | 6151.2272 | 25392.0802 | 4.128
42131 | PA | CO | 2020 | 1100.7459 | 8890.4032 | 8.0767
42057 | PA | SB | 2020 | 914.5904 | 3020.9227 | 3.303
42033 | PA | CO | 2020 | 1885.8368 | 9855.647 | 5.2261
42065 | PA | SB | 2020 | 2112.4609 | 5007.6557 | 2.3705
42067 | PA | SB | 2020 | 3844.517 | 8817.8285 | 2.2936
42111 | PA | SB | 2020 | 4937.1692 | 13417.2514 | 2.7176
42107 | PA | SB | 2020 | 5341.8552 | 15975.5102 | 2.9906
42109 | PA | SB | 2020 | 4127.7972 | 10695.6994 | 2.5911
42011 | PA | SB | 2020 | 12019.1742 | 43816.9872 | 3.6456
42037 | PA | CO | 2020 | 8984.0292 | 61292.9798 | 6.8224
42125 | PA | CO | 2020 | 934.8247 | 6375.6892 | 6.8202
42013 | PA | CO | 2020 | 2917.7861 | 20651.1366 | 7.0777
42001 | PA | SB | 2020 | 10238.5558 | 29746.5634 | 2.9053
42081 | PA | SB | 2020 | 4734.8262 | 12274.1995 | 2.5923
42001 | PA | CO | 2020 | 10400.4302 | 89767.6712 | 8.6311
42071 | PA | CO | 2020 | 24928.6576 | 309335.2291 | 12.4088
42119 | PA | SB | 2020 | 3225.3474 | 8708.9664 | 2.7002
42125 | PA | SB | 2020 | 1274.7609 | 3429.1555 | 2.69
42129 | PA | SB | 2020 | 4492.0146 | 11784.3202 | 2.6234
42079 | PA | CO | 2020 | 3674.5489 | 33478.7183 | 9.111
42061 | PA | SB | 2020 | 1833.2276 | 4381.6987 | 2.3902
42039 | PA | CO | 2020 | 12181.0486 | 115829.2531 | 9.509
42109 | PA | CO | 2020 | 6798.7248 | 46814.3231 | 6.8858
42011 | PA | CO | 2020 | 13273.7008 | 135464.3436 | 10.2055
42111 | PA | CO | 2020 | 9591.0582 | 79581.8092 | 8.2975
42113 | PA | CO | 2020 | 165.9213 | 1252.2768 | 7.5474
42059 | PA | CO | 2020 | 263.0459 | 1732.3586 | 6.5858
42065 | PA | CO | 2020 | 3897.1262 | 31065.6089 | 7.9714
42067 | PA | CO | 2020 | 4572.9518 | 24867.7278 | 5.438
42069 | PA | CO | 2020 | 76.8903 | 546.1248 | 7.1026
42007 | PA | CO | 2020 | 1643.0252 | 10719.2861 | 6.5241
42073 | PA | CO | 2020 | 5827.4784 | 54383.8664 | 9.3323
42081 | PA | CO | 2020 | 8255.5944 | 67871.8781 | 8.2213
42107 | PA | CO | 2020 | 9024.4978 | 71478.8417 | 7.9205
42091 | PA | SB | 2020 | 1553.9942 | 4544.9918 | 2.9247
42093 | PA | SB | 2020 | 3723.1112 | 9389.3544 | 2.5219
42095 | PA | SB | 2020 | 6394.0388 | 24439.537 | 3.8222
42097 | PA | SB | 2020 | 9631.5268 | 28168.0632 | 2.9246
42099 | PA | SB | 2020 | 5179.9808 | 12437.4926 | 2.4011
42117 | PA | CO | 2020 | 3719.0643 | 24334.3036 | 6.5431
42119 | PA | CO | 2020 | 2241.9604 | 15799.5165 | 7.0472
42121 | PA | CO | 2020 | 2496.9126 | 22530.8218 | 9.0235
42123 | PA | CO | 2020 | 1954.6334 | 15697.9119 | 8.0311
42049 | PA | SB | 2020 | 8174.6572 | 22153.4333 | 2.71
42005 | PA | SB | 2020 | 3427.6904 | 9471.001 | 2.7631
42061 | PA | CO | 2020 | 3690.7363 | 25147.1405 | 6.8136
42063 | PA | CO | 2020 | 10805.1162 | 77117.8975 | 7.1372
42075 | PA | CO | 2020 | 7972.3142 | 90224.8919 | 11.3173
42013 | PA | SB | 2020 | 1679.4469 | 4762.716 | 2.8359
42087 | PA | CO | 2020 | 4532.4832 | 29668.5455 | 6.5458
42057 | PA | CO | 2020 | 3027.0513 | 22200.6068 | 7.3341
42051 | PA | SB | 2020 | 2476.6783 | 5579.1816 | 2.2527
42055 | PA | SB | 2020 | 8296.063 | 26780.0717 | 3.228
42998 | PA | SB | 2020 | 10408.5239 | 28451.1046 | 2.7334
42009 | PA | CO | 2020 | 6232.1644 | 53698.0353 | 8.6163
42091 | PA | CO | 2020 | 1934.3991 | 17882.411 | 9.2444
42095 | PA | CO | 2020 | 9995.7442 | 98124.6502 | 9.8166
42133 | PA | SB | 2020 | 19424.928 | 67576.1362 | 3.4788
42085 | PA | SB | 2020 | 9429.1838 | 33611.1672 | 3.5646
42085 | PA | CO | 2020 | 12707.1404 | 131450.9616 | 10.3447
42089 | PA | SB | 2020 | 955.059 | 3184.2158 | 3.3341
42043 | PA | SB | 2020 | 6636.8504 | 18615.4157 | 2.8049
42055 | PA | CO | 2020 | 11371.6766 | 101274.393 | 8.9058
42093 | PA | CO | 2020 | 3354.8469 | 23445.2633 | 6.9885
42099 | PA | CO | 2020 | 5422.7924 | 32589.678 | 6.0098
42998 | PA | CO | 2020 | 5888.1813 | 45910.0421 | 7.797
42009 | PA | SB | 2020 | 3107.9885 | 10341.8976 | 3.3275
42041 | PA | CO | 2020 | 8377.0002 | 70767.6095 | 8.4478
42097 | PA | CO | 2020 | 13314.1694 | 95863.9476 | 7.2001
42027 | PA | SB | 2020 | 5787.0098 | 13036.2341 | 2.2527
42043 | PA | CO | 2020 | 7608.0968 | 52326.3731 | 6.8777
42031 | PA | SB | 2020 | 2096.2735 | 5987.4144 | 2.8562
42037 | PA | SB | 2020 | 6555.9132 | 16928.0534 | 2.5821
42039 | PA | SB | 2020 | 11128.865 | 34563.7104 | 3.1058
42087 | PA | SB | 2020 | 2796.3803 | 8001.3629 | 2.8613
42029 | PA | SB | 2020 | 6555.9132 | 25827.5285 | 3.9396
42041 | PA | SB | 2020 | 7243.8794 | 24303.4594 | 3.355
42017 | PA | SB | 2020 | 4289.6716 | 13716.6221 | 3.1976
42049 | PA | CO | 2020 | 7324.8166 | 66805.0298 | 9.1204
42005 | PA | CO | 2020 | 5787.0098 | 39016.1695 | 6.742
42053 | PA | CO | 2020 | 198.2961 | 1803.4818 | 9.0949
42019 | PA | SB | 2020 | 5503.7296 | 15621.7085 | 2.8384
42021 | PA | SB | 2020 | 4046.86 | 9498.2165 | 2.3471
42051 | PA | CO | 2020 | 3557.1899 | 17018.7718 | 4.7843
45041 | SC | SB | 2020 | 9348.2466 | 19404.6658 | 2.0758
45041 | SC | CO | 2020 | 8862.6234 | 59311.6899 | 6.6923
45035 | SC | SB | 2020 | 1841.3213 | 4544.9918 | 2.4683
45049 | SC | SB | 2020 | 878.1686 | 2362.3071 | 2.69
45998 | SC | CO | 2020 | 5042.3876 | 38183.0117 | 7.5724
45029 | SC | SB | 2020 | 853.8875 | 1660.1467 | 1.9442
45027 | SC | SB | 2020 | 7769.9712 | 19676.821 | 2.5324
45035 | SC | CO | 2020 | 2869.2237 | 22581.6241 | 7.8703
45005 | SC | SB | 2020 | 2970.3952 | 6450.0782 | 2.1715
45031 | SC | SB | 2020 | 7486.691 | 16574.2517 | 2.2138
45079 | SC | CO | 2020 | 2638.5527 | 29439.9352 | 11.1576
45081 | SC | CO | 2020 | 530.1387 | 2938.9133 | 5.5437
45037 | SC | CO | 2020 | 372.3111 | 1150.6722 | 3.0906
45085 | SC | CO | 2020 | 12707.1404 | 123017.7791 | 9.681
45089 | SC | CO | 2020 | 8903.092 | 61140.5729 | 6.8673
45033 | SC | SB | 2020 | 9105.435 | 24657.2611 | 2.708
45009 | SC | CO | 2020 | 3103.9416 | 27128.4303 | 8.74
45033 | SC | CO | 2020 | 10238.5558 | 81055.076 | 7.9167
45075 | SC | CO | 2020 | 15216.1936 | 141001.7948 | 9.2666
45061 | SC | CO | 2020 | 12585.7346 | 109250.3548 | 8.6805
45029 | SC | CO | 2020 | 2132.6952 | 11938.5414 | 5.5979
45003 | SC | CO | 2020 | 2330.9914 | 26849.0177 | 11.5183
45031 | SC | CO | 2020 | 7203.4108 | 48617.8049 | 6.7493
45071 | SC | CO | 2020 | 829.6063 | 5689.858 | 6.8585
45073 | SC | CO | 2020 | 226.6242 | 1699.3371 | 7.4985
45019 | SC | CO | 2020 | 339.9362 | 2258.1624 | 6.6429
45025 | SC | CO | 2020 | 3039.1919 | 23597.6702 | 7.7645
45063 | SC | CO | 2020 | 1784.6653 | 17450.5914 | 9.7781
45015 | SC | CO | 2020 | 841.7469 | 4498.544 | 5.3443
45027 | SC | CO | 2020 | 16349.3144 | 146310.6355 | 8.949
45051 | SC | SB | 2020 | 14325.8844 | 28766.8046 | 2.008
45017 | SC | CO | 2020 | 3848.5639 | 37822.3153 | 9.8276
45089 | SC | SB | 2020 | 10036.2128 | 20711.0107 | 2.0636
45011 | SC | SB | 2020 | 1282.8546 | 3429.1555 | 2.6731
45007 | SC | CO | 2020 | 420.8734 | 3070.9993 | 7.2967
45055 | SC | SB | 2020 | 352.0768 | 1113.1148 | 3.1616
45061 | SC | SB | 2020 | 5584.6668 | 16111.5878 | 2.885
45063 | SC | SB | 2020 | 922.6841 | 2326.927 | 2.5219
45085 | SC | SB | 2020 | 7527.1596 | 19486.3123 | 2.5888
45067 | SC | CO | 2020 | 4653.889 | 40667.2444 | 8.7383
45009 | SC | SB | 2020 | 1626.8377 | 3864.6038 | 2.3755
45998 | SC | SB | 2020 | 14605.1177 | 34441.2406 | 2.3582
45051 | SC | CO | 2020 | 8255.5944 | 68456.1046 | 8.2921
45077 | SC | SB | 2020 | 80.9372 | 185.0655 | 2.2865
45079 | SC | SB | 2020 | 894.3561 | 2405.852 | 2.69
45069 | SC | CO | 2020 | 6394.0388 | 48897.2176 | 7.6473
45067 | SC | SB | 2020 | 4492.0146 | 10178.6045 | 2.2659
45049 | SC | CO | 2020 | 2840.8957 | 23953.2863 | 8.4316
45075 | SC | SB | 2020 | 6879.662 | 17145.7776 | 2.4922
45007 | SC | SB | 2020 | 1205.9643 | 3075.3538 | 2.5501
45069 | SC | SB | 2020 | 7446.2224 | 17064.131 | 2.2916
45073 | SC | SB | 2020 | 428.9672 | 1227.42 | 2.8613
45005 | SC | CO | 2020 | 3176.7851 | 18136.4225 | 5.709
45071 | SC | SB | 2020 | 1436.6353 | 4136.759 | 2.8795
45011 | SC | CO | 2020 | 1995.102 | 14478.6566 | 7.2571
46091 | SD | WH | 2020 | 1125.0271 | 4381.6987 | 3.8947
46093 | SD | WH | 2020 | 5867.947 | 9307.7078 | 1.5862
46051 | SD | SB | 2020 | 41277.972 | 121598.9434 | 2.9459
46102 | SD | CO | 2020 | 3055.3793 | 9957.2516 | 3.2589
46998 | SD | WH | 2020 | 146087.5991 | 450133.8146 | 3.0813
46109 | SD | CO | 2020 | 51678.4022 | 545261.1288 | 10.551
46005 | SD | SB | 2020 | 63859.4508 | 209586.7195 | 3.282
46055 | SD | SB | 2020 | 1970.8208 | 2830.4141 | 1.4362
46057 | SD | SB | 2020 | 36097.9912 | 125273.0386 | 3.4704
46053 | SD | SB | 2020 | 19951.0198 | 56227.2643 | 2.8183
46107 | SD | CO | 2020 | 26749.7446 | 236560.9286 | 8.8435
46059 | SD | SB | 2020 | 73005.3544 | 220745.0827 | 3.0237
46037 | SD | CO | 2020 | 26142.7156 | 269099.8043 | 10.2935
46083 | SD | CO | 2020 | 52325.8998 | 528775.7812 | 10.1054
46101 | SD | CO | 2020 | 46093.7354 | 561848.0811 | 12.1893
46061 | SD | SB | 2020 | 28449.4258 | 89539.0608 | 3.1473
46998 | SD | SG | 2020 | 28315.8794 | 108666.1283 | 3.8376
46089 | SD | WH | 2020 | 6596.3818 | 22262.2954 | 3.3749
46085 | SD | CO | 2020 | 18939.3048 | 135032.524 | 7.1298
46085 | SD | SG | 2020 | 19263.0536 | 102315.8403 | 5.3115
46037 | SD | WH | 2020 | 5665.604 | 21119.2435 | 3.7276
46089 | SD | CO | 2020 | 18534.6188 | 167749.2078 | 9.0506
46085 | SD | WH | 2020 | 25211.9378 | 99581.5877 | 3.9498
46073 | SD | WH | 2020 | 1254.5266 | 5851.3368 | 4.6642
46075 | SD | WH | 2020 | 8984.0292 | 30399.7358 | 3.3838
46065 | SD | SB | 2020 | 14690.1018 | 41694.1766 | 2.8382
46029 | SD | CO | 2020 | 28489.8944 | 323128.0546 | 11.3418
46039 | SD | WH | 2020 | 3217.2537 | 13798.2686 | 4.2888
46087 | SD | CO | 2020 | 43706.088 | 480056.3716 | 10.9837
46035 | SD | CO | 2020 | 24969.1262 | 258101.1055 | 10.3368
46009 | SD | CO | 2020 | 36057.5226 | 390618.9155 | 10.8332
46075 | SD | CO | 2020 | 8336.5316 | 47931.9738 | 5.7496
46077 | SD | CO | 2020 | 49493.0978 | 560730.4304 | 11.3295
46115 | SD | CO | 2020 | 76485.654 | 854062.9337 | 11.1663
46091 | SD | CO | 2020 | 18858.3676 | 196731.9222 | 10.4321
46011 | SD | CO | 2020 | 52366.3684 | 626494.0129 | 11.9637
46111 | SD | CO | 2020 | 18372.7444 | 180017.9642 | 9.7981
46123 | SD | SG | 2020 | 5503.7296 | 24639.1174 | 4.4768
46071 | SD | WH | 2020 | 6798.7248 | 22588.8816 | 3.3225
46998 | SD | SB | 2020 | 37271.5806 | 93419.994 | 2.5065
46073 | SD | CO | 2020 | 15539.9424 | 152660.9235 | 9.8238
46043 | SD | SB | 2020 | 28692.2374 | 100915.1482 | 3.5172
46045 | SD | SB | 2020 | 72519.7312 | 182398.415 | 2.5152
46079 | SD | CO | 2020 | 43341.8706 | 501088.5255 | 11.5613
46035 | SD | WH | 2020 | 1918.2116 | 8790.613 | 4.5827
46003 | SD | CO | 2020 | 30310.9814 | 322112.0085 | 10.6269
46031 | SD | CO | 2020 | 17482.4352 | 102163.4333 | 5.8438
46045 | SD | WH | 2020 | 9388.7152 | 37829.5728 | 4.0293
46039 | SD | CO | 2020 | 33386.595 | 373447.7367 | 11.1856
46099 | SD | CO | 2020 | 57505.8806 | 659820.3244 | 11.474
46998 | SD | CO | 2020 | 30391.9186 | 129393.4683 | 4.2575
46055 | SD | WH | 2020 | 25576.1552 | 100452.4843 | 3.9276
46057 | SD | WH | 2020 | 1448.7759 | 6014.6299 | 4.1515
46059 | SD | WH | 2020 | 6394.0388 | 24031.3042 | 3.7584
46065 | SD | CO | 2020 | 18008.527 | 145701.0079 | 8.0907
46067 | SD | CO | 2020 | 56898.8516 | 621058.1664 | 10.9151
46069 | SD | CO | 2020 | 17361.0294 | 169984.5092 | 9.7912
46039 | SD | SB | 2020 | 34438.7786 | 115557.0979 | 3.3554
46075 | SD | SG | 2020 | 9145.9036 | 39219.3787 | 4.2882
46101 | SD | SB | 2020 | 40266.257 | 161660.1888 | 4.0148
46103 | SD | SB | 2020 | 2217.6793 | 1028.7467 | 0.46388
46107 | SD | SB | 2020 | 31929.7254 | 88885.8883 | 2.7838
46011 | SD | SB | 2020 | 48562.32 | 173417.2934 | 3.571
46111 | SD | SB | 2020 | 21772.1068 | 64283.0582 | 2.9525
46109 | SD | WH | 2020 | 4977.6378 | 17581.2259 | 3.532
46041 | SD | CO | 2020 | 9833.8698 | 52097.7628 | 5.2978
46043 | SD | CO | 2020 | 24402.5658 | 279971.4973 | 11.473
46045 | SD | CO | 2020 | 42370.6242 | 384294.0286 | 9.0698
46047 | SD | CO | 2020 | 938.8715 | 5893.0673 | 6.2768
46015 | SD | SG | 2020 | 254.9522 | 1524.0691 | 5.9779
46085 | SD | SB | 2020 | 26506.933 | 70406.5502 | 2.6562
46087 | SD | SB | 2020 | 43908.431 | 138200.4106 | 3.1475
46089 | SD | SB | 2020 | 35976.5854 | 90001.7246 | 2.5017
46063 | SD | WH | 2020 | 8660.2804 | 13498.8979 | 1.5587
46065 | SD | WH | 2020 | 29137.392 | 116155.8394 | 3.9865
46029 | SD | SB | 2020 | 36826.426 | 116155.8394 | 3.1541
46007 | SD | CO | 2020 | 9631.5268 | 47042.9335 | 4.8843
46031 | SD | WH | 2020 | 26264.1214 | 70352.1192 | 2.6786
46049 | SD | SB | 2020 | 58396.1898 | 170450.8018 | 2.9189
46102 | SD | WH | 2020 | 878.1686 | 2144.583 | 2.4421
46103 | SD | WH | 2020 | 21043.672 | 51763.919 | 2.4598
46109 | SD | SB | 2020 | 69079.9002 | 201612.5722 | 2.9185
46107 | SD | WH | 2020 | 30553.793 | 127668.0043 | 4.1785
46053 | SD | CO | 2020 | 19101.1792 | 155505.8525 | 8.1412
46115 | SD | SB | 2020 | 114930.824 | 365259.4939 | 3.1781
46093 | SD | CO | 2020 | 3350.8001 | 9627.0366 | 2.8731
46067 | SD | SB | 2020 | 59853.0594 | 175485.673 | 2.9319
46073 | SD | SB | 2020 | 18858.3676 | 61262.1355 | 3.2485
46075 | SD | SB | 2020 | 2051.758 | 4544.9918 | 2.2152
46049 | SD | CO | 2020 | 38323.7642 | 381982.5238 | 9.9672
46005 | SD | CO | 2020 | 58355.7212 | 628907.1224 | 10.7771
46051 | SD | CO | 2020 | 41601.7208 | 442081.6494 | 10.6265
46009 | SD | SB | 2020 | 36421.74 | 120755.2622 | 3.3155
46091 | SD | SB | 2020 | 25899.904 | 74897.111 | 2.8918
46095 | SD | SB | 2020 | 1671.3532 | 3102.5693 | 1.8563
46097 | SD | SB | 2020 | 31686.9138 | 98656.26 | 3.1135
46099 | SD | SB | 2020 | 54996.8274 | 201204.3394 | 3.6585
46003 | SD | SB | 2020 | 32132.0684 | 107827.8902 | 3.3558
46031 | SD | SB | 2020 | 7486.691 | 15812.2171 | 2.112
46065 | SD | SG | 2020 | 2266.2416 | 12192.553 | 5.3801
46029 | SD | WH | 2020 | 5867.947 | 25936.3906 | 4.42
46023 | SD | CO | 2020 | 47874.3538 | 483764.9398 | 10.1049
46025 | SD | CO | 2020 | 40144.8512 | 439947.9526 | 10.959
46027 | SD | CO | 2020 | 39214.0734 | 461005.5076 | 11.7561
46077 | SD | SB | 2020 | 59003.2188 | 197992.908 | 3.3556
46079 | SD | SB | 2020 | 43503.745 | 153005.6534 | 3.5171
46011 | SD | WH | 2020 | 1201.9174 | 4792.6531 | 3.9875
46119 | SD | SB | 2020 | 17482.4352 | 50076.5568 | 2.8644
46123 | SD | SB | 2020 | 26425.9958 | 76774.9819 | 2.9053
46071 | SD | SB | 2020 | 2452.3972 | 2531.0434 | 1.0321
46125 | SD | SB | 2020 | 52811.523 | 175812.2592 | 3.3291
46027 | SD | SB | 2020 | 37514.3922 | 130688.927 | 3.4837
46015 | SD | CO | 2020 | 28651.7688 | 288099.866 | 10.0552
46083 | SD | SB | 2020 | 49938.2524 | 156843.0418 | 3.1407
46035 | SD | SB | 2020 | 27073.4934 | 85402.3018 | 3.1545
46037 | SD | SB | 2020 | 47348.262 | 128647.763 | 2.7171
46055 | SD | CO | 2020 | 12140.58 | 46407.9047 | 3.8225
46057 | SD | CO | 2020 | 34074.5612 | 395470.5355 | 11.606
46059 | SD | CO | 2020 | 52649.6486 | 472893.2468 | 8.9819
46061 | SD | CO | 2020 | 29096.9234 | 305880.6724 | 10.5125
46127 | SD | SB | 2020 | 40711.4116 | 144296.687 | 3.5444
46119 | SD | CO | 2020 | 39254.542 | 364658.9381 | 9.2896
46017 | SD | CO | 2020 | 9064.9664 | 90631.3103 | 9.998
46135 | SD | SB | 2020 | 32860.5032 | 105841.1573 | 3.2209
46015 | SD | SB | 2020 | 31282.2278 | 108127.261 | 3.4565
46021 | SD | CO | 2020 | 18332.2758 | 146031.2228 | 7.9658
46049 | SD | WH | 2020 | 6920.1306 | 26099.6837 | 3.7716
46097 | SD | CO | 2020 | 30958.479 | 314974.2848 | 10.1741
46137 | SD | CO | 2020 | 5179.9808 | 30201.9697 | 5.8305
46129 | SD | SB | 2020 | 28651.7688 | 71876.1883 | 2.5086
46021 | SD | WH | 2020 | 7082.005 | 22343.9419 | 3.155
46019 | SD | CO | 2020 | 914.5904 | 5613.6546 | 6.1379
46125 | SD | CO | 2020 | 54592.1414 | 606503.3063 | 11.1097
46017 | SD | SB | 2020 | 8296.063 | 27106.6579 | 3.2674
46019 | SD | SB | 2020 | 481.5763 | 1159.3812 | 2.4075
46021 | SD | SB | 2020 | 25211.9378 | 57479.1782 | 2.2798
46023 | SD | SB | 2020 | 55644.325 | 178506.5957 | 3.208
46117 | SD | WH | 2020 | 20436.643 | 83987.0947 | 4.1096
46119 | SD | WH | 2020 | 53216.209 | 198972.6667 | 3.7389
46023 | SD | WH | 2020 | 7806.3929 | 36270.1235 | 4.6462
46123 | SD | CO | 2020 | 26425.9958 | 196554.1142 | 7.4379
46115 | SD | WH | 2020 | 5787.0098 | 20248.3469 | 3.4989
46025 | SD | SB | 2020 | 58031.9724 | 185773.1395 | 3.2012
46123 | SD | WH | 2020 | 15325.4588 | 61643.1528 | 4.0223
46013 | SD | SB | 2020 | 92673.094 | 256778.4312 | 2.7708
46135 | SD | WH | 2020 | 271.1396 | 1047.7975 | 3.8644
46025 | SD | WH | 2020 | 3743.3455 | 14560.3032 | 3.8896
46095 | SD | CO | 2020 | 3192.9725 | 14199.244 | 4.447
46013 | SD | WH | 2020 | 4208.7344 | 15131.8291 | 3.5953
46127 | SD | CO | 2020 | 44110.774 | 516075.2052 | 11.6995
46121 | SD | WH | 2020 | 1440.6822 | 4653.8539 | 3.2303
46129 | SD | WH | 2020 | 12249.8452 | 50539.2206 | 4.1257
46125 | SD | WH | 2020 | 501.8106 | 2389.5227 | 4.7618
46135 | SD | CO | 2020 | 34398.31 | 369866.1743 | 10.7525
46137 | SD | WH | 2020 | 15904.1598 | 52634.8157 | 3.3095
46051 | SD | WH | 2020 | 5289.246 | 20098.6615 | 3.7999
46129 | SD | CO | 2020 | 21448.358 | 203285.4195 | 9.4779
46013 | SD | CO | 2020 | 60338.6826 | 622633.0378 | 10.319
47141 | TN | CO | 2020 | 837.7 | 9906.4493 | 11.8258
47147 | TN | CO | 2020 | 15539.9424 | 184971.1889 | 11.903
47149 | TN | CO | 2020 | 2610.2247 | 25324.9485 | 9.7022
47135 | TN | CO | 2020 | 542.2792 | 4861.7805 | 8.9655
47125 | TN | CO | 2020 | 6920.1306 | 77092.4963 | 11.1403
47133 | TN | CO | 2020 | 497.7638 | 4945.6043 | 9.9356
47119 | TN | SB | 2020 | 5625.1354 | 18724.2778 | 3.3287
47121 | TN | SB | 2020 | 526.0918 | 1828.8829 | 3.4764
47117 | TN | SB | 2020 | 2861.13 | 9035.5526 | 3.158
47117 | TN | CO | 2020 | 2059.8517 | 21971.9965 | 10.6668
47081 | TN | CO | 2020 | 1392.1198 | 14783.4705 | 10.6194
47129 | TN | CO | 2020 | 311.6082 | 2951.6139 | 9.4722
47123 | TN | SB | 2020 | 2424.0691 | 8137.4405 | 3.3569
47109 | TN | SB | 2020 | 11088.3964 | 31080.1238 | 2.8029
47115 | TN | SB | 2020 | 1902.0242 | 6831.0955 | 3.5915
47119 | TN | CO | 2020 | 3820.2358 | 42775.54 | 11.1971
47087 | TN | CO | 2020 | 307.5614 | 3142.1225 | 10.2162
47125 | TN | SB | 2020 | 8053.2514 | 27297.1666 | 3.3896
47103 | TN | WH | 2020 | 930.7778 | 4953.2246 | 5.3216
47013 | TN | CO | 2020 | 149.7338 | 1285.2983 | 8.5839
47079 | TN | CO | 2020 | 17806.184 | 191448.4826 | 10.7518
47095 | TN | WH | 2020 | 2152.9295 | 9117.1992 | 4.2348
47071 | TN | CO | 2020 | 1869.6493 | 17120.3764 | 9.157
47011 | TN | SB | 2020 | 659.6382 | 2294.2683 | 3.4781
47111 | TN | SB | 2020 | 2820.6614 | 10722.9149 | 3.8016
47131 | TN | CO | 2020 | 27397.2422 | 303975.586 | 11.0951
47079 | TN | WH | 2020 | 3164.6445 | 12138.1219 | 3.8355
47081 | TN | SB | 2020 | 2343.1319 | 7130.4662 | 3.0431
47103 | TN | SB | 2020 | 6879.662 | 24303.4594 | 3.5327
47105 | TN | SB | 2020 | 1788.7121 | 6014.6299 | 3.3625
47107 | TN | SB | 2020 | 2662.8339 | 9062.7682 | 3.4034
47123 | TN | CO | 2020 | 1808.9464 | 13996.0348 | 7.7371
47075 | TN | CO | 2020 | 10764.6476 | 121595.3146 | 11.2958
47113 | TN | SB | 2020 | 18008.527 | 57642.4714 | 3.2008
47077 | TN | CO | 2020 | 3864.7513 | 37492.1004 | 9.701
47115 | TN | CO | 2020 | 534.1855 | 5918.4684 | 11.0794
47031 | TN | CO | 2020 | 7689.034 | 77651.3217 | 10.099
47033 | TN | CO | 2020 | 8053.2514 | 86643.3295 | 10.7588
47009 | TN | CO | 2020 | 445.1546 | 3909.2373 | 8.7818
47189 | TN | CO | 2020 | 566.5604 | 5715.2592 | 10.0876
47023 | TN | CO | 2020 | 1509.4788 | 14681.8659 | 9.7264
47155 | TN | CO | 2020 | 68.7966 | 713.7724 | 10.3751
47998 | TN | CO | 2020 | 17207.2487 | 161622.4499 | 9.3927
47103 | TN | CO | 2020 | 8134.1886 | 92485.5944 | 11.37
47107 | TN | CO | 2020 | 1477.1039 | 12522.7679 | 8.4779
47015 | TN | CO | 2020 | 2318.8508 | 23013.4437 | 9.9245
47021 | TN | CO | 2020 | 736.5285 | 7848.956 | 10.6567
47153 | TN | CO | 2020 | 250.9053 | 2306.4246 | 9.1924
47181 | TN | CO | 2020 | 2286.4759 | 19431.8813 | 8.4986
47183 | TN | CO | 2020 | 27113.962 | 284823.1174 | 10.5047
47187 | TN | CO | 2020 | 1214.058 | 13615.0175 | 11.2145
47075 | TN | WH | 2020 | 2751.8648 | 10777.3459 | 3.9164
47079 | TN | SB | 2020 | 17280.0922 | 61126.0579 | 3.5374
47029 | TN | CO | 2020 | 663.685 | 7290.1306 | 10.9843
47003 | TN | CO | 2020 | 2808.5208 | 25147.1405 | 8.9539
47089 | TN | SB | 2020 | 1303.0889 | 4517.7763 | 3.467
47009 | TN | SB | 2020 | 1829.1807 | 6341.2162 | 3.4667
47099 | TN | WH | 2020 | 2828.7551 | 12002.0443 | 4.2429
47159 | TN | CO | 2020 | 1659.2126 | 16815.5626 | 10.1347
47161 | TN | CO | 2020 | 1080.5116 | 9906.4493 | 9.1683
47165 | TN | CO | 2020 | 4532.4832 | 53367.8204 | 11.7745
47109 | TN | CO | 2020 | 1469.0102 | 12294.1576 | 8.369
47011 | TN | CO | 2020 | 764.8565 | 6375.6892 | 8.3358
47111 | TN | CO | 2020 | 2225.773 | 23826.2806 | 10.7047
47113 | TN | CO | 2020 | 10724.179 | 118597.9787 | 11.0589
47059 | TN | CO | 2020 | 1618.744 | 15672.5108 | 9.6819
47177 | TN | CO | 2020 | 4370.6088 | 45493.4632 | 10.409
47063 | TN | CO | 2020 | 768.9034 | 5639.0557 | 7.3339
47185 | TN | CO | 2020 | 1193.8237 | 12421.1633 | 10.4045
47007 | TN | WH | 2020 | 230.671 | 960.7079 | 4.1648
47165 | TN | WH | 2020 | 2925.8798 | 10614.0528 | 3.6276
47167 | TN | WH | 2020 | 2274.3353 | 8246.3026 | 3.6258
47017 | TN | WH | 2020 | 3625.9866 | 14397.0101 | 3.9705
47177 | TN | WH | 2020 | 287.3271 | 1075.013 | 3.7414
47183 | TN | WH | 2020 | 7122.4736 | 24684.4766 | 3.4657
47035 | TN | CO | 2020 | 364.2174 | 3566.3217 | 9.7917
47131 | TN | SB | 2020 | 43948.8996 | 147181.5322 | 3.3489
47111 | TN | WH | 2020 | 242.8116 | 832.7949 | 3.4298
47115 | TN | WH | 2020 | 182.1087 | 767.4777 | 4.2144
47005 | TN | CO | 2020 | 1626.8377 | 14453.2555 | 8.8843
47051 | TN | CO | 2020 | 8538.8746 | 94695.4947 | 11.0899
47053 | TN | CO | 2020 | 26749.7446 | 295745.6127 | 11.056
47055 | TN | CO | 2020 | 6070.29 | 74933.3984 | 12.3443
47057 | TN | CO | 2020 | 178.0618 | 1209.0948 | 6.7903
47053 | TN | WH | 2020 | 14609.1646 | 59329.8336 | 4.0611
47147 | TN | WH | 2020 | 14447.2902 | 64038.1186 | 4.4325
47069 | TN | CO | 2020 | 4370.6088 | 42419.9238 | 9.7057
47007 | TN | CO | 2020 | 1456.8696 | 16028.1269 | 11.0018
47071 | TN | SB | 2020 | 11007.4592 | 32930.7792 | 2.9917
47075 | TN | SB | 2020 | 37838.141 | 128511.6854 | 3.3964
47027 | TN | SB | 2020 | 477.5295 | 1796.2243 | 3.7615
47029 | TN | SB | 2020 | 789.1377 | 2748.7675 | 3.4833
47095 | TN | SB | 2020 | 19465.3966 | 65317.248 | 3.3556
47039 | TN | CO | 2020 | 619.1696 | 6553.4972 | 10.5843
47043 | TN | CO | 2020 | 736.5285 | 8001.3629 | 10.8636
47113 | TN | WH | 2020 | 2877.3175 | 11076.7166 | 3.8497
47167 | TN | CO | 2020 | 12869.0148 | 144227.7411 | 11.2074
47169 | TN | CO | 2020 | 659.6382 | 6655.1018 | 10.089
47017 | TN | CO | 2020 | 12423.8602 | 129799.8867 | 10.4476
47175 | TN | CO | 2020 | 254.9522 | 2560.4361 | 10.0428
47181 | TN | SB | 2020 | 1776.5715 | 5851.3368 | 3.2936
47183 | TN | SB | 2020 | 36583.6144 | 124973.6678 | 3.4161
47185 | TN | SB | 2020 | 1788.7121 | 6695.0179 | 3.7429
47187 | TN | SB | 2020 | 2067.9455 | 7402.6214 | 3.5797
47045 | TN | CO | 2020 | 10886.0534 | 117099.3107 | 10.7568
47189 | TN | SB | 2020 | 1469.0102 | 4789.9315 | 3.2607
47047 | TN | CO | 2020 | 9186.3722 | 94746.297 | 10.3138
47143 | TN | SB | 2020 | 623.2164 | 2027.5562 | 3.2534
47023 | TN | SB | 2020 | 7284.348 | 23623.0714 | 3.243
47095 | TN | CO | 2020 | 4046.86 | 43486.7722 | 10.7458
47097 | TN | CO | 2020 | 6515.4446 | 68786.3196 | 10.5574
47059 | TN | SB | 2020 | 1865.6025 | 7076.0352 | 3.7929
47167 | TN | SB | 2020 | 32617.6916 | 115611.529 | 3.5444
47147 | TN | SB | 2020 | 20881.7976 | 71903.4038 | 3.4434
47017 | TN | SB | 2020 | 15944.6284 | 54267.7469 | 3.4035
47045 | TN | WH | 2020 | 6555.9132 | 24221.8128 | 3.6947
47003 | TN | WH | 2020 | 1052.1836 | 3810.1728 | 3.6212
47099 | TN | CO | 2020 | 10279.0244 | 108970.9421 | 10.6013
47033 | TN | WH | 2020 | 2100.3203 | 9035.5526 | 4.302
47169 | TN | SB | 2020 | 1072.4179 | 4109.5435 | 3.832
47149 | TN | SB | 2020 | 4411.0774 | 15131.8291 | 3.4304
47077 | TN | SB | 2020 | 13111.8264 | 42238.487 | 3.2214
47165 | TN | SB | 2020 | 6191.6958 | 23078.761 | 3.7274
47041 | TN | SB | 2020 | 3180.832 | 11049.5011 | 3.4738
47141 | TN | SB | 2020 | 874.1218 | 3265.8624 | 3.7362
47177 | TN | SB | 2020 | 7850.9084 | 29828.2099 | 3.7993
47123 | TN | WH | 2020 | 607.029 | 2629.0192 | 4.331
47125 | TN | WH | 2020 | 3698.83 | 16955.269 | 4.584
47998 | TN | SB | 2020 | 28267.3171 | 90586.8583 | 3.2047
47031 | TN | WH | 2020 | 809.372 | 3538.0176 | 4.3713
47063 | TN | SB | 2020 | 1214.058 | 4109.5435 | 3.385
47047 | TN | SB | 2020 | 21043.672 | 68637.5414 | 3.2617
47179 | TN | SB | 2020 | 793.1846 | 2721.552 | 3.4312
47015 | TN | SB | 2020 | 4411.0774 | 17091.3466 | 3.8746
47998 | TN | WH | 2020 | 12541.2191 | 46424.234 | 3.7017
47131 | TN | WH | 2020 | 5058.575 | 17690.088 | 3.497
47045 | TN | SB | 2020 | 60500.557 | 199761.9168 | 3.3018
47069 | TN | SB | 2020 | 10966.9906 | 34672.5725 | 3.1615
47007 | TN | SB | 2020 | 578.701 | 2307.8761 | 3.988
47003 | TN | SB | 2020 | 6070.29 | 19404.6658 | 3.1967
47051 | TN | SB | 2020 | 11493.0824 | 41585.3146 | 3.6183
47053 | TN | SB | 2020 | 48157.634 | 160326.6283 | 3.3292
47055 | TN | SB | 2020 | 5341.8552 | 19078.0795 | 3.5714
47039 | TN | SB | 2020 | 4168.2658 | 13961.5618 | 3.3495
47155 | TN | SB | 2020 | 267.0928 | 849.1242 | 3.1791
47031 | TN | SB | 2020 | 13111.8264 | 47436.6514 | 3.6179
47005 | TN | SB | 2020 | 4896.7006 | 15676.1395 | 3.2014
47159 | TN | SB | 2020 | 2181.2575 | 8164.656 | 3.7431
47099 | TN | SB | 2020 | 11816.8312 | 40278.9696 | 3.4086
47097 | TN | SB | 2020 | 36300.3342 | 116455.2101 | 3.2081
47153 | TN | SB | 2020 | 437.0609 | 1673.7545 | 3.8296
47161 | TN | SB | 2020 | 1473.057 | 4844.3626 | 3.2886
47033 | TN | SB | 2020 | 20922.2662 | 71331.8779 | 3.4094
48155 | TX | WH | 2020 | 14568.696 | 19704.0365 | 1.3525
48163 | TX | CO | 2020 | 2480.7252 | 22378.4149 | 9.0209
48151 | TX | WH | 2020 | 8215.1258 | 14097.6394 | 1.7161
48153 | TX | WH | 2020 | 21812.5754 | 36604.8744 | 1.6782
48171 | TX | CO | 2020 | 586.7947 | 2989.7156 | 5.095
48179 | TX | CO | 2020 | 2347.1788 | 26391.7969 | 11.2441
48039 | TX | SB | 2020 | 2488.8189 | 8627.3198 | 3.4664
48149 | TX | CO | 2020 | 2751.8648 | 15697.9119 | 5.7045
48145 | TX | CO | 2020 | 21933.9812 | 120731.6755 | 5.5043
48181 | TX | CO | 2020 | 5544.1982 | 25274.1462 | 4.5587
48015 | TX | CO | 2020 | 2063.8986 | 14656.4647 | 7.1013
48139 | TX | CO | 2020 | 10359.9616 | 62867.8512 | 6.0683
48217 | TX | SG | 2020 | 2375.5068 | 14123.0405 | 5.9453
48399 | TX | SG | 2020 | 2618.3184 | 5461.2477 | 2.0858
48147 | TX | WH | 2020 | 4492.0146 | 14641.9498 | 3.2596
48139 | TX | WH | 2020 | 8093.72 | 29283.8995 | 3.6181
48147 | TX | CO | 2020 | 3237.488 | 17933.2133 | 5.5392
48145 | TX | WH | 2020 | 4370.6088 | 12410.2771 | 2.8395
48013 | TX | CO | 2020 | 655.5913 | 2806.8273 | 4.2814
48215 | TX | SG | 2020 | 20841.329 | 65280.9606 | 3.1323
48055 | TX | SG | 2020 | 1537.8068 | 6045.4742 | 3.9312
48057 | TX | SG | 2020 | 2318.8508 | 10338.2689 | 4.4584
48157 | TX | CO | 2020 | 7972.3142 | 79124.5885 | 9.9249
48107 | TX | WH | 2020 | 3156.5508 | 4490.5608 | 1.4226
48111 | TX | WH | 2020 | 10157.6186 | 25745.8819 | 2.5346
48111 | TX | CO | 2020 | 29946.764 | 377334.113 | 12.6002
48321 | TX | SB | 2020 | 1618.744 | 3946.2504 | 2.4378
48195 | TX | SG | 2020 | 6232.1644 | 29973.3594 | 4.8095
48209 | TX | SG | 2020 | 234.7179 | 833.1578 | 3.5496
48409 | TX | SG | 2020 | 32577.223 | 190381.6342 | 5.844
48219 | TX | SG | 2020 | 29096.9234 | 63020.2581 | 2.1659
48469 | TX | SB | 2020 | 1246.4329 | 3238.6469 | 2.5983
48189 | TX | CO | 2020 | 7931.8456 | 70538.9991 | 8.8931
48195 | TX | CO | 2020 | 22136.3242 | 286093.175 | 12.9242
48011 | TX | WH | 2020 | 10440.8988 | 16574.2517 | 1.5874
48117 | TX | CO | 2020 | 11533.551 | 112349.2953 | 9.7411
48123 | TX | CO | 2020 | 1578.2754 | 9296.8216 | 5.8905
48179 | TX | SG | 2020 | 2403.8348 | 6756.7064 | 2.8108
48181 | TX | SG | 2020 | 1375.9324 | 6096.2765 | 4.4307
48187 | TX | SG | 2020 | 3723.1112 | 15621.7085 | 4.1959
48257 | TX | SB | 2020 | 2035.5706 | 2650.7916 | 1.3022
48491 | TX | SG | 2020 | 2128.6484 | 7772.7525 | 3.6515
48507 | TX | SG | 2020 | 1149.3082 | 5943.8696 | 5.1717
48393 | TX | WH | 2020 | 1052.1836 | 721.2113 | 0.68544
48187 | TX | CO | 2020 | 8498.406 | 47093.7358 | 5.5415
48171 | TX | WH | 2020 | 534.1855 | 1270.9648 | 2.3793
48147 | TX | SB | 2020 | 2577.8498 | 5089.3022 | 1.9742
48117 | TX | WH | 2020 | 39942.5082 | 79387.6718 | 1.9875
48121 | TX | WH | 2020 | 4208.7344 | 8028.5784 | 1.9076
48481 | TX | SG | 2020 | 5584.6668 | 45722.0736 | 8.1871
48381 | TX | SG | 2020 | 2812.5677 | 5283.4396 | 1.8785
48061 | TX | SG | 2020 | 17927.5898 | 73815.7477 | 4.1174
48481 | TX | SB | 2020 | 2537.3812 | 8572.8888 | 3.3786
48209 | TX | CO | 2020 | 1335.4638 | 9169.8159 | 6.8664
48085 | TX | CO | 2020 | 3330.5658 | 18720.649 | 5.6209
48089 | TX | CO | 2020 | 3925.4542 | 32157.8584 | 8.1921
48489 | TX | SG | 2020 | 31363.165 | 123627.4068 | 3.9418
48998 | TX | CO | 2020 | 157649.4782 | 1355756.0066 | 8.5998
48375 | TX | WH | 2020 | 2946.1141 | 4327.2677 | 1.4688
48381 | TX | WH | 2020 | 16956.3434 | 26807.2872 | 1.581
48399 | TX | WH | 2020 | 25292.875 | 55111.428 | 2.1789
48101 | TX | WH | 2020 | 1744.1967 | 1665.5898 | 0.95493
48157 | TX | SG | 2020 | 5787.0098 | 46179.2943 | 7.9798
48017 | TX | SG | 2020 | 9671.9954 | 13106.9944 | 1.3551
48171 | TX | SG | 2020 | 194.2493 | 701.0718 | 3.6091
48469 | TX | SG | 2020 | 2197.445 | 12954.5875 | 5.8953
48239 | TX | CO | 2020 | 32981.909 | 239939.2818 | 7.2749
48025 | TX | CO | 2020 | 6029.8214 | 26188.5877 | 4.3432
48251 | TX | CO | 2020 | 3516.7213 | 18796.8525 | 5.345
48255 | TX | CO | 2020 | 3844.517 | 17145.7776 | 4.4598
48027 | TX | CO | 2020 | 26102.247 | 154311.9984 | 5.9118
48273 | TX | CO | 2020 | 1254.5266 | 3921.9379 | 3.1262
48277 | TX | CO | 2020 | 5220.4494 | 26315.5935 | 5.0409
48279 | TX | CO | 2020 | 9348.2466 | 80724.8611 | 8.6353
48285 | TX | CO | 2020 | 768.9034 | 4846.5398 | 6.3032
48029 | TX | CO | 2020 | 2023.43 | 13691.2209 | 6.7663
48469 | TX | CO | 2020 | 14528.2274 | 83163.3716 | 5.7243
48231 | TX | SG | 2020 | 1703.7281 | 7467.9387 | 4.3833
48173 | TX | WH | 2020 | 922.6841 | 955.2648 | 1.0353
48179 | TX | WH | 2020 | 10886.0534 | 23731.9334 | 2.18
48215 | TX | CO | 2020 | 14690.1018 | 106684.8384 | 7.2624
48451 | TX | SG | 2020 | 9631.5268 | 15164.4877 | 1.5745
48463 | TX | SG | 2020 | 3427.6904 | 15113.6854 | 4.4093
48357 | TX | SG | 2020 | 19505.8652 | 59997.521 | 3.0759
48359 | TX | SG | 2020 | 1416.401 | 4241.9924 | 2.9949
48391 | TX | CO | 2020 | 2456.444 | 16764.7603 | 6.8248
48409 | TX | CO | 2020 | 10117.15 | 47754.1658 | 4.7201
48421 | TX | CO | 2020 | 31929.7254 | 410762.029 | 12.8646
48391 | TX | SG | 2020 | 10238.5558 | 64976.1468 | 6.3462
48303 | TX | WH | 2020 | 708.2005 | 800.1363 | 1.1298
48305 | TX | WH | 2020 | 1614.6971 | 1845.2123 | 1.1428
48307 | TX | WH | 2020 | 6394.0388 | 15104.6136 | 2.3623
48463 | TX | CO | 2020 | 5746.5412 | 48516.2003 | 8.4427
48473 | TX | CO | 2020 | 1056.2305 | 8306.1767 | 7.864
48065 | TX | SG | 2020 | 18089.4642 | 67211.4482 | 3.7155
48411 | TX | WH | 2020 | 2496.9126 | 5742.4747 | 2.2998
48481 | TX | RI | 2020 | 16754.0004 | 174995.7936 | 10.445
48089 | TX | RI | 2020 | 12100.1114 | 131677.7576 | 10.8824
48998 | TX | RI | 2020 | 27073.4934 | 213913.9872 | 7.9012
48357 | TX | WH | 2020 | 30108.6384 | 68800.8346 | 2.2851
48359 | TX | WH | 2020 | 7041.5364 | 11403.3029 | 1.6194
48097 | TX | CO | 2020 | 558.4667 | 2700.1425 | 4.8349
48217 | TX | WH | 2020 | 8903.092 | 27596.5373 | 3.0997
48303 | TX | SG | 2020 | 6434.5074 | 17399.7891 | 2.7041
48309 | TX | WH | 2020 | 6920.1306 | 21092.028 | 3.0479
48413 | TX | WH | 2020 | 607.029 | 971.5941 | 1.6006
48249 | TX | SG | 2020 | 13071.3578 | 32411.87 | 2.4796
48181 | TX | WH | 2020 | 4856.232 | 14260.9325 | 2.9366
48187 | TX | WH | 2020 | 1141.2145 | 2079.2657 | 1.822
48217 | TX | CO | 2020 | 24200.2228 | 152356.1097 | 6.2956
48219 | TX | CO | 2020 | 2925.8798 | 15240.6912 | 5.2089
48233 | TX | CO | 2020 | 7203.4108 | 97489.6214 | 13.5338
48197 | TX | WH | 2020 | 13111.8264 | 15077.3981 | 1.1499
48205 | TX | WH | 2020 | 10481.3674 | 23895.2266 | 2.2798
48207 | TX | WH | 2020 | 36057.5226 | 68392.6018 | 1.8968
48209 | TX | WH | 2020 | 222.5773 | 576.969 | 2.5922
48211 | TX | WH | 2020 | 671.7788 | 1118.5579 | 1.6651
48437 | TX | CO | 2020 | 1740.1498 | 16383.743 | 9.4151
48097 | TX | WH | 2020 | 3358.8938 | 8572.8888 | 2.5523
48231 | TX | WH | 2020 | 3771.6735 | 9933.6648 | 2.6338
48321 | TX | CO | 2020 | 16996.812 | 121519.1112 | 7.1495
48325 | TX | CO | 2020 | 10521.836 | 73104.5155 | 6.9479
48331 | TX | CO | 2020 | 12383.3916 | 71732.8532 | 5.7927
48341 | TX | CO | 2020 | 19020.242 | 216646.4254 | 11.3903
48349 | TX | CO | 2020 | 5139.5122 | 32767.4861 | 6.3756
48355 | TX | CO | 2020 | 12140.58 | 62334.427 | 5.1344
48357 | TX | CO | 2020 | 12140.58 | 152914.935 | 12.5954
48277 | TX | WH | 2020 | 1853.4619 | 5905.7678 | 3.1863
48279 | TX | WH | 2020 | 4775.2948 | 10341.8976 | 2.1657
48369 | TX | SG | 2020 | 5867.947 | 19381.079 | 3.3029
48293 | TX | WH | 2020 | 1452.8227 | 3157.0003 | 2.173
48029 | TX | SG | 2020 | 1238.3392 | 5562.8523 | 4.4922
48023 | TX | WH | 2020 | 23350.3822 | 45395.4874 | 1.9441
48305 | TX | CO | 2020 | 849.8406 | 3606.9636 | 4.2443
48309 | TX | CO | 2020 | 17239.6236 | 98683.4755 | 5.7242
48015 | TX | SG | 2020 | 311.6082 | 1315.7797 | 4.2225
48321 | TX | RI | 2020 | 4896.7006 | 57288.6696 | 11.6994
48051 | TX | CO | 2020 | 3682.6426 | 27915.866 | 7.5804
48057 | TX | CO | 2020 | 9914.807 | 73561.7362 | 7.4194
48061 | TX | CO | 2020 | 15539.9424 | 93730.2509 | 6.0316
48083 | TX | CO | 2020 | 1655.1657 | 2908.4319 | 1.7572
48279 | TX | SG | 2020 | 18939.3048 | 65509.571 | 3.4589
48369 | TX | WH | 2020 | 23188.5078 | 43980.2803 | 1.8966
48121 | TX | SG | 2020 | 2929.9266 | 8992.0078 | 3.069
48095 | TX | WH | 2020 | 9874.3384 | 18533.7691 | 1.877
48485 | TX | WH | 2020 | 14730.5704 | 19622.3899 | 1.3321
48049 | TX | WH | 2020 | 760.8097 | 1703.6916 | 2.2393
48309 | TX | SG | 2020 | 728.4348 | 3048.1382 | 4.1845
48421 | TX | SG | 2020 | 15013.8506 | 90783.7172 | 6.0467
48097 | TX | SB | 2020 | 275.1865 | 430.0052 | 1.5626
48025 | TX | SG | 2020 | 3763.5798 | 12243.3553 | 3.2531
48251 | TX | SG | 2020 | 967.1995 | 5410.4454 | 5.5939
48189 | TX | WH | 2020 | 17158.6864 | 34237.1242 | 1.9953
48193 | TX | WH | 2020 | 1294.9952 | 3265.8624 | 2.5219
48195 | TX | WH | 2020 | 35086.2762 | 68093.231 | 1.9407
48273 | TX | SG | 2020 | 16146.9714 | 76711.479 | 4.7508
48011 | TX | SG | 2020 | 6515.4446 | 19025.4628 | 2.9201
48111 | TX | SG | 2020 | 14851.9762 | 61801.0028 | 4.1611
48117 | TX | SG | 2020 | 11209.8022 | 56212.7494 | 5.0146
48463 | TX | WH | 2020 | 1679.4469 | 2939.2762 | 1.7501
48331 | TX | SG | 2020 | 2023.43 | 11201.908 | 5.5361
48487 | TX | WH | 2020 | 20558.0488 | 34971.9432 | 1.7011
48998 | TX | WH | 2020 | 65065.4151 | 135427.1491 | 2.0814
48341 | TX | SG | 2020 | 12747.609 | 71605.8475 | 5.6172
48233 | TX | WH | 2020 | 8498.406 | 18642.6312 | 2.1937
48321 | TX | SG | 2020 | 6070.29 | 46179.2943 | 7.6074
48325 | TX | SG | 2020 | 2383.6005 | 9474.6297 | 3.9749
48447 | TX | WH | 2020 | 10683.7104 | 26943.3648 | 2.5219
48349 | TX | SG | 2020 | 2355.2725 | 11278.1115 | 4.7885
48035 | TX | SG | 2020 | 202.343 | 459.7609 | 2.2722
48355 | TX | SG | 2020 | 48279.0398 | 229601.0129 | 4.7557
48045 | TX | WH | 2020 | 5179.9808 | 5715.2592 | 1.1033
48337 | TX | WH | 2020 | 1035.9962 | 1099.507 | 1.0613
48009 | TX | WH | 2020 | 11533.551 | 12491.9237 | 1.0831
48491 | TX | CO | 2020 | 36300.3342 | 199830.8628 | 5.5049
48099 | TX | WH | 2020 | 2832.802 | 7375.4059 | 2.6036
48451 | TX | WH | 2020 | 10117.15 | 19459.0968 | 1.9234
48239 | TX | RI | 2020 | 3399.3624 | 32023.5952 | 9.4205
48481 | TX | CO | 2020 | 36624.083 | 319775.1025 | 8.7313
48489 | TX | CO | 2020 | 5503.7296 | 25020.1347 | 4.546
48077 | TX | WH | 2020 | 6191.6958 | 9253.2768 | 1.4945
48507 | TX | CO | 2020 | 785.0908 | 7518.741 | 9.5769
48998 | TX | SB | 2020 | 31735.4761 | 69230.8398 | 2.1815
48341 | TX | WH | 2020 | 16227.9086 | 44388.5131 | 2.7353
48349 | TX | WH | 2020 | 1456.8696 | 3592.4486 | 2.4659
48251 | TX | WH | 2020 | 3043.2387 | 9852.0182 | 3.2373
48998 | TX | SG | 2020 | 161036.7 | 541392.5334 | 3.3619
48421 | TX | WH | 2020 | 15620.8796 | 41285.9438 | 2.643
48029 | TX | WH | 2020 | 586.7947 | 1118.5579 | 1.9062
48453 | TX | WH | 2020 | 384.4517 | 879.0613 | 2.2865
48087 | TX | WH | 2020 | 1375.9324 | 2378.6364 | 1.7287
48445 | TX | WH | 2020 | 3945.6885 | 5225.3798 | 1.3243
48491 | TX | WH | 2020 | 2743.7711 | 8790.613 | 3.2038
48253 | TX | WH | 2020 | 26264.1214 | 52988.6174 | 2.0175
48331 | TX | WH | 2020 | 2351.2257 | 5987.4144 | 2.5465
48081 | TX | WH | 2020 | 2148.8827 | 4218.4056 | 1.9631
48083 | TX | WH | 2020 | 6555.9132 | 12764.0789 | 1.947
48085 | TX | WH | 2020 | 2189.3513 | 6885.5266 | 3.145
48099 | TX | SG | 2020 | 1007.6681 | 4089.5855 | 4.0585
48027 | TX | WH | 2020 | 5139.5122 | 14124.8549 | 2.7483
48503 | TX | WH | 2020 | 7648.5654 | 16002.7258 | 2.0923
48507 | TX | WH | 2020 | 1189.7768 | 2558.2589 | 2.1502
48335 | TX | WH | 2020 | 2828.7551 | 4381.6987 | 1.549
48497 | TX | WH | 2020 | 1719.9155 | 3401.94 | 1.978
48275 | TX | WH | 2020 | 37231.112 | 73862.9213 | 1.9839
48437 | TX | WH | 2020 | 14892.4448 | 24847.7698 | 1.6685
48065 | TX | WH | 2020 | 17522.9038 | 34019.4 | 1.9414
48245 | TX | RI | 2020 | 8215.1258 | 52208.4392 | 6.3552
48059 | TX | WH | 2020 | 2893.5049 | 7810.8542 | 2.6994
48441 | TX | WH | 2020 | 9833.8698 | 17009.7 | 1.7297
48325 | TX | WH | 2020 | 1375.9324 | 4300.0522 | 3.1252
48069 | TX | WH | 2020 | 10319.493 | 20656.5797 | 2.0017
48075 | TX | WH | 2020 | 6717.7876 | 8219.087 | 1.2235
48095 | TX | SG | 2020 | 2488.8189 | 6731.3053 | 2.7046
48097 | TX | SG | 2020 | 2278.3822 | 9373.0251 | 4.1139
51183 | VA | WH | 2020 | 789.1377 | 3483.5866 | 4.4144
51069 | VA | WH | 2020 | 210.4367 | 974.3156 | 4.63
51093 | VA | WH | 2020 | 1436.6353 | 6667.8024 | 4.6413
51025 | VA | CO | 2020 | 643.4507 | 3670.4665 | 5.7043
51007 | VA | WH | 2020 | 424.9203 | 1156.6596 | 2.7221
51085 | VA | WH | 2020 | 2084.1329 | 6395.6472 | 3.0687
51800 | VA | WH | 2020 | 566.5604 | 2471.1692 | 4.3617
51019 | VA | WH | 2020 | 789.1377 | 2775.983 | 3.5177
51181 | VA | CO | 2020 | 3253.6754 | 28119.0753 | 8.6422
51081 | VA | WH | 2020 | 404.686 | 1551.2846 | 3.8333
51023 | VA | CO | 2020 | 671.7788 | 6959.9156 | 10.3604
51181 | VA | WH | 2020 | 748.6691 | 3129.7848 | 4.1805
51159 | VA | SB | 2020 | 5867.947 | 18397.6915 | 3.1353
51031 | VA | CO | 2020 | 853.8875 | 6553.4972 | 7.6749
51175 | VA | SB | 2020 | 7567.6282 | 18506.5536 | 2.4455
51193 | VA | CO | 2020 | 4653.889 | 41835.6973 | 8.9894
51137 | VA | SB | 2020 | 2035.5706 | 7402.6214 | 3.6366
51139 | VA | SB | 2020 | 238.7647 | 762.0346 | 3.1916
51183 | VA | CO | 2020 | 3342.7064 | 26544.2038 | 7.9409
51998 | VA | CO | 2020 | 33006.1902 | 232224.9519 | 7.0358
51107 | VA | WH | 2020 | 416.8266 | 1986.733 | 4.7663
51113 | VA | BA | 2020 | 80.9372 | 326.5862 | 4.0351
51147 | VA | SB | 2020 | 449.2015 | 1189.3182 | 2.6476
51097 | VA | CO | 2020 | 5099.0436 | 40108.419 | 7.8659
51998 | VA | WH | 2020 | 12901.3897 | 46465.0573 | 3.6016
51037 | VA | CO | 2020 | 914.5904 | 5867.6661 | 6.4156
51149 | VA | SB | 2020 | 3431.7373 | 8654.5354 | 2.5219
51015 | VA | SB | 2020 | 2229.8199 | 8028.5784 | 3.6006
51197 | VA | CO | 2020 | 1606.6034 | 17094.9753 | 10.6404
51133 | VA | CO | 2020 | 5220.4494 | 39854.4075 | 7.6343
51007 | VA | BA | 2020 | 84.9841 | 354.8904 | 4.176
51135 | VA | SB | 2020 | 1052.1836 | 3075.3538 | 2.9228
51177 | VA | SB | 2020 | 2076.0392 | 6967.1731 | 3.356
51067 | VA | WH | 2020 | 772.9503 | 3075.3538 | 3.9787
51165 | VA | SB | 2020 | 3035.145 | 11267.2253 | 3.7123
51193 | VA | WH | 2020 | 2610.2247 | 11757.1046 | 4.5043
51143 | VA | SB | 2020 | 2367.4131 | 5579.1816 | 2.3567
51036 | VA | CO | 2020 | 2577.8498 | 22276.8103 | 8.6416
51093 | VA | CO | 2020 | 5179.9808 | 35612.4151 | 6.875
51025 | VA | WH | 2020 | 263.0459 | 968.8725 | 3.6833
51810 | VA | CO | 2020 | 2606.1778 | 19406.4801 | 7.4463
51045 | VA | CO | 2020 | 174.015 | 1216.7152 | 6.992
51047 | VA | CO | 2020 | 3310.3315 | 28119.0753 | 8.4943
51139 | VA | BA | 2020 | 56.656 | 161.1159 | 2.8438
51143 | VA | BA | 2020 | 68.7966 | 239.4966 | 3.4812
51171 | VA | SB | 2020 | 1464.9633 | 5170.9488 | 3.5297
51015 | VA | BA | 2020 | 234.7179 | 755.5028 | 3.2188
51083 | VA | CO | 2020 | 959.1058 | 6477.2938 | 6.7535
51067 | VA | BA | 2020 | 121.4058 | 448.5118 | 3.6943
51015 | VA | WH | 2020 | 813.4189 | 3483.5866 | 4.2826
51800 | VA | CO | 2020 | 3775.7204 | 15037.482 | 3.9827
51081 | VA | CO | 2020 | 1031.9493 | 6909.1133 | 6.6952
51171 | VA | WH | 2020 | 453.2483 | 2122.8106 | 4.6835
51175 | VA | WH | 2020 | 352.0768 | 1404.3208 | 3.9887
51061 | VA | WH | 2020 | 833.6532 | 3646.8797 | 4.3746
51998 | VA | BA | 2020 | 1780.6184 | 5983.0599 | 3.3601
51131 | VA | CO | 2020 | 3265.816 | 20549.532 | 6.2923
51073 | VA | SB | 2020 | 2432.1629 | 6096.2765 | 2.5065
51001 | VA | WH | 2020 | 3561.2368 | 17009.7 | 4.7763
51139 | VA | CO | 2020 | 1108.8396 | 8280.7756 | 7.468
51031 | VA | WH | 2020 | 558.4667 | 1910.5295 | 3.421
51181 | VA | SB | 2020 | 5787.0098 | 13689.4066 | 2.3655
51193 | VA | SB | 2020 | 6920.1306 | 22153.4333 | 3.2013
51119 | VA | WH | 2020 | 1125.0271 | 5497.535 | 4.8866
51133 | VA | WH | 2020 | 2610.2247 | 12110.9064 | 4.6398
51057 | VA | WH | 2020 | 2715.4431 | 10124.1734 | 3.7284
51175 | VA | CO | 2020 | 6879.662 | 47931.9738 | 6.9672
51073 | VA | CO | 2020 | 1991.0551 | 15850.3188 | 7.9608
51053 | VA | SB | 2020 | 6636.8504 | 16683.1138 | 2.5137
51550 | VA | SB | 2020 | 8538.8746 | 21309.7522 | 2.4956
51159 | VA | WH | 2020 | 1800.8527 | 8028.5784 | 4.4582
51165 | VA | WH | 2020 | 1153.3551 | 4544.9918 | 3.9407
51067 | VA | SB | 2020 | 2711.3962 | 8654.5354 | 3.1919
51069 | VA | SB | 2020 | 477.5295 | 1932.3019 | 4.0465
51007 | VA | SB | 2020 | 3820.2358 | 11103.9322 | 2.9066
51117 | VA | WH | 2020 | 801.2783 | 3184.2158 | 3.9739
51800 | VA | SB | 2020 | 6636.8504 | 18914.7864 | 2.85
51137 | VA | CO | 2020 | 2585.9435 | 22048.1999 | 8.5262
51001 | VA | SB | 2020 | 13476.0438 | 37802.3573 | 2.8052
51165 | VA | BA | 2020 | 117.3589 | 302.6366 | 2.5787
51113 | VA | WH | 2020 | 311.6082 | 1303.6234 | 4.1835
51133 | VA | SB | 2020 | 6151.2272 | 18370.476 | 2.9865
51047 | VA | WH | 2020 | 776.9971 | 2966.4917 | 3.8179
51131 | VA | WH | 2020 | 3804.0484 | 18914.7864 | 4.9723
51165 | VA | CO | 2020 | 6839.1934 | 62944.0547 | 9.2034
51135 | VA | WH | 2020 | 97.1246 | 326.5862 | 3.3625
51137 | VA | WH | 2020 | 299.4676 | 1001.5311 | 3.3444
51139 | VA | WH | 2020 | 72.8435 | 312.9785 | 4.2966
51143 | VA | WH | 2020 | 1841.3213 | 5932.9834 | 3.2221
51057 | VA | SB | 2020 | 7324.8166 | 23405.3472 | 3.1953
51061 | VA | SB | 2020 | 4694.3576 | 15295.1222 | 3.2582
51177 | VA | WH | 2020 | 412.7797 | 1398.8777 | 3.3889
51007 | VA | CO | 2020 | 2298.6165 | 11532.123 | 5.017
51023 | VA | SB | 2020 | 437.0609 | 1262.8001 | 2.8893
51053 | VA | CO | 2020 | 2229.8199 | 10109.6585 | 4.5338
51101 | VA | WH | 2020 | 1760.3841 | 6803.88 | 3.865
51810 | VA | SB | 2020 | 3864.7513 | 9797.5872 | 2.5351
51101 | VA | SB | 2020 | 6758.2562 | 21500.2608 | 3.1813
51171 | VA | BA | 2020 | 121.4058 | 424.5621 | 3.497
51183 | VA | SB | 2020 | 7931.8456 | 20438.8555 | 2.5768
51131 | VA | SB | 2020 | 8417.4688 | 22071.7867 | 2.6221
51550 | VA | CO | 2020 | 2165.0701 | 17730.0041 | 8.1891
51163 | VA | CO | 2020 | 611.0759 | 5131.0327 | 8.3967
51169 | VA | CO | 2020 | 125.4527 | 972.8641 | 7.7548
51171 | VA | CO | 2020 | 4451.546 | 40870.4536 | 9.1812
51127 | VA | SB | 2020 | 1711.8218 | 4300.0522 | 2.512
51177 | VA | BA | 2020 | 109.2652 | 426.7394 | 3.9055
51036 | VA | WH | 2020 | 1173.5894 | 4517.7763 | 3.8495
51143 | VA | CO | 2020 | 1606.6034 | 9576.2343 | 5.9605
51119 | VA | CO | 2020 | 2310.7571 | 18669.8467 | 8.0795
51011 | VA | WH | 2020 | 133.5464 | 473.55 | 3.546
51127 | VA | CO | 2020 | 1659.2126 | 14783.4705 | 8.9099
51037 | VA | WH | 2020 | 728.4348 | 2400.4089 | 3.2953
51111 | VA | CO | 2020 | 967.1995 | 4236.9122 | 4.3806
51081 | VA | SB | 2020 | 3905.2199 | 8436.8112 | 2.1604
51093 | VA | SB | 2020 | 6394.0388 | 15403.9843 | 2.4091
51047 | VA | SB | 2020 | 3549.0962 | 13063.4496 | 3.6808
51097 | VA | SB | 2020 | 6798.7248 | 18942.0019 | 2.7861
51047 | VA | BA | 2020 | 56.656 | 178.5338 | 3.1512
51069 | VA | CO | 2020 | 1602.5566 | 13996.0348 | 8.7336
51109 | VA | SB | 2020 | 2347.1788 | 6395.6472 | 2.7248
51011 | VA | CO | 2020 | 534.1855 | 3772.0711 | 7.0614
51025 | VA | SB | 2020 | 4451.546 | 9715.9406 | 2.1826
51113 | VA | CO | 2020 | 2059.8517 | 19558.887 | 9.4953
51113 | VA | SB | 2020 | 2513.1001 | 9198.8458 | 3.6604
51115 | VA | SB | 2020 | 752.716 | 1736.3502 | 2.3068
51117 | VA | CO | 2020 | 1736.1029 | 11709.9311 | 6.745
51119 | VA | SB | 2020 | 2792.3334 | 7838.0698 | 2.807
51067 | VA | CO | 2020 | 2063.8986 | 15951.9235 | 7.729
51115 | VA | CO | 2020 | 242.8116 | 1800.9417 | 7.417
51011 | VA | SB | 2020 | 797.2314 | 2209.9002 | 2.772
51159 | VA | CO | 2020 | 4046.86 | 31624.4342 | 7.8146
51117 | VA | SB | 2020 | 7082.005 | 17281.8552 | 2.4402
51061 | VA | CO | 2020 | 3350.8001 | 30278.1732 | 9.0361
51015 | VA | CO | 2020 | 7203.4108 | 75568.4272 | 10.4906
51057 | VA | CO | 2020 | 6758.2562 | 40337.0294 | 5.9686
51031 | VA | SB | 2020 | 2047.7112 | 5824.1213 | 2.8442
51083 | VA | SB | 2020 | 4249.203 | 11947.6133 | 2.8117
51107 | VA | SB | 2020 | 1877.743 | 5551.9661 | 2.9567
51101 | VA | CO | 2020 | 4653.889 | 39447.9891 | 8.4763
51037 | VA | SB | 2020 | 2808.5208 | 7511.4835 | 2.6745
51111 | VA | SB | 2020 | 2278.3822 | 5660.8282 | 2.4846
51998 | VA | SB | 2020 | 21290.5305 | 62285.4391 | 2.9255
51033 | VA | SB | 2020 | 7729.5026 | 22452.804 | 2.9048
51105 | VA | CO | 2020 | 424.9203 | 3596.8031 | 8.4647
51147 | VA | CO | 2020 | 258.999 | 1783.1609 | 6.8848
51001 | VA | CO | 2020 | 8984.0292 | 70538.9991 | 7.8516
51036 | VA | SB | 2020 | 2950.1609 | 8273.5181 | 2.8044
51103 | VA | SB | 2020 | 2913.7392 | 9389.3544 | 3.2224
51041 | VA | SB | 2020 | 550.373 | 1205.6475 | 2.1906
53013 | WA | BA | 2020 | 1837.2744 | 8883.1457 | 4.835
53998 | WA | WH | 2020 | 7717.362 | 28374.9012 | 3.6768
53005 | WA | WH | 2020 | 37433.455 | 176519.8627 | 4.7156
53071 | WA | WH | 2020 | 77375.9632 | 435856.5528 | 5.633
53021 | WA | WH | 2020 | 25940.3726 | 94873.3027 | 3.6574
53063 | WA | WH | 2020 | 60945.7116 | 293682.6763 | 4.8188
53077 | WA | CO | 2020 | 2670.9276 | 36145.8393 | 13.5331
53017 | WA | WH | 2020 | 61107.586 | 184929.4584 | 3.0263
53998 | WA | CO | 2020 | 8417.4688 | 123932.2206 | 14.7232
53065 | WA | BA | 2020 | 303.5145 | 1001.5311 | 3.2998
53001 | WA | WH | 2020 | 115659.2588 | 525395.6136 | 4.5426
53077 | WA | WH | 2020 | 7065.8176 | 33202.9344 | 4.6991
53071 | WA | CO | 2020 | 2873.2706 | 36399.8508 | 12.6684
53025 | WA | WH | 2020 | 52973.3974 | 253322.0602 | 4.7821
53023 | WA | WH | 2020 | 36421.74 | 192876.3902 | 5.2956
53075 | WA | WH | 2020 | 224196.044 | 1300738.5629 | 5.8018
53063 | WA | BA | 2020 | 3682.6426 | 13912.5738 | 3.7779
53039 | WA | WH | 2020 | 19020.242 | 33529.5206 | 1.7628
53998 | WA | BA | 2020 | 4860.2789 | 26910.7062 | 5.5369
53003 | WA | WH | 2020 | 10311.3993 | 52253.7984 | 5.0676
53075 | WA | BA | 2020 | 13880.7298 | 70107.1795 | 5.0507
53005 | WA | CO | 2020 | 9793.4012 | 149231.768 | 15.238
53025 | WA | CO | 2020 | 10643.2418 | 146564.647 | 13.7707
53037 | WA | WH | 2020 | 319.7019 | 1997.6192 | 6.2484
53043 | WA | WH | 2020 | 148236.4818 | 674427.8011 | 4.5497
53043 | WA | BA | 2020 | 3358.8938 | 14391.567 | 4.2846
53013 | WA | WH | 2020 | 44029.8368 | 242463.0677 | 5.5068
55019 | WI | CO | 2020 | 17644.3096 | 185174.3981 | 10.4949
55023 | WI | CO | 2020 | 12828.5462 | 136480.3897 | 10.6388
55015 | WI | CO | 2020 | 8053.2514 | 83315.7786 | 10.3456
55017 | WI | CO | 2020 | 29339.735 | 300927.4477 | 10.2567
55021 | WI | CO | 2020 | 44717.803 | 508607.2665 | 11.3737
55001 | WI | CO | 2020 | 10117.15 | 79251.5942 | 7.8334
55131 | WI | CO | 2020 | 9064.9664 | 97286.4122 | 10.7321
55137 | WI | CO | 2020 | 11533.551 | 109885.3836 | 9.5275
55059 | WI | SB | 2020 | 9955.2756 | 35761.1933 | 3.5922
55005 | WI | SB | 2020 | 22460.073 | 74026.2144 | 3.2959
55015 | WI | WH | 2020 | 1691.5875 | 8790.613 | 5.1967
55135 | WI | CO | 2020 | 13597.4496 | 136048.5701 | 10.0054
55057 | WI | SB | 2020 | 10683.7104 | 32685.8395 | 3.0594
55055 | WI | SB | 2020 | 19424.928 | 71576.8176 | 3.6848
55045 | WI | SB | 2020 | 24483.503 | 95662.5528 | 3.9072
55141 | WI | WH | 2020 | 400.6391 | 1779.895 | 4.4426
55035 | WI | SB | 2020 | 11169.3336 | 36359.9347 | 3.2553
55133 | WI | CO | 2020 | 7567.6282 | 78946.7804 | 10.4322
55043 | WI | SB | 2020 | 29339.735 | 121979.9606 | 4.1575
55047 | WI | SB | 2020 | 7365.2852 | 23813.58 | 3.2332
55141 | WI | CO | 2020 | 9105.435 | 91952.1702 | 10.0986
55081 | WI | WH | 2020 | 72.8435 | 266.7121 | 3.6614
55129 | WI | CO | 2020 | 3176.7851 | 31522.8296 | 9.9229
55053 | WI | SB | 2020 | 12140.58 | 39271.9954 | 3.2348
55033 | WI | SB | 2020 | 24807.2518 | 71985.0504 | 2.9018
55013 | WI | CO | 2020 | 4532.4832 | 40819.6513 | 9.006
55101 | WI | CO | 2020 | 12707.1404 | 144126.1364 | 11.3421
55139 | WI | CO | 2020 | 14690.1018 | 138207.668 | 9.4082
55127 | WI | SB | 2020 | 21772.1068 | 80095.2754 | 3.6788
55039 | WI | SB | 2020 | 22298.1986 | 82326.948 | 3.6921
55061 | WI | CO | 2020 | 4492.0146 | 42851.7434 | 9.5395
55073 | WI | WH | 2020 | 416.8266 | 2117.3675 | 5.0797
55079 | WI | WH | 2020 | 89.0309 | 438.1699 | 4.9215
55067 | WI | CO | 2020 | 2007.2426 | 17526.7949 | 8.7318
55089 | WI | WH | 2020 | 829.6063 | 3674.0952 | 4.4287
55059 | WI | CO | 2020 | 8903.092 | 99293.1032 | 11.1527
55025 | WI | CO | 2020 | 56736.9772 | 668812.3322 | 11.7879
55075 | WI | WH | 2020 | 311.6082 | 1031.4682 | 3.3101
55049 | WI | SB | 2020 | 18048.9956 | 74053.4299 | 4.1029
55077 | WI | WH | 2020 | 242.8116 | 835.5165 | 3.441
55023 | WI | WH | 2020 | 222.5773 | 982.4803 | 4.4141
55103 | WI | CO | 2020 | 14528.2274 | 148825.3496 | 10.2439
55131 | WI | WH | 2020 | 1210.0111 | 5905.7678 | 4.8808
55061 | WI | SB | 2020 | 4856.232 | 15567.2774 | 3.2056
55133 | WI | WH | 2020 | 776.9971 | 3592.4486 | 4.6235
55063 | WI | CO | 2020 | 10683.7104 | 112654.1091 | 10.5445
55065 | WI | CO | 2020 | 49412.1606 | 632691.894 | 12.8044
55139 | WI | WH | 2020 | 1877.743 | 9008.3371 | 4.7974
55117 | WI | WH | 2020 | 2383.6005 | 10423.5442 | 4.373
55129 | WI | SB | 2020 | 3387.2218 | 10287.4666 | 3.0371
55019 | WI | WH | 2020 | 437.0609 | 1581.2217 | 3.6179
55021 | WI | WH | 2020 | 1930.3522 | 10260.251 | 5.3152
55135 | WI | WH | 2020 | 724.3879 | 2993.7072 | 4.1327
55127 | WI | CO | 2020 | 38809.3874 | 464053.6459 | 11.9573
55998 | WI | CO | 2020 | 744.6222 | 5616.1947 | 7.5423
55123 | WI | SB | 2020 | 13152.295 | 44497.3752 | 3.3832
55083 | WI | WH | 2020 | 615.1227 | 2528.3218 | 4.1103
55055 | WI | CO | 2020 | 31646.4452 | 343245.767 | 10.8463
55057 | WI | CO | 2020 | 14528.2274 | 142906.8812 | 9.8365
55071 | WI | WH | 2020 | 2743.7711 | 12274.1995 | 4.4735
55097 | WI | SB | 2020 | 6596.3818 | 21282.5366 | 3.2264
55099 | WI | SB | 2020 | 279.2333 | 702.1604 | 2.5146
55123 | WI | CO | 2020 | 20112.8942 | 222183.8765 | 11.0468
55029 | WI | SB | 2020 | 4734.8262 | 14070.4238 | 2.9717
55069 | WI | CO | 2020 | 1914.1648 | 16383.743 | 8.5592
55061 | WI | WH | 2020 | 1756.3372 | 8083.0094 | 4.6022
55087 | WI | WH | 2020 | 663.685 | 2830.4141 | 4.2647
55073 | WI | CO | 2020 | 34600.653 | 296025.0254 | 8.5555
55075 | WI | CO | 2020 | 7810.4398 | 69014.93 | 8.8362
55063 | WI | SB | 2020 | 6879.662 | 23840.7955 | 3.4654
55027 | WI | CO | 2020 | 48359.977 | 608179.7823 | 12.5761
55998 | WI | SB | 2020 | 752.716 | 1984.0114 | 2.6358
55007 | WI | CO | 2020 | 611.0759 | 4945.6043 | 8.0933
55073 | WI | SB | 2020 | 20719.9232 | 63112.7909 | 3.046
55117 | WI | CO | 2020 | 11371.6766 | 115143.422 | 10.1255
55043 | WI | CO | 2020 | 50100.1268 | 597485.8973 | 11.9258
55119 | WI | CO | 2020 | 10036.2128 | 92536.3967 | 9.2203
55121 | WI | CO | 2020 | 28489.8944 | 288988.9063 | 10.1436
55025 | WI | SB | 2020 | 32253.4742 | 119258.4086 | 3.6975
55027 | WI | SB | 2020 | 31160.822 | 124184.4178 | 3.9853
55109 | WI | SB | 2020 | 22905.2276 | 82326.948 | 3.5942
55053 | WI | CO | 2020 | 15985.097 | 164955.0811 | 10.3193
55009 | WI | SB | 2020 | 7001.0678 | 22888.2523 | 3.2693
55091 | WI | SB | 2020 | 7284.348 | 24439.537 | 3.3551
55067 | WI | WH | 2020 | 295.4208 | 938.9354 | 3.1783
55095 | WI | SB | 2020 | 15094.7878 | 49749.9706 | 3.2958
55117 | WI | SB | 2020 | 12140.58 | 43354.3234 | 3.571
55119 | WI | SB | 2020 | 9469.6524 | 31651.6498 | 3.3424
55121 | WI | SB | 2020 | 16389.783 | 49940.4792 | 3.047
55069 | WI | SB | 2020 | 2274.3353 | 6858.311 | 3.0155
55007 | WI | SB | 2020 | 477.5295 | 933.4923 | 1.9548
55033 | WI | CO | 2020 | 35248.1506 | 376546.6772 | 10.6827
55071 | WI | SB | 2020 | 9429.1838 | 33420.6586 | 3.5444
55071 | WI | CO | 2020 | 12545.266 | 123246.3895 | 9.8241
55013 | WI | SB | 2020 | 3573.3774 | 10124.1734 | 2.8332
55029 | WI | CO | 2020 | 8053.2514 | 62994.857 | 7.8223
55107 | WI | SB | 2020 | 6839.1934 | 19350.2347 | 2.8293
55009 | WI | CO | 2020 | 8781.6862 | 86821.1375 | 9.8866
55091 | WI | CO | 2020 | 8984.0292 | 94949.5062 | 10.5687
55103 | WI | WH | 2020 | 242.8116 | 895.3906 | 3.6876
55093 | WI | CO | 2020 | 28125.677 | 329071.9242 | 11.7001
55095 | WI | CO | 2020 | 20558.0488 | 219745.366 | 10.689
55097 | WI | CO | 2020 | 13354.638 | 123144.7849 | 9.2211
55099 | WI | CO | 2020 | 805.3251 | 6045.4742 | 7.5069
55089 | WI | SB | 2020 | 4937.1692 | 16764.7603 | 3.3956
55113 | WI | CO | 2020 | 2031.5237 | 18263.4283 | 8.99
55093 | WI | SB | 2020 | 19020.242 | 71767.3262 | 3.7732
55115 | WI | SB | 2020 | 10805.1162 | 32468.1154 | 3.0049
55065 | WI | SB | 2020 | 23755.0682 | 106575.9763 | 4.4865
55059 | WI | WH | 2020 | 853.8875 | 4000.6814 | 4.6853
55111 | WI | CO | 2020 | 27356.7736 | 290030.3535 | 10.6018
55019 | WI | SB | 2020 | 16511.1888 | 59193.756 | 3.5851
55131 | WI | SB | 2020 | 8336.5316 | 29937.072 | 3.5911
55105 | WI | CO | 2020 | 55927.6052 | 679074.3976 | 12.142
55067 | WI | SB | 2020 | 1634.9314 | 4626.6384 | 2.8299
55057 | WI | WH | 2020 | 283.2802 | 876.3397 | 3.0935
55035 | WI | CO | 2020 | 13921.1984 | 147225.077 | 10.5756
55115 | WI | CO | 2020 | 17361.0294 | 165742.5168 | 9.5468
55127 | WI | WH | 2020 | 1088.6053 | 5089.3022 | 4.6751
55021 | WI | SB | 2020 | 19222.585 | 65017.8773 | 3.3824
55023 | WI | SB | 2020 | 7891.377 | 25691.4509 | 3.2556
55055 | WI | WH | 2020 | 1691.5875 | 8845.044 | 5.2288
55083 | WI | CO | 2020 | 15823.2226 | 148672.9427 | 9.3959
55005 | WI | CO | 2020 | 26264.1214 | 273214.7909 | 10.4026
55075 | WI | SB | 2020 | 3107.9885 | 7974.1474 | 2.5657
55011 | WI | CO | 2020 | 18817.899 | 201862.9549 | 10.7272
55087 | WI | CO | 2020 | 20598.5174 | 224190.5676 | 10.8838
55089 | WI | CO | 2020 | 4050.9069 | 38584.3499 | 9.5249
55025 | WI | WH | 2020 | 3233.4411 | 18152.7518 | 5.6141
55047 | WI | CO | 2020 | 16713.5318 | 173515.2693 | 10.3817
55998 | WI | WH | 2020 | 5564.4325 | 20651.1366 | 3.7113
55081 | WI | CO | 2020 | 17887.1212 | 173134.252 | 9.6793
55049 | WI | CO | 2020 | 26345.0586 | 316676.162 | 12.0203
55141 | WI | SB | 2020 | 7486.691 | 26535.132 | 3.5443
55015 | WI | SB | 2020 | 9955.2756 | 35162.4518 | 3.532
55011 | WI | SB | 2020 | 12100.1114 | 42238.487 | 3.4908
55101 | WI | WH | 2020 | 1416.401 | 6749.449 | 4.7652
55077 | WI | SB | 2020 | 6029.8214 | 16955.269 | 2.8119
55077 | WI | CO | 2020 | 12059.6428 | 95533.7327 | 7.9218
55045 | WI | CO | 2020 | 37716.7352 | 459278.2293 | 12.177
55027 | WI | WH | 2020 | 3229.3943 | 17798.9501 | 5.5115
55107 | WI | CO | 2020 | 5260.918 | 44934.6379 | 8.5412
55111 | WI | WH | 2020 | 1044.0899 | 4245.6211 | 4.0663
55109 | WI | CO | 2020 | 32496.2858 | 372660.301 | 11.4678
55115 | WI | WH | 2020 | 582.7478 | 2228.9511 | 3.8249
55139 | WI | SB | 2020 | 15985.097 | 52362.6605 | 3.2757
55001 | WI | WH | 2020 | 210.4367 | 821.9087 | 3.9057
55111 | WI | SB | 2020 | 15054.3192 | 52036.0742 | 3.4566
55113 | WI | SB | 2020 | 1116.9334 | 3429.1555 | 3.0702
55087 | WI | SB | 2020 | 20234.3 | 70488.1968 | 3.4836
55039 | WI | WH | 2020 | 3800.0015 | 18724.2778 | 4.9274
55017 | WI | SB | 2020 | 22257.73 | 75033.1886 | 3.3711
55045 | WI | WH | 2020 | 1145.2614 | 5742.4747 | 5.0141
55047 | WI | WH | 2020 | 1023.8556 | 5361.4574 | 5.2365
55105 | WI | WH | 2020 | 2100.3203 | 9715.9406 | 4.6259
55079 | WI | CO | 2020 | 400.6391 | 4805.898 | 11.9956
55137 | WI | SB | 2020 | 7122.4736 | 21445.8298 | 3.011
55039 | WI | CO | 2020 | 27680.5224 | 308751.0026 | 11.1541
55133 | WI | SB | 2020 | 7082.005 | 22588.8816 | 3.1896
55005 | WI | WH | 2020 | 522.0449 | 2207.1787 | 4.2279
55135 | WI | SB | 2020 | 11169.3336 | 34400.4173 | 3.0799
55083 | WI | SB | 2020 | 9874.3384 | 30209.2272 | 3.0594
55081 | WI | SB | 2020 | 10643.2418 | 31923.805 | 2.9994
55103 | WI | SB | 2020 | 6717.7876 | 22099.0022 | 3.2896
55049 | WI | WH | 2020 | 230.671 | 1077.7346 | 4.6722
55043 | WI | WH | 2020 | 594.8884 | 2912.0606 | 4.8951
55101 | WI | SB | 2020 | 13435.5752 | 48334.7635 | 3.5975
55105 | WI | SB | 2020 | 36583.6144 | 140105.497 | 3.8297
55079 | WI | SB | 2020 | 878.1686 | 2993.7072 | 3.409
55001 | WI | SB | 2020 | 4775.2948 | 14478.6566 | 3.032
55029 | WI | WH | 2020 | 2035.5706 | 8300.7336 | 4.0778
56003 | WY | BA | 2020 | 7689.034 | 39799.9764 | 5.1762
56029 | WY | BA | 2020 | 6313.1016 | 36664.7485 | 5.8077
56023 | WY | BA | 2020 | 1849.415 | 6009.1868 | 3.2492
56998 | WY | BA | 2020 | 11262.4114 | 57566.2679 | 5.1114
1015 | AL | SB | 2021 | 1286.9015 | 3864.6038 | 3.003
1093 | AL | CO | 2021 | 1177.6363 | 8839.6009 | 7.5062
1105 | AL | SB | 2021 | 1987.0083 | 5225.3798 | 2.6298
1103 | AL | SB | 2021 | 3358.8938 | 9988.0958 | 2.9736
1019 | AL | SB | 2021 | 3027.0513 | 9171.6302 | 3.0299
1131 | AL | CO | 2021 | 781.044 | 6782.1076 | 8.6834
1119 | AL | SB | 2021 | 602.9821 | 1837.0476 | 3.0466
1039 | AL | CO | 2021 | 1618.744 | 11024.1 | 6.8103
1003 | AL | CO | 2021 | 3095.8479 | 29973.3594 | 9.6818
1127 | AL | CO | 2021 | 275.1865 | 2214.9805 | 8.049
1033 | AL | CO | 2021 | 8336.5316 | 91418.746 | 10.966
1095 | AL | CO | 2021 | 2776.146 | 27560.2499 | 9.9275
1079 | AL | SB | 2021 | 11938.237 | 41340.3749 | 3.4629
1015 | AL | CO | 2021 | 793.1846 | 7975.9617 | 10.0556
1009 | AL | CO | 2021 | 546.3261 | 5232.6373 | 9.5779
1125 | AL | CO | 2021 | 1019.8087 | 10744.6873 | 10.536
1071 | AL | SB | 2021 | 9388.7152 | 26643.9941 | 2.8379
1099 | AL | CO | 2021 | 1137.1677 | 13691.2209 | 12.0398
1003 | AL | SB | 2021 | 3427.6904 | 10205.82 | 2.9775
1083 | AL | SB | 2021 | 20638.986 | 63031.1443 | 3.054
1019 | AL | CO | 2021 | 1566.1348 | 17094.9753 | 10.9154
1021 | AL | CO | 2021 | 364.2174 | 3469.7974 | 9.5267
1009 | AL | SB | 2021 | 1286.9015 | 3674.0952 | 2.855
1077 | AL | SB | 2021 | 8619.8118 | 27351.5976 | 3.1731
1125 | AL | SB | 2021 | 1327.3701 | 4735.5005 | 3.5676
1071 | AL | CO | 2021 | 9671.9954 | 95000.3085 | 9.8222
1099 | AL | SB | 2021 | 562.5135 | 1856.0985 | 3.2997
1031 | AL | SB | 2021 | 522.0449 | 1088.6208 | 2.0853
1087 | AL | SB | 2021 | 202.343 | 419.119 | 2.0713
1089 | AL | SB | 2021 | 11452.6138 | 38210.5901 | 3.3364
1998 | AL | CO | 2021 | 33374.4544 | 287701.0679 | 8.6204
1083 | AL | CO | 2021 | 10683.7104 | 129418.8694 | 12.1137
1089 | AL | CO | 2021 | 12342.923 | 147428.2862 | 11.9444
1043 | AL | SB | 2021 | 3079.6605 | 10369.1131 | 3.367
1095 | AL | SB | 2021 | 2743.7711 | 8083.0094 | 2.9459
1077 | AL | CO | 2021 | 10359.9616 | 114584.5967 | 11.0603
1079 | AL | CO | 2021 | 12788.0776 | 148215.7219 | 11.5901
1005 | AL | CO | 2021 | 902.4498 | 10719.2861 | 11.878
1047 | AL | SB | 2021 | 3229.3943 | 12736.8634 | 3.944
1043 | AL | CO | 2021 | 1323.3232 | 14885.0751 | 11.2483
1998 | AL | SB | 2021 | 26992.5562 | 78802.5382 | 2.9194
1051 | AL | CO | 2021 | 1173.5894 | 10871.6931 | 9.2636
1049 | AL | SB | 2021 | 4168.2658 | 12573.5702 | 3.0165
1105 | AL | CO | 2021 | 2355.2725 | 22556.223 | 9.5769
1111 | AL | CO | 2021 | 311.6082 | 2743.3244 | 8.8038
1045 | AL | CO | 2021 | 748.6691 | 5740.6604 | 7.6678
1067 | AL | CO | 2021 | 1485.1976 | 15367.697 | 10.3472
1051 | AL | SB | 2021 | 404.686 | 1371.6622 | 3.3894
1055 | AL | SB | 2021 | 1116.9334 | 2609.9684 | 2.3367
1053 | AL | SB | 2021 | 1485.1976 | 5062.0867 | 3.4084
1057 | AL | SB | 2021 | 578.701 | 1581.2217 | 2.7324
1049 | AL | CO | 2021 | 5341.8552 | 54282.2618 | 10.1617
1057 | AL | CO | 2021 | 582.7478 | 4620.4695 | 7.9288
1047 | AL | CO | 2021 | 2565.7092 | 24766.1232 | 9.6527
4015 | AZ | WH | 2021 | 364.2174 | 1333.5605 | 3.6614
4013 | AZ | WH | 2021 | 2589.9904 | 16247.6654 | 6.2733
4027 | AZ | WH | 2021 | 11654.9568 | 76720.5509 | 6.5827
4021 | AZ | BA | 2021 | 3298.1909 | 24276.2438 | 7.3605
4021 | AZ | WH | 2021 | 4653.889 | 29147.8219 | 6.2631
4998 | AZ | BA | 2021 | 3176.7851 | 19268.5882 | 6.0654
4998 | AZ | WH | 2021 | 4613.4204 | 21064.8125 | 4.566
5077 | AR | RI | 2021 | 6070.29 | 51981.6432 | 8.5633
5079 | AR | RI | 2021 | 6920.1306 | 57470.1064 | 8.3048
5085 | AR | RI | 2021 | 28408.9572 | 252061.0744 | 8.8726
5998 | AR | RI | 2021 | 152335.951 | 1297772.0712 | 8.5191
5029 | AR | CO | 2021 | 1331.4169 | 13488.0117 | 10.1306
5003 | AR | CO | 2021 | 15742.2854 | 183777.3347 | 11.6741
5095 | AR | RI | 2021 | 13192.7636 | 109224.9536 | 8.2792
5069 | AR | RI | 2021 | 19627.271 | 165107.488 | 8.4121
5067 | AR | CO | 2021 | 7446.2224 | 85855.8938 | 11.5301
5069 | AR | CO | 2021 | 17361.0294 | 207044.79 | 11.9258
5071 | AR | CO | 2021 | 809.372 | 7188.526 | 8.8816
5035 | AR | CO | 2021 | 8660.2804 | 102138.0322 | 11.7938
5037 | AR | CO | 2021 | 9631.5268 | 117353.3222 | 12.1843
5041 | AR | CO | 2021 | 14973.382 | 174810.7281 | 11.6748
5043 | AR | CO | 2021 | 6960.5992 | 79505.6058 | 11.4222
5037 | AR | RI | 2021 | 27033.0248 | 228701.0864 | 8.4601
5041 | AR | RI | 2021 | 7810.4398 | 60237.0176 | 7.7124
5067 | AR | RI | 2021 | 38809.3874 | 311436.2672 | 8.0248
5069 | AR | WH | 2021 | 2326.9445 | 8464.0267 | 3.6374
5007 | AR | WH | 2021 | 250.9053 | 596.0199 | 2.3755
5075 | AR | WH | 2021 | 445.1546 | 1426.0932 | 3.2036
5077 | AR | WH | 2021 | 2958.2547 | 11566.596 | 3.9099
5083 | AR | WH | 2021 | 898.4029 | 2748.7675 | 3.0596
5095 | AR | WH | 2021 | 1578.2754 | 6259.5696 | 3.9661
5998 | AR | WH | 2021 | 42496.0769 | 165843.2142 | 3.9026
5147 | AR | RI | 2021 | 22095.8556 | 189692.1744 | 8.585
5017 | AR | RI | 2021 | 7243.8794 | 60962.7648 | 8.4158
5021 | AR | RI | 2021 | 27801.9282 | 257277.3824 | 9.2539
5073 | AR | CO | 2021 | 5301.3866 | 50218.0775 | 9.4726
5077 | AR | CO | 2021 | 21893.5126 | 256145.2168 | 11.6996
5079 | AR | CO | 2021 | 8215.1258 | 93171.4255 | 11.3414
5083 | AR | CO | 2021 | 829.6063 | 8407.7813 | 10.1347
5085 | AR | CO | 2021 | 17522.9038 | 208746.6671 | 11.9128
5095 | AR | CO | 2021 | 12909.4834 | 140823.9867 | 10.9086
5998 | AR | CO | 2021 | 80844.1222 | 926837.2342 | 11.4645
5107 | AR | SB | 2021 | 78711.427 | 310991.747 | 3.951
5111 | AR | SB | 2021 | 74381.2868 | 271121.0102 | 3.645
5117 | AR | SB | 2021 | 40913.7546 | 152706.2827 | 3.7324
5119 | AR | SB | 2021 | 6596.3818 | 17227.4242 | 2.6116
5123 | AR | SB | 2021 | 56008.5424 | 195489.0802 | 3.4903
5145 | AR | SB | 2021 | 12869.0148 | 39625.7971 | 3.0792
5147 | AR | SB | 2021 | 46943.576 | 152787.9293 | 3.2547
5149 | AR | SB | 2021 | 2658.787 | 6831.0955 | 2.5693
5017 | AR | SB | 2021 | 65963.818 | 244858.0334 | 3.712
5021 | AR | SB | 2021 | 42249.2184 | 124919.2368 | 2.9567
5003 | AR | RI | 2021 | 3630.0334 | 32023.5952 | 8.8218
5035 | AR | RI | 2021 | 12383.3916 | 105777.6544 | 8.5419
5037 | AR | WH | 2021 | 2711.3962 | 12410.2771 | 4.5771
5001 | AR | SB | 2021 | 67744.4364 | 270739.993 | 3.9965
5067 | AR | SB | 2021 | 42532.4986 | 133873.1429 | 3.1475
5111 | AR | WH | 2021 | 2589.9904 | 10532.4062 | 4.0666
5145 | AR | WH | 2021 | 1651.1189 | 6286.7851 | 3.8076
5029 | AR | SB | 2021 | 5867.947 | 12981.803 | 2.2123
5003 | AR | SB | 2021 | 18372.7444 | 78707.2838 | 4.2839
5035 | AR | SB | 2021 | 85591.089 | 300894.7891 | 3.5155
5037 | AR | SB | 2021 | 61188.5232 | 219329.8757 | 3.5845
5041 | AR | SB | 2021 | 61755.0836 | 216526.6771 | 3.5062
5043 | AR | SB | 2021 | 11169.3336 | 44034.7114 | 3.9425
5045 | AR | SB | 2021 | 2970.3952 | 6640.5869 | 2.2356
5149 | AR | CO | 2021 | 1513.5256 | 14935.8774 | 9.8683
5017 | AR | CO | 2021 | 14487.7588 | 165412.3018 | 11.4174
5033 | AR | WH | 2021 | 772.9503 | 2748.7675 | 3.5562
5001 | AR | CO | 2021 | 21610.2324 | 257796.2916 | 11.9294
5107 | AR | CO | 2021 | 18089.4642 | 211769.4042 | 11.7068
5111 | AR | CO | 2021 | 12707.1404 | 140849.3878 | 11.0843
5117 | AR | CO | 2021 | 10400.4302 | 123373.3953 | 11.8623
5123 | AR | CO | 2021 | 14164.01 | 159062.0138 | 11.23
5145 | AR | CO | 2021 | 2691.1619 | 31294.2193 | 11.6285
5147 | AR | CO | 2021 | 9793.4012 | 119258.4086 | 12.1774
5069 | AR | SB | 2021 | 36866.8946 | 141384.6264 | 3.835
5007 | AR | SB | 2021 | 242.8116 | 672.2233 | 2.7685
5077 | AR | SB | 2021 | 44313.117 | 159292.4386 | 3.5947
5079 | AR | SB | 2021 | 26183.1842 | 93703.0354 | 3.5787
5083 | AR | SB | 2021 | 2246.0073 | 5334.2419 | 2.375
5085 | AR | SB | 2021 | 36988.3004 | 118169.7878 | 3.1948
5095 | AR | SB | 2021 | 32981.909 | 100017.036 | 3.0325
5998 | AR | SB | 2021 | 249747.918 | 826761.2312 | 3.3104
5001 | AR | RI | 2021 | 28206.6142 | 251244.6088 | 8.9073
5111 | AR | RI | 2021 | 39618.7594 | 336383.8272 | 8.4905
5117 | AR | RI | 2021 | 22217.2614 | 201621.644 | 9.075
5123 | AR | RI | 2021 | 14730.5704 | 119929.7248 | 8.1416
5145 | AR | RI | 2021 | 2630.459 | 24267.172 | 9.2255
6101 | CA | CO | 2021 | 870.0749 | 9703.2401 | 11.1522
6011 | CA | CO | 2021 | 582.7478 | 7137.7237 | 12.2484
6025 | CA | WH | 2021 | 6313.1016 | 46756.2634 | 7.4062
6113 | CA | RI | 2021 | 7203.4108 | 72030.4096 | 9.9995
6101 | CA | RI | 2021 | 32374.88 | 322594.6304 | 9.9643
6115 | CA | RI | 2021 | 14083.0728 | 144106.1784 | 10.2326
6011 | CA | RI | 2021 | 40751.8802 | 410591.4784 | 10.0754
6113 | CA | WH | 2021 | 4896.7006 | 25691.4509 | 5.2467
6019 | CA | WH | 2021 | 1108.8396 | 8273.5181 | 7.4614
6029 | CA | WH | 2021 | 1299.0421 | 8953.9061 | 6.8927
6011 | CA | WH | 2021 | 1311.1826 | 3946.2504 | 3.0097
6998 | CA | CO | 2021 | 11768.2689 | 119715.6294 | 10.1727
6007 | CA | RI | 2021 | 32091.5998 | 337699.244 | 10.523
6998 | CA | WH | 2021 | 19497.7715 | 105724.1305 | 5.4224
6093 | CA | BA | 2021 | 1100.7459 | 3614.2211 | 3.2834
6031 | CA | WH | 2021 | 5341.8552 | 32195.9602 | 6.0271
6067 | CA | RI | 2021 | 3399.3624 | 32613.2648 | 9.5939
6998 | CA | RI | 2021 | 6434.5074 | 62641.0552 | 9.7352
6998 | CA | BA | 2021 | 1906.0711 | 8883.1457 | 4.6604
6021 | CA | RI | 2021 | 24726.3146 | 253285.7728 | 10.2436
6067 | CA | WH | 2021 | 343.9831 | 1804.389 | 5.2456
6077 | CA | RI | 2021 | 2832.802 | 26988.724 | 9.5272
6077 | CA | WH | 2021 | 1792.759 | 10858.9925 | 6.0571
6067 | CA | CO | 2021 | 2780.1928 | 48363.7934 | 17.3958
6047 | CA | WH | 2021 | 2610.2247 | 16519.8206 | 6.3289
6077 | CA | CO | 2021 | 2966.3484 | 41048.2616 | 13.838
6079 | CA | BA | 2021 | 2254.101 | 5334.2419 | 2.3665
6029 | CA | CO | 2021 | 1266.6672 | 12802.1806 | 10.107
8998 | CO | WH | 2021 | 104611.331 | 291214.2287 | 2.7838
8061 | CO | CO | 2021 | 10481.3674 | 25782.1693 | 2.4598
8021 | CO | BA | 2021 | 1857.5087 | 12127.2357 | 6.5288
8029 | CO | CO | 2021 | 1335.4638 | 18085.6202 | 13.5426
8121 | CO | WH | 2021 | 96315.268 | 255853.1035 | 2.6564
8123 | CO | BA | 2021 | 2104.3672 | 9754.0424 | 4.6351
8039 | CO | CO | 2021 | 1699.6812 | 2816.9878 | 1.6574
8077 | CO | WH | 2021 | 687.9662 | 5415.8885 | 7.8723
8087 | CO | WH | 2021 | 16592.126 | 42619.5043 | 2.5687
8003 | CO | BA | 2021 | 2954.2078 | 19007.3192 | 6.434
8001 | CO | CO | 2021 | 9995.7442 | 25477.3555 | 2.5488
8123 | CO | WH | 2021 | 20638.986 | 36223.8571 | 1.7551
8125 | CO | WH | 2021 | 45729.518 | 165769.7323 | 3.625
8001 | CO | SG | 2021 | 3375.0812 | 4191.1901 | 1.2418
8121 | CO | CO | 2021 | 44394.0542 | 130130.1017 | 2.9313
8017 | CO | CO | 2021 | 27235.3678 | 115727.6485 | 4.2492
8998 | CO | SG | 2021 | 26935.9002 | 56873.1793 | 2.1114
8073 | CO | WH | 2021 | 54430.267 | 106875.347 | 1.9635
8011 | CO | CO | 2021 | 1788.7121 | 20803.5435 | 11.6305
8017 | CO | WH | 2021 | 51597.465 | 111583.632 | 2.1626
8123 | CO | CO | 2021 | 31686.9138 | 335523.8168 | 10.5887
8009 | CO | WH | 2021 | 85793.432 | 136485.8328 | 1.5909
8075 | CO | WH | 2021 | 39659.228 | 119748.288 | 3.0194
8101 | CO | CO | 2021 | 1889.8836 | 24258.1002 | 12.8358
8125 | CO | CO | 2021 | 82151.258 | 967199.6647 | 11.7734
8077 | CO | CO | 2021 | 1040.043 | 14478.6566 | 13.9212
8039 | CO | WH | 2021 | 9914.807 | 25065.4939 | 2.5281
8001 | CO | WH | 2021 | 46134.204 | 87797.2675 | 1.9031
8009 | CO | SG | 2021 | 28692.2374 | 90783.7172 | 3.1641
8115 | CO | WH | 2021 | 18615.556 | 50076.5568 | 2.69
8099 | CO | SG | 2021 | 17846.6526 | 54561.6745 | 3.0572
8998 | CO | BA | 2021 | 4212.7813 | 14761.698 | 3.504
8061 | CO | SG | 2021 | 44272.6484 | 79759.6173 | 1.8016
8087 | CO | CO | 2021 | 20719.9232 | 251014.1841 | 12.1146
8063 | CO | CO | 2021 | 78347.2096 | 523720.9519 | 6.6846
8075 | CO | CO | 2021 | 34438.7786 | 332882.097 | 9.6659
8063 | CO | SG | 2021 | 6758.2562 | 13615.0175 | 2.0146
8005 | CO | WH | 2021 | 12747.609 | 14696.3808 | 1.1529
8109 | CO | BA | 2021 | 4249.203 | 31874.817 | 7.5014
8125 | CO | SG | 2021 | 7041.5364 | 25578.9601 | 3.6326
8998 | CO | CO | 2021 | 65372.9764 | 569877.3852 | 8.7173
8105 | CO | BA | 2021 | 3642.174 | 26061.582 | 7.1555
8073 | CO | CO | 2021 | 7284.348 | 17374.388 | 2.3852
8063 | CO | WH | 2021 | 105623.046 | 339731.3362 | 3.2165
8061 | CO | WH | 2021 | 48967.006 | 102085.4155 | 2.0848
8017 | CO | SG | 2021 | 26952.0876 | 50573.6936 | 1.8764
8095 | CO | CO | 2021 | 41480.315 | 360340.7423 | 8.687
8033 | CO | WH | 2021 | 2751.8648 | 1869.7062 | 0.67943
10003 | DE | CO | 2021 | 6920.1306 | 77930.7343 | 11.2615
10001 | DE | SB | 2021 | 24038.3484 | 87307.3882 | 3.632
10003 | DE | SB | 2021 | 8457.9374 | 26671.2096 | 3.1534
10005 | DE | CO | 2021 | 38849.856 | 444520.16 | 11.442
10005 | DE | SB | 2021 | 29420.6722 | 98384.1048 | 3.344
10001 | DE | CO | 2021 | 21812.5754 | 258075.7043 | 11.8315
13107 | GA | CO | 2021 | 1327.3701 | 11633.7276 | 8.7645
13011 | GA | CO | 2021 | 117.3589 | 1112.5705 | 9.4801
13277 | GA | CO | 2021 | 1363.7918 | 16510.7488 | 12.1065
13119 | GA | CO | 2021 | 190.2024 | 1803.4818 | 9.4819
13273 | GA | CO | 2021 | 7122.4736 | 89539.0608 | 12.5713
13275 | GA | CO | 2021 | 1299.0421 | 11278.1115 | 8.6819
13175 | GA | CO | 2021 | 2156.9764 | 22759.4322 | 10.5515
13185 | GA | CO | 2021 | 412.7797 | 4516.3248 | 10.9412
13019 | GA | CO | 2021 | 3387.2218 | 35942.6301 | 10.6112
13177 | GA | CO | 2021 | 5503.7296 | 68049.6862 | 12.3643
13017 | GA | CO | 2021 | 1517.5725 | 21819.5896 | 14.378
13129 | GA | CO | 2021 | 1432.5884 | 13538.814 | 9.4506
13167 | GA | CO | 2021 | 870.0749 | 8890.4032 | 10.218
13197 | GA | SB | 2021 | 509.9044 | 1374.3838 | 2.6954
13007 | GA | CO | 2021 | 4370.6088 | 55425.3137 | 12.6814
13071 | GA | CO | 2021 | 2302.6633 | 29592.3421 | 12.8514
13193 | GA | CO | 2021 | 3172.7382 | 43029.5515 | 13.5623
13201 | GA | CO | 2021 | 7891.377 | 93806.4543 | 11.8872
13251 | GA | CO | 2021 | 2986.5827 | 33656.5264 | 11.2692
13163 | GA | CO | 2021 | 6029.8214 | 77422.7113 | 12.84
13193 | GA | SB | 2021 | 2395.7411 | 7593.1301 | 3.1694
13321 | GA | CO | 2021 | 2569.7561 | 29541.5398 | 11.4959
13295 | GA | SB | 2021 | 627.2633 | 1785.3381 | 2.8462
13055 | GA | CO | 2021 | 542.2792 | 5740.6604 | 10.5862
13069 | GA | CO | 2021 | 2881.3643 | 31040.2077 | 10.7727
13205 | GA | CO | 2021 | 5341.8552 | 65560.3733 | 12.273
13147 | GA | CO | 2021 | 1023.8556 | 12268.7564 | 11.9829
13033 | GA | CO | 2021 | 8741.2176 | 111663.4642 | 12.7744
13267 | GA | CO | 2021 | 2326.9445 | 24588.3151 | 10.5668
13033 | GA | SB | 2021 | 942.9184 | 2607.2468 | 2.7651
13229 | GA | CO | 2021 | 3832.3764 | 40133.8202 | 10.4723
13023 | GA | CO | 2021 | 2007.2426 | 24766.1232 | 12.3384
13155 | GA | CO | 2021 | 4370.6088 | 50726.1005 | 11.6062
13025 | GA | CO | 2021 | 380.4048 | 2667.121 | 7.0113
13998 | GA | SB | 2021 | 36433.8806 | 115314.8798 | 3.165
13253 | GA | CO | 2021 | 4896.7006 | 63680.6881 | 13.0048
13037 | GA | CO | 2021 | 4127.7972 | 58448.0508 | 14.1596
13043 | GA | CO | 2021 | 263.0459 | 1386.9029 | 5.2725
13045 | GA | CO | 2021 | 113.3121 | 1033.8269 | 9.1237
13279 | GA | CO | 2021 | 1748.2435 | 19431.8813 | 11.1151
13005 | GA | SB | 2021 | 76.8903 | 190.5086 | 2.4777
13175 | GA | SB | 2021 | 2751.8648 | 7565.9146 | 2.7494
13177 | GA | SB | 2021 | 509.9044 | 1379.8269 | 2.7061
13185 | GA | SB | 2021 | 315.6551 | 783.807 | 2.4831
13261 | GA | CO | 2021 | 7850.9084 | 97388.0168 | 12.4047
13115 | GA | SB | 2021 | 708.2005 | 2032.9993 | 2.8707
13087 | GA | CO | 2021 | 4856.232 | 59895.9164 | 12.3338
13055 | GA | SB | 2021 | 352.0768 | 1115.8363 | 3.1693
13015 | GA | CO | 2021 | 797.2314 | 9068.2113 | 11.3746
13273 | GA | SB | 2021 | 930.7778 | 2830.4141 | 3.0409
13279 | GA | SB | 2021 | 590.8416 | 1695.5269 | 2.8697
13105 | GA | SB | 2021 | 667.7319 | 2150.0261 | 3.2199
13243 | GA | CO | 2021 | 4492.0146 | 54079.0526 | 12.0389
13075 | GA | SB | 2021 | 315.6551 | 1036.9113 | 3.285
13107 | GA | SB | 2021 | 866.028 | 2114.6459 | 2.4418
13313 | GA | CO | 2021 | 258.999 | 2260.7025 | 8.7286
13315 | GA | CO | 2021 | 857.9343 | 9855.647 | 11.4876
13091 | GA | CO | 2021 | 1023.8556 | 13056.1921 | 12.752
13289 | GA | CO | 2021 | 275.1865 | 2844.929 | 10.3382
13167 | GA | SB | 2021 | 785.0908 | 3075.3538 | 3.9172
13027 | GA | SB | 2021 | 2634.5059 | 8627.3198 | 3.2747
13275 | GA | SB | 2021 | 291.3739 | 1053.2406 | 3.6147
13163 | GA | SB | 2021 | 1926.3054 | 4681.0694 | 2.4301
13998 | GA | CO | 2021 | 46186.8132 | 455325.8101 | 9.8584
13003 | GA | CO | 2021 | 1294.9952 | 12827.5818 | 9.9055
13031 | GA | CO | 2021 | 1497.3382 | 14935.8774 | 9.975
13099 | GA | CO | 2021 | 4937.1692 | 62156.6189 | 12.5895
13299 | GA | CO | 2021 | 764.8565 | 6604.2995 | 8.6347
13291 | GA | CO | 2021 | 109.2652 | 1021.1263 | 9.3454
13303 | GA | CO | 2021 | 2084.1329 | 26112.3843 | 12.5291
13297 | GA | CO | 2021 | 129.4995 | 571.5259 | 4.4133
16023 | ID | BA | 2021 | 2383.6005 | 13150.5393 | 5.5171
16019 | ID | BA | 2021 | 22824.2904 | 102961.7553 | 4.5111
16021 | ID | BA | 2021 | 574.6541 | 1855.0098 | 3.228
16037 | ID | BA | 2021 | 1072.4179 | 7402.6214 | 6.9027
16041 | ID | BA | 2021 | 1760.3841 | 6727.6765 | 3.8217
16051 | ID | BA | 2021 | 19951.0198 | 114457.5909 | 5.7369
16053 | ID | BA | 2021 | 8903.092 | 64446.3514 | 7.2386
16011 | ID | BA | 2021 | 7041.5364 | 44176.2321 | 6.2737
16013 | ID | BA | 2021 | 4451.546 | 23405.3472 | 5.2578
16007 | ID | BA | 2021 | 1772.5247 | 5443.104 | 3.0708
16077 | ID | BA | 2021 | 1618.744 | 5051.2005 | 3.1204
16061 | ID | BA | 2021 | 1902.0242 | 3723.0831 | 1.9574
16065 | ID | BA | 2021 | 16268.3772 | 87111.4364 | 5.3546
16998 | ID | BA | 2021 | 61512.272 | 273343.9739 | 4.4437
16019 | ID | WH | 2021 | 23957.4112 | 97485.9926 | 4.0691
16021 | ID | WH | 2021 | 3439.831 | 14478.6566 | 4.2091
16027 | ID | WH | 2021 | 10898.194 | 79360.4563 | 7.282
16029 | ID | WH | 2021 | 11209.8022 | 20656.5797 | 1.8427
16031 | ID | WH | 2021 | 20638.986 | 127205.3405 | 6.1634
16035 | ID | WH | 2021 | 768.9034 | 1270.9648 | 1.653
16043 | ID | WH | 2021 | 1902.0242 | 12383.0616 | 6.5105
16045 | ID | WH | 2021 | 607.029 | 4762.716 | 7.8459
16047 | ID | WH | 2021 | 813.4189 | 6803.88 | 8.3645
16049 | ID | WH | 2021 | 33305.6578 | 89049.1814 | 2.6737
16067 | ID | BA | 2021 | 15539.9424 | 111975.5355 | 7.2057
16069 | ID | BA | 2021 | 1011.715 | 2329.6485 | 2.3027
16057 | ID | WH | 2021 | 39011.7304 | 123449.5987 | 3.1644
16061 | ID | WH | 2021 | 32981.909 | 85184.5776 | 2.5828
16063 | ID | WH | 2021 | 3318.4252 | 23759.149 | 7.1598
16025 | ID | BA | 2021 | 3095.8479 | 5007.6557 | 1.6175
16027 | ID | BA | 2021 | 226.6242 | 1332.4719 | 5.8797
16029 | ID | BA | 2021 | 22541.0102 | 38624.266 | 1.7135
16011 | ID | WH | 2021 | 49047.9432 | 375574.176 | 7.6573
16071 | ID | WH | 2021 | 6474.976 | 7838.0698 | 1.2105
16073 | ID | WH | 2021 | 4208.7344 | 36006.133 | 8.5551
16075 | ID | WH | 2021 | 1497.3382 | 12192.553 | 8.1428
16077 | ID | WH | 2021 | 20638.986 | 61915.308 | 2.9999
16083 | ID | WH | 2021 | 10052.4002 | 92532.768 | 9.205
16087 | ID | WH | 2021 | 1574.2285 | 8006.806 | 5.0862
16009 | ID | WH | 2021 | 9449.4181 | 24847.7698 | 2.6296
16998 | ID | WH | 2021 | 87221.9736 | 345313.2393 | 3.959
16039 | ID | CO | 2021 | 4289.6716 | 57940.0277 | 13.5069
16045 | ID | CO | 2021 | 1189.7768 | 17069.5741 | 14.3469
16047 | ID | CO | 2021 | 4653.889 | 59057.6784 | 12.69
16063 | ID | CO | 2021 | 1011.715 | 13361.006 | 13.2063
16073 | ID | CO | 2021 | 7041.5364 | 95762.343 | 13.5996
16075 | ID | CO | 2021 | 841.7469 | 10744.6873 | 12.7647
16083 | ID | CO | 2021 | 5665.604 | 76203.456 | 13.4502
16051 | ID | WH | 2021 | 9671.9954 | 70488.1968 | 7.2879
16053 | ID | WH | 2021 | 2569.7561 | 24330.6749 | 9.4681
16067 | ID | WH | 2021 | 8033.0171 | 64119.7651 | 7.982
16065 | ID | WH | 2021 | 19303.5222 | 109705.7611 | 5.6832
16027 | ID | CO | 2021 | 5948.8842 | 77956.1355 | 13.1043
16069 | ID | WH | 2021 | 41197.0348 | 137492.807 | 3.3374
16001 | ID | CO | 2021 | 1987.0083 | 28144.4764 | 14.1642
16083 | ID | BA | 2021 | 7891.377 | 56347.0126 | 7.1403
16998 | ID | CO | 2021 | 13909.0578 | 177198.4364 | 12.7398
16001 | ID | WH | 2021 | 1477.1039 | 12029.2598 | 8.1438
17015 | IL | CO | 2021 | 50747.6244 | 652987.4145 | 12.8673
17147 | IL | CO | 2021 | 49533.5664 | 661623.8061 | 13.3571
17119 | IL | CO | 2021 | 42127.8126 | 549477.7201 | 13.0431
17117 | IL | CO | 2021 | 70698.6442 | 875095.0876 | 12.3778
17133 | IL | CO | 2021 | 20517.5802 | 238262.8058 | 11.6126
17013 | IL | CO | 2021 | 7931.8456 | 90250.2931 | 11.3782
17121 | IL | CO | 2021 | 31808.3196 | 402506.6546 | 12.6541
17129 | IL | CO | 2021 | 30513.3244 | 384954.4586 | 12.6159
17135 | IL | CO | 2021 | 62321.644 | 830084.2462 | 13.3194
17059 | IL | CO | 2021 | 24038.3484 | 289242.9178 | 12.0326
17055 | IL | CO | 2021 | 15337.5994 | 171076.7587 | 11.1541
17057 | IL | CO | 2021 | 52325.8998 | 634215.9631 | 12.1205
17139 | IL | CO | 2021 | 32779.566 | 456357.0968 | 13.922
17061 | IL | CO | 2021 | 42492.03 | 523822.5565 | 12.3275
17007 | IL | CO | 2021 | 29987.2326 | 376445.0726 | 12.5535
17073 | IL | CO | 2021 | 90852.007 | 1154761.7711 | 12.7104
17075 | IL | CO | 2021 | 127071.404 | 1548936.8478 | 12.1895
17077 | IL | CO | 2021 | 13111.8264 | 149130.1634 | 11.3737
17123 | IL | CO | 2021 | 37716.7352 | 507794.4296 | 13.4634
17141 | IL | CO | 2021 | 86400.461 | 1064028.8561 | 12.3151
17089 | IL | CO | 2021 | 28732.706 | 372431.6906 | 12.9619
17009 | IL | CO | 2021 | 15216.1936 | 170949.753 | 11.2347
17091 | IL | CO | 2021 | 70132.0838 | 840778.1312 | 11.9885
17093 | IL | CO | 2021 | 28125.677 | 373549.3413 | 13.2814
17125 | IL | CO | 2021 | 47064.9818 | 583159.6476 | 12.3905
17143 | IL | CO | 2021 | 40954.2232 | 552678.2652 | 13.495
17113 | IL | SB | 2021 | 122822.201 | 556829.5392 | 4.5336
17115 | IL | SB | 2021 | 58355.7212 | 291968.0986 | 5.0032
17117 | IL | SB | 2021 | 68877.5572 | 327947.016 | 4.7613
17153 | IL | CO | 2021 | 6636.8504 | 78489.5597 | 11.8263
17155 | IL | CO | 2021 | 12869.0148 | 161805.3382 | 12.5732
17097 | IL | CO | 2021 | 2553.5687 | 26315.5935 | 10.3054
17069 | IL | CO | 2021 | 437.0609 | 4826.2189 | 11.0424
17161 | IL | CO | 2021 | 26952.0876 | 349011.8285 | 12.9493
17163 | IL | CO | 2021 | 36866.8946 | 460497.4846 | 12.4908
17165 | IL | CO | 2021 | 19667.7396 | 236764.1378 | 12.0382
17167 | IL | CO | 2021 | 77295.026 | 1046197.2474 | 13.5351
17169 | IL | CO | 2021 | 24159.7542 | 275831.1096 | 11.417
17081 | IL | CO | 2021 | 20517.5802 | 224088.9629 | 10.9218
17085 | IL | CO | 2021 | 38526.1072 | 483383.9226 | 12.5469
17175 | IL | CO | 2021 | 34398.31 | 468956.0682 | 13.6331
17177 | IL | CO | 2021 | 62321.644 | 793709.7965 | 12.7357
17179 | IL | CO | 2021 | 57101.1946 | 734017.0893 | 12.8547
17181 | IL | CO | 2021 | 4653.889 | 47830.3692 | 10.2775
17183 | IL | CO | 2021 | 85186.403 | 1052801.5469 | 12.3588
17185 | IL | CO | 2021 | 19424.928 | 229092.9899 | 11.7938
17189 | IL | CO | 2021 | 40751.8802 | 520520.4068 | 12.7729
17019 | IL | CO | 2021 | 106027.732 | 1480099.7259 | 13.9596
17193 | IL | CO | 2021 | 37838.141 | 458846.4097 | 12.1266
17195 | IL | CO | 2021 | 86400.461 | 1098752.2309 | 12.717
17197 | IL | CO | 2021 | 35612.368 | 419347.6184 | 11.7753
17201 | IL | CO | 2021 | 34034.0926 | 418280.77 | 12.2901
17203 | IL | CO | 2021 | 46943.576 | 648821.6255 | 13.8213
17021 | IL | CO | 2021 | 76121.4366 | 1044469.9691 | 13.7211
17023 | IL | CO | 2021 | 36219.397 | 466492.1565 | 12.8796
17025 | IL | CO | 2021 | 29906.2954 | 394200.4779 | 13.1812
17027 | IL | CO | 2021 | 37271.5806 | 487549.7115 | 13.081
17029 | IL | CO | 2021 | 46741.233 | 645443.2723 | 13.8089
17017 | IL | CO | 2021 | 31970.194 | 423411.8027 | 13.244
17171 | IL | CO | 2021 | 19910.5512 | 237068.9516 | 11.9067
17173 | IL | CO | 2021 | 65721.0064 | 858025.5134 | 13.0556
17039 | IL | CO | 2021 | 40063.914 | 526083.2591 | 13.1311
17045 | IL | CO | 2021 | 64304.6054 | 839127.0563 | 13.0493
17047 | IL | CO | 2021 | 17280.0922 | 202599.5884 | 11.7245
17049 | IL | CO | 2021 | 34519.7158 | 461081.7111 | 13.3571
17005 | IL | CO | 2021 | 28854.1118 | 374362.1782 | 12.9743
17051 | IL | CO | 2021 | 45729.518 | 594742.5729 | 13.0057
17053 | IL | CO | 2021 | 53944.6438 | 673816.3591 | 12.4909
17153 | IL | WH | 2021 | 2136.7421 | 11621.027 | 5.4387
17101 | IL | SB | 2021 | 33224.7206 | 134961.7637 | 4.0621
17103 | IL | SB | 2021 | 56777.4458 | 258111.9917 | 4.546
17105 | IL | SB | 2021 | 114930.824 | 510127.7069 | 4.4386
17011 | IL | SB | 2021 | 67016.0016 | 299261.8579 | 4.4655
17173 | IL | WH | 2021 | 3476.2527 | 16492.6051 | 4.7444
17175 | IL | WH | 2021 | 222.5773 | 1311.7881 | 5.8936
17177 | IL | WH | 2021 | 1396.1667 | 7783.6387 | 5.575
17179 | IL | WH | 2021 | 1258.5735 | 6994.3886 | 5.5574
17181 | IL | WH | 2021 | 772.9503 | 3429.1555 | 4.4365
17119 | IL | SB | 2021 | 46417.4842 | 190426.9934 | 4.1025
17121 | IL | SB | 2021 | 40711.4116 | 164545.0339 | 4.0417
17157 | IL | CO | 2021 | 26264.1214 | 306134.6839 | 11.656
17189 | IL | WH | 2021 | 23148.0392 | 129355.3666 | 5.5882
17191 | IL | WH | 2021 | 7810.4398 | 41748.6077 | 5.3452
17193 | IL | WH | 2021 | 2322.8976 | 10750.1304 | 4.6279
17201 | IL | WH | 2021 | 1363.7918 | 6885.5266 | 5.0488
17203 | IL | WH | 2021 | 1582.3223 | 8355.1646 | 5.2803
17023 | IL | WH | 2021 | 1744.1967 | 10233.0355 | 5.8669
17025 | IL | WH | 2021 | 5948.8842 | 31243.417 | 5.252
17027 | IL | WH | 2021 | 13071.3578 | 76393.9646 | 5.8444
17033 | IL | WH | 2021 | 2407.8817 | 12600.7858 | 5.2331
17035 | IL | WH | 2021 | 1169.5425 | 6749.449 | 5.771
17037 | IL | WH | 2021 | 2407.8817 | 12764.0789 | 5.301
17047 | IL | WH | 2021 | 2225.773 | 12301.415 | 5.5268
17049 | IL | WH | 2021 | 3014.9107 | 18125.5363 | 6.012
17005 | IL | WH | 2021 | 5422.7924 | 29855.4254 | 5.5055
17051 | IL | WH | 2021 | 5018.1064 | 24657.2611 | 4.9137
17055 | IL | WH | 2021 | 7648.5654 | 36577.6589 | 4.7823
17059 | IL | WH | 2021 | 1764.431 | 11376.0874 | 6.4475
17061 | IL | WH | 2021 | 1027.9024 | 5660.8282 | 5.5072
17031 | IL | CO | 2021 | 1157.402 | 12370.361 | 10.688
17033 | IL | CO | 2021 | 33305.6578 | 424377.0465 | 12.7419
17037 | IL | CO | 2021 | 76849.8714 | 977766.5439 | 12.7231
17117 | IL | WH | 2021 | 3933.5479 | 20166.7003 | 5.1268
17119 | IL | WH | 2021 | 6717.7876 | 36822.5986 | 5.4814
17121 | IL | WH | 2021 | 6839.1934 | 35325.745 | 5.1652
17125 | IL | WH | 2021 | 1112.8865 | 5932.9834 | 5.3312
17129 | IL | WH | 2021 | 477.5295 | 2830.4141 | 5.9272
17013 | IL | WH | 2021 | 809.372 | 3864.6038 | 4.7748
17133 | IL | WH | 2021 | 9550.5896 | 47926.5307 | 5.0182
17135 | IL | WH | 2021 | 4127.7972 | 22643.3126 | 5.4856
17141 | IL | WH | 2021 | 1699.6812 | 10614.0528 | 6.2447
17143 | IL | WH | 2021 | 441.1077 | 2335.0916 | 5.2937
17145 | IL | WH | 2021 | 12221.5172 | 63793.1789 | 5.2197
17147 | IL | WH | 2021 | 477.5295 | 2650.7916 | 5.5511
17149 | IL | WH | 2021 | 922.6841 | 4789.9315 | 5.1913
17015 | IL | WH | 2021 | 517.9981 | 2604.5253 | 5.0281
17051 | IL | SB | 2021 | 60055.4024 | 256451.845 | 4.2703
17053 | IL | SB | 2021 | 54349.3298 | 243796.6282 | 4.4857
17157 | IL | WH | 2021 | 14042.6042 | 80557.9392 | 5.7367
17159 | IL | WH | 2021 | 3978.0634 | 21418.6142 | 5.3842
17163 | IL | WH | 2021 | 8134.1886 | 45232.1942 | 5.5608
17169 | IL | WH | 2021 | 623.2164 | 3157.0003 | 5.0657
17007 | IL | SB | 2021 | 17684.7782 | 82299.7325 | 4.6537
17071 | IL | SB | 2021 | 24443.0344 | 109488.037 | 4.4793
17073 | IL | SB | 2021 | 69403.649 | 317850.0581 | 4.5797
17075 | IL | SB | 2021 | 116751.911 | 454608.0461 | 3.8938
17183 | IL | WH | 2021 | 1885.8368 | 11566.596 | 6.1334
17185 | IL | WH | 2021 | 1691.5875 | 7892.5008 | 4.6657
17187 | IL | WH | 2021 | 76.8903 | 340.194 | 4.4244
17125 | IL | SB | 2021 | 37919.0782 | 164980.4822 | 4.3509
17127 | IL | SB | 2021 | 14285.4158 | 50430.3586 | 3.5302
17129 | IL | SB | 2021 | 26628.3388 | 118904.6069 | 4.4653
17133 | IL | SB | 2021 | 33022.3776 | 125028.0989 | 3.7862
17139 | IL | SB | 2021 | 34236.4356 | 166695.06 | 4.8689
17141 | IL | SB | 2021 | 46134.204 | 191733.3384 | 4.156
17143 | IL | SB | 2021 | 34762.5274 | 162939.3182 | 4.6872
17145 | IL | SB | 2021 | 36785.9574 | 131614.2547 | 3.5778
17147 | IL | SB | 2021 | 47955.291 | 249294.1632 | 5.1985
17015 | IL | SB | 2021 | 19667.7396 | 90736.5437 | 4.6135
17153 | IL | SB | 2021 | 17239.6236 | 65861.5584 | 3.8204
17155 | IL | SB | 2021 | 10319.493 | 43163.8147 | 4.1827
17157 | IL | SB | 2021 | 45527.175 | 169307.7499 | 3.7188
17161 | IL | SB | 2021 | 20315.2372 | 88259.9314 | 4.3445
17163 | IL | SB | 2021 | 44920.146 | 180057.8803 | 4.0084
17165 | IL | SB | 2021 | 22986.1648 | 91525.7938 | 3.9818
17167 | IL | SB | 2021 | 73531.4462 | 356550.5275 | 4.849
17169 | IL | SB | 2021 | 24564.4402 | 104398.7347 | 4.25
17017 | IL | SB | 2021 | 24888.189 | 114495.6926 | 4.6004
17171 | IL | SB | 2021 | 21205.5464 | 92559.9835 | 4.3649
17173 | IL | SB | 2021 | 72398.3254 | 327674.8608 | 4.526
17067 | IL | WH | 2021 | 1177.6363 | 6640.5869 | 5.6389
17007 | IL | WH | 2021 | 1404.2604 | 6667.8024 | 4.7483
17081 | IL | WH | 2021 | 6839.1934 | 26535.132 | 3.8799
17083 | IL | WH | 2021 | 1214.058 | 6640.5869 | 5.4697
17089 | IL | WH | 2021 | 1003.6213 | 4926.0091 | 4.9082
17009 | IL | WH | 2021 | 250.9053 | 1170.2674 | 4.6642
17091 | IL | WH | 2021 | 2148.8827 | 12954.5875 | 6.0285
17095 | IL | WH | 2021 | 368.2643 | 1769.0088 | 4.8036
17097 | IL | WH | 2021 | 186.1556 | 1015.1389 | 5.4532
17099 | IL | WH | 2021 | 1703.7281 | 9933.6648 | 5.8305
17998 | IL | WH | 2021 | 29760.6084 | 154676.6864 | 5.1974
17101 | IL | CO | 2021 | 30270.5128 | 363084.0667 | 11.9946
17103 | IL | CO | 2021 | 91256.693 | 1136422.1393 | 12.453
17105 | IL | CO | 2021 | 115942.539 | 1517337.8147 | 13.087
17063 | IL | CO | 2021 | 41156.5662 | 520266.3953 | 12.6412
17067 | IL | CO | 2021 | 65721.0064 | 828737.9852 | 12.6099
17113 | IL | CO | 2021 | 126666.718 | 1635326.1658 | 12.9105
17115 | IL | CO | 2021 | 53904.1752 | 748089.3276 | 13.8781
17045 | IL | SB | 2021 | 63616.6392 | 302908.7376 | 4.7615
17047 | IL | SB | 2021 | 20234.3 | 85864.9656 | 4.2435
17049 | IL | SB | 2021 | 38283.2956 | 166586.1979 | 4.3514
17005 | IL | SB | 2021 | 32820.0346 | 143480.2214 | 4.3717
17998 | IL | SB | 2021 | 1001387.4133 | 4419664.3704 | 4.4135
17055 | IL | SB | 2021 | 33022.3776 | 118360.2965 | 3.5842
17057 | IL | SB | 2021 | 51395.122 | 226405.9109 | 4.4052
17059 | IL | SB | 2021 | 29744.421 | 125028.0989 | 4.2034
17095 | IL | CO | 2021 | 62523.987 | 777427.6581 | 12.4341
17063 | IL | SB | 2021 | 36017.054 | 144133.3939 | 4.0018
17998 | IL | CO | 2021 | 804374.1279 | 9862479.8859 | 12.2611
17067 | IL | SB | 2021 | 63778.5136 | 288647.8051 | 4.5258
17069 | IL | SB | 2021 | 2982.5358 | 10151.389 | 3.4036
17021 | IL | SB | 2021 | 71993.6394 | 344711.7763 | 4.7881
17023 | IL | SB | 2021 | 39537.8222 | 174152.1125 | 4.4047
17025 | IL | SB | 2021 | 42087.344 | 167565.9566 | 3.9814
17027 | IL | SB | 2021 | 43179.9962 | 184684.5187 | 4.2771
17077 | IL | SB | 2021 | 35167.2134 | 118006.4947 | 3.3556
17085 | IL | SB | 2021 | 18008.527 | 71032.5072 | 3.9444
17087 | IL | SB | 2021 | 9348.2466 | 27542.1062 | 2.9462
17089 | IL | SB | 2021 | 23755.0682 | 108154.4765 | 4.5529
17009 | IL | SB | 2021 | 14083.0728 | 56254.4798 | 3.9945
17091 | IL | SB | 2021 | 55563.3878 | 230542.6699 | 4.1492
17093 | IL | SB | 2021 | 25090.532 | 111883.0027 | 4.4592
17095 | IL | SB | 2021 | 51759.3394 | 238081.369 | 4.5998
17097 | IL | SB | 2021 | 4208.7344 | 14233.717 | 3.3819
17001 | IL | WH | 2021 | 2436.2097 | 10423.5442 | 4.2786
17105 | IL | WH | 2021 | 2541.4281 | 14886.8894 | 5.8577
17107 | IL | WH | 2021 | 590.8416 | 3538.0176 | 5.9881
17011 | IL | WH | 2021 | 1072.4179 | 6395.6472 | 5.9638
17111 | IL | WH | 2021 | 1728.0092 | 7783.6387 | 4.5044
17115 | IL | WH | 2021 | 772.9503 | 4517.7763 | 5.8448
17175 | IL | SB | 2021 | 27073.4934 | 127640.7888 | 4.7146
17177 | IL | SB | 2021 | 31605.9766 | 137084.5742 | 4.3373
17179 | IL | SB | 2021 | 48724.1944 | 231985.0925 | 4.7612
17107 | IL | CO | 2021 | 66813.6586 | 878575.0454 | 13.1496
17011 | IL | CO | 2021 | 100362.128 | 1281945.3391 | 12.7732
17033 | IL | SB | 2021 | 36705.0202 | 160462.7059 | 4.3717
17037 | IL | SB | 2021 | 50545.2814 | 217207.0651 | 4.2973
17019 | IL | SB | 2021 | 106432.418 | 538976.1581 | 5.064
17193 | IL | SB | 2021 | 49250.2862 | 209994.9523 | 4.2638
17181 | IL | SB | 2021 | 13840.2612 | 41422.0214 | 2.9929
17073 | IL | WH | 2021 | 420.8734 | 2250.7235 | 5.3477
17075 | IL | WH | 2021 | 2606.1778 | 14015.9928 | 5.378
17077 | IL | WH | 2021 | 7162.9422 | 33230.1499 | 4.6392
17079 | IL | WH | 2021 | 2824.7083 | 15812.2171 | 5.5978
17189 | IL | SB | 2021 | 60783.8372 | 239959.2398 | 3.9477
17039 | IL | SB | 2021 | 41965.9382 | 199544.1926 | 4.7549
17195 | IL | SB | 2021 | 38364.2328 | 172872.983 | 4.5061
17203 | IL | SB | 2021 | 48562.32 | 222405.2294 | 4.5798
17185 | IL | SB | 2021 | 21812.5754 | 89185.259 | 4.0887
17003 | IL | SB | 2021 | 15256.6622 | 60010.2216 | 3.9334
17031 | IL | SB | 2021 | 2286.4759 | 7048.8197 | 3.0828
17081 | IL | SB | 2021 | 41318.4406 | 132539.5824 | 3.2078
17183 | IL | SB | 2021 | 85793.432 | 388882.5653 | 4.5328
17197 | IL | SB | 2021 | 42775.3102 | 168001.405 | 3.9275
17201 | IL | SB | 2021 | 21974.4498 | 84095.9568 | 3.827
18113 | IN | SB | 2021 | 24159.7542 | 92614.4146 | 3.8334
18111 | IN | SB | 2021 | 30513.3244 | 113488.7184 | 3.7193
18079 | IN | CO | 2021 | 13880.7298 | 149765.1922 | 10.7894
18115 | IN | SB | 2021 | 1331.4169 | 3782.9573 | 2.8413
18155 | IN | SB | 2021 | 3804.0484 | 12546.3547 | 3.2982
18003 | IN | CO | 2021 | 28732.706 | 355997.1453 | 12.39
18095 | IN | SB | 2021 | 38728.4502 | 170341.9397 | 4.3984
18077 | IN | CO | 2021 | 8174.6572 | 87532.3698 | 10.7078
18147 | IN | SB | 2021 | 26547.4016 | 107120.2867 | 4.0351
18101 | IN | SB | 2021 | 5948.8842 | 26018.0371 | 4.3736
18151 | IN | SB | 2021 | 14811.5076 | 55682.9539 | 3.7594
18153 | IN | SB | 2021 | 29137.392 | 121299.5726 | 4.163
18107 | IN | SB | 2021 | 49978.721 | 218513.4101 | 4.3721
18157 | IN | SB | 2021 | 37595.3294 | 148678.3858 | 3.9547
18011 | IN | SB | 2021 | 39902.0396 | 168246.3446 | 4.2165
18029 | IN | CO | 2021 | 2626.4121 | 25832.9716 | 9.8358
18091 | IN | SB | 2021 | 36664.5516 | 135614.9362 | 3.6988
18117 | IN | SB | 2021 | 10602.7732 | 46429.6771 | 4.379
18119 | IN | SB | 2021 | 11290.7394 | 42075.1939 | 3.7265
18021 | IN | CO | 2021 | 24523.9716 | 299708.1924 | 12.221
18023 | IN | CO | 2021 | 41885.001 | 552881.4744 | 13.2
18145 | IN | SB | 2021 | 39497.3536 | 150882.8429 | 3.8201
18009 | IN | SB | 2021 | 18534.6188 | 77781.9562 | 4.1966
18183 | IN | CO | 2021 | 23471.788 | 295237.5897 | 12.5784
18019 | IN | CO | 2021 | 6596.3818 | 74857.1949 | 11.3482
18083 | IN | SB | 2021 | 46093.7354 | 208307.5901 | 4.5192
18109 | IN | SB | 2021 | 16956.3434 | 68419.8173 | 4.0351
18027 | IN | CO | 2021 | 32172.537 | 436899.8144 | 13.5799
18087 | IN | SB | 2021 | 13556.981 | 53342.4192 | 3.9347
18161 | IN | SB | 2021 | 12788.0776 | 52117.7208 | 4.0755
18163 | IN | SB | 2021 | 11857.2998 | 58458.937 | 4.9302
18165 | IN | SB | 2021 | 15944.6284 | 69045.7742 | 4.3303
18093 | IN | SB | 2021 | 10683.7104 | 37366.909 | 3.4976
18153 | IN | CO | 2021 | 27316.305 | 332297.8705 | 12.1648
18097 | IN | SB | 2021 | 3314.3783 | 10477.9752 | 3.1614
18099 | IN | SB | 2021 | 26628.3388 | 103500.6226 | 3.8869
18085 | IN | SB | 2021 | 33265.1892 | 127069.2629 | 3.8199
18159 | IN | SB | 2021 | 28813.6432 | 134090.867 | 4.6537
18179 | IN | CO | 2021 | 31079.8848 | 427044.1674 | 13.7402
18077 | IN | SB | 2021 | 15904.1598 | 53260.7726 | 3.3489
18091 | IN | WH | 2021 | 1173.5894 | 5932.9834 | 5.0554
18095 | IN | WH | 2021 | 793.1846 | 4463.3453 | 5.6271
18143 | IN | SB | 2021 | 8336.5316 | 27514.8907 | 3.3005
18047 | IN | SB | 2021 | 15823.2226 | 56934.8678 | 3.5982
18079 | IN | SB | 2021 | 22055.387 | 78462.3442 | 3.5575
18167 | IN | SB | 2021 | 22621.9474 | 88858.6728 | 3.928
18081 | IN | SB | 2021 | 19222.585 | 74978.7576 | 3.9006
18155 | IN | CO | 2021 | 2415.9754 | 26391.7969 | 10.9239
18121 | IN | SB | 2021 | 25252.4064 | 100017.036 | 3.9607
18145 | IN | CO | 2021 | 35005.339 | 415486.6433 | 11.8692
18073 | IN | SB | 2021 | 37231.112 | 145711.8941 | 3.9137
18133 | IN | CO | 2021 | 27316.305 | 336565.264 | 12.321
18087 | IN | WH | 2021 | 675.8256 | 4082.328 | 6.0405
18105 | IN | SB | 2021 | 3257.7223 | 10722.9149 | 3.2915
18141 | IN | CO | 2021 | 26911.619 | 275348.4877 | 10.2316
18143 | IN | CO | 2021 | 5341.8552 | 57000.1851 | 10.6705
18127 | IN | SB | 2021 | 21488.8266 | 87443.4658 | 4.0693
18147 | IN | CO | 2021 | 22743.3532 | 268236.1651 | 11.794
18151 | IN | CO | 2021 | 16025.5656 | 177046.0294 | 11.0477
18089 | IN | WH | 2021 | 607.029 | 3538.0176 | 5.8284
18053 | IN | WH | 2021 | 659.6382 | 3755.7418 | 5.6936
18157 | IN | CO | 2021 | 36381.2714 | 473147.2583 | 13.0052
18998 | IN | SB | 2021 | 469512.6503 | 1871230.2931 | 3.9855
18159 | IN | CO | 2021 | 28287.5514 | 399204.5048 | 14.1124
18141 | IN | SB | 2021 | 21246.015 | 79306.0253 | 3.7327
18135 | IN | CO | 2021 | 40873.286 | 525930.8522 | 12.8673
18099 | IN | WH | 2021 | 776.9971 | 4463.3453 | 5.7444
18998 | IN | WH | 2021 | 39974.8831 | 224669.5607 | 5.6203
18083 | IN | WH | 2021 | 4694.3576 | 27950.339 | 5.954
18031 | IN | CO | 2021 | 28773.1746 | 336463.6594 | 11.6937
18033 | IN | CO | 2021 | 17361.0294 | 194953.8416 | 11.2294
18035 | IN | CO | 2021 | 25778.4982 | 323940.8915 | 12.5663
18055 | IN | WH | 2021 | 194.2493 | 1080.4561 | 5.5622
18161 | IN | CO | 2021 | 13152.295 | 171559.3806 | 13.0441
18013 | IN | SB | 2021 | 922.6841 | 3374.7245 | 3.6575
18133 | IN | SB | 2021 | 27113.962 | 107229.1488 | 3.9548
18183 | IN | SB | 2021 | 25292.875 | 104943.0451 | 4.1491
18137 | IN | SB | 2021 | 25211.9378 | 88668.1642 | 3.5169
18139 | IN | SB | 2021 | 40590.0058 | 164871.6202 | 4.0619
18177 | IN | CO | 2021 | 25414.2808 | 322696.235 | 12.6974
18085 | IN | WH | 2021 | 1258.5735 | 7375.4059 | 5.8601
18031 | IN | WH | 2021 | 2310.7571 | 12981.803 | 5.618
18033 | IN | WH | 2021 | 4249.203 | 25691.4509 | 6.0462
18137 | IN | CO | 2021 | 16187.44 | 176080.7857 | 10.8776
18139 | IN | CO | 2021 | 42087.344 | 520952.2264 | 12.3779
18039 | IN | WH | 2021 | 655.5913 | 3782.9573 | 5.7703
18041 | IN | WH | 2021 | 607.029 | 3347.509 | 5.5146
18041 | IN | SB | 2021 | 15175.725 | 59193.756 | 3.9006
18101 | IN | CO | 2021 | 7324.8166 | 95711.5407 | 13.0667
18049 | IN | SB | 2021 | 27194.8992 | 102956.3122 | 3.7859
18169 | IN | SB | 2021 | 36097.9912 | 135206.7034 | 3.7455
18171 | IN | SB | 2021 | 29177.8606 | 124402.1419 | 4.2636
18059 | IN | WH | 2021 | 1436.6353 | 7974.1474 | 5.5506
18061 | IN | WH | 2021 | 485.6232 | 2443.9537 | 5.0326
18163 | IN | CO | 2021 | 11250.2708 | 153372.1558 | 13.6328
18177 | IN | SB | 2021 | 27356.7736 | 111120.9682 | 4.0619
18179 | IN | SB | 2021 | 41035.1604 | 182126.2598 | 4.4383
18065 | IN | SB | 2021 | 35207.682 | 145385.3078 | 4.1294
18067 | IN | SB | 2021 | 27640.0538 | 123422.3832 | 4.4653
18069 | IN | SB | 2021 | 37028.769 | 155890.4986 | 4.21
18007 | IN | SB | 2021 | 41642.1894 | 169416.612 | 4.0684
18129 | IN | CO | 2021 | 32010.6626 | 442081.6494 | 13.8104
18013 | IN | CO | 2021 | 732.4817 | 8179.1709 | 11.1664
18003 | IN | WH | 2021 | 4330.1402 | 29038.9598 | 6.7062
18007 | IN | CO | 2021 | 48805.1316 | 582041.9969 | 11.9258
18039 | IN | SB | 2021 | 15823.2226 | 61724.7994 | 3.9009
18047 | IN | WH | 2021 | 1173.5894 | 5307.0264 | 4.522
18049 | IN | WH | 2021 | 647.4976 | 3646.8797 | 5.6323
18005 | IN | WH | 2021 | 3002.7701 | 17091.3466 | 5.6919
18103 | IN | WH | 2021 | 1578.2754 | 10042.5269 | 6.363
18037 | IN | CO | 2021 | 21246.015 | 254976.7638 | 12.0012
18039 | IN | CO | 2021 | 13921.1984 | 156420.294 | 11.2361
18165 | IN | CO | 2021 | 18777.4304 | 230896.4717 | 12.2965
18167 | IN | CO | 2021 | 18575.0874 | 217687.8726 | 11.7193
18135 | IN | SB | 2021 | 47105.4504 | 197040.3648 | 4.183
18171 | IN | CO | 2021 | 32172.537 | 386910.3473 | 12.0261
18079 | IN | WH | 2021 | 1294.9952 | 6341.2162 | 4.8967
18029 | IN | SB | 2021 | 4937.1692 | 15785.0016 | 3.1972
18003 | IN | SB | 2021 | 40873.286 | 163565.2752 | 4.0018
18031 | IN | SB | 2021 | 32091.5998 | 132947.8152 | 4.1428
18035 | IN | WH | 2021 | 1092.6522 | 6341.2162 | 5.8035
18037 | IN | WH | 2021 | 1068.371 | 5987.4144 | 5.6042
18037 | IN | SB | 2021 | 19586.8024 | 83769.3706 | 4.2768
18153 | IN | WH | 2021 | 651.5445 | 3483.5866 | 5.3467
18047 | IN | CO | 2021 | 14366.353 | 157258.532 | 10.9463
18001 | IN | WH | 2021 | 2468.5846 | 14533.0877 | 5.8872
18083 | IN | CO | 2021 | 45527.175 | 579806.6956 | 12.7354
18051 | IN | SB | 2021 | 39295.0106 | 170967.8966 | 4.3509
18053 | IN | SB | 2021 | 41399.3778 | 172900.1986 | 4.1764
18041 | IN | CO | 2021 | 13597.4496 | 168892.2596 | 12.4209
18049 | IN | CO | 2021 | 35895.6482 | 416832.9043 | 11.6124
18005 | IN | CO | 2021 | 21569.7638 | 270776.2803 | 12.5535
18019 | IN | SB | 2021 | 12949.952 | 44061.9269 | 3.4025
18021 | IN | SB | 2021 | 24969.1262 | 98574.6134 | 3.9479
18023 | IN | SB | 2021 | 42492.03 | 175757.8282 | 4.1363
18027 | IN | SB | 2021 | 24888.189 | 114141.8909 | 4.5862
18063 | IN | CO | 2021 | 23795.5368 | 311113.3097 | 13.0744
18065 | IN | CO | 2021 | 29703.9524 | 380712.4662 | 12.8169
18067 | IN | CO | 2021 | 23836.0054 | 339613.4022 | 14.2479
18033 | IN | SB | 2021 | 29056.4548 | 108644.3558 | 3.7391
18035 | IN | SB | 2021 | 34641.1216 | 141629.5661 | 4.0885
18011 | IN | WH | 2021 | 1460.9165 | 9334.9234 | 6.3898
18043 | IN | CO | 2021 | 910.5435 | 10109.6585 | 11.1029
18155 | IN | WH | 2021 | 323.7488 | 1235.5846 | 3.8165
18159 | IN | WH | 2021 | 473.4826 | 2993.7072 | 6.3227
18081 | IN | CO | 2021 | 13718.8554 | 148063.315 | 10.7927
18105 | IN | CO | 2021 | 1812.9933 | 20803.5435 | 11.4747
18107 | IN | WH | 2021 | 1052.1836 | 5551.9661 | 5.2766
18109 | IN | WH | 2021 | 441.1077 | 2313.3192 | 5.2443
18127 | IN | CO | 2021 | 22379.1358 | 250023.5391 | 11.1722
18061 | IN | SB | 2021 | 13516.5124 | 49994.9102 | 3.6988
18063 | IN | SB | 2021 | 28611.3002 | 119693.857 | 4.1834
18055 | IN | SB | 2021 | 21367.4208 | 88232.7158 | 4.1293
18027 | IN | WH | 2021 | 513.9512 | 3020.9227 | 5.8778
18029 | IN | WH | 2021 | 242.8116 | 1104.9501 | 4.5506
18061 | IN | CO | 2021 | 9307.778 | 110063.1916 | 11.8249
18137 | IN | WH | 2021 | 1456.8696 | 7457.0525 | 5.1185
18065 | IN | WH | 2021 | 1011.715 | 6259.5696 | 6.1871
18139 | IN | WH | 2021 | 2816.6146 | 17472.3638 | 6.2033
18069 | IN | CO | 2021 | 24888.189 | 321654.7878 | 12.924
18109 | IN | CO | 2021 | 14528.2274 | 178468.494 | 12.2843
18077 | IN | WH | 2021 | 562.5135 | 2465.7261 | 4.3834
18113 | IN | WH | 2021 | 1902.0242 | 10396.3286 | 5.4659
18067 | IN | WH | 2021 | 801.2783 | 5062.0867 | 6.3175
18165 | IN | WH | 2021 | 271.1396 | 1382.5484 | 5.099
18167 | IN | WH | 2021 | 408.7329 | 1665.5898 | 4.075
18107 | IN | CO | 2021 | 43908.431 | 600534.0356 | 13.677
18011 | IN | CO | 2021 | 32253.4742 | 424732.6626 | 13.1686
18111 | IN | CO | 2021 | 37959.5468 | 435299.5418 | 11.4675
18059 | IN | CO | 2021 | 21529.2952 | 257034.2571 | 11.9388
18059 | IN | SB | 2021 | 28732.706 | 111120.9682 | 3.8674
18069 | IN | WH | 2021 | 2452.3972 | 15022.967 | 6.1258
18169 | IN | CO | 2021 | 30108.6384 | 357190.9994 | 11.8634
18087 | IN | CO | 2021 | 15904.1598 | 160713.0887 | 10.1051
18057 | IN | CO | 2021 | 19748.6768 | 267728.1421 | 13.5568
18057 | IN | SB | 2021 | 22500.5416 | 93213.156 | 4.1427
18115 | IN | CO | 2021 | 1104.7928 | 9804.8447 | 8.8748
18177 | IN | WH | 2021 | 1335.4638 | 6885.5266 | 5.1559
18163 | IN | WH | 2021 | 1902.0242 | 9661.5096 | 5.0796
18145 | IN | WH | 2021 | 1529.7131 | 8790.613 | 5.7466
18085 | IN | CO | 2021 | 39942.5082 | 473579.0779 | 11.8565
18055 | IN | CO | 2021 | 19141.6478 | 238847.0323 | 12.4779
18135 | IN | WH | 2021 | 1659.2126 | 9171.6302 | 5.5277
18113 | IN | CO | 2021 | 24159.7542 | 284645.3093 | 11.7818
18175 | IN | WH | 2021 | 526.0918 | 2569.1451 | 4.8835
18091 | IN | CO | 2021 | 41925.4696 | 447365.089 | 10.6705
18117 | IN | CO | 2021 | 8296.063 | 104297.1301 | 12.5719
18053 | IN | CO | 2021 | 29339.735 | 387291.3645 | 13.2002
18023 | IN | WH | 2021 | 611.0759 | 4272.8366 | 6.9923
18173 | IN | WH | 2021 | 902.4498 | 4871.5781 | 5.3982
18183 | IN | WH | 2021 | 2913.7392 | 17554.0104 | 6.0246
18093 | IN | CO | 2021 | 7567.6282 | 91393.3449 | 12.0769
18095 | IN | CO | 2021 | 34398.31 | 467025.5807 | 13.577
18119 | IN | CO | 2021 | 8255.5944 | 95355.9246 | 11.5505
18169 | IN | WH | 2021 | 1821.087 | 11648.2426 | 6.3963
18021 | IN | WH | 2021 | 477.5295 | 2076.5442 | 4.3485
18009 | IN | CO | 2021 | 12181.0486 | 157436.3401 | 12.9247
18007 | IN | WH | 2021 | 821.5126 | 5116.5178 | 6.2282
18099 | IN | CO | 2021 | 36988.3004 | 430676.5322 | 11.6436
18127 | IN | WH | 2021 | 712.2474 | 3891.8194 | 5.4641
18097 | IN | CO | 2021 | 1699.6812 | 19406.4801 | 11.4177
18998 | IN | CO | 2021 | 515112.6688 | 6161608.2429 | 11.9617
19167 | IA | CO | 2021 | 85591.089 | 1185141.5489 | 13.8466
19081 | IA | CO | 2021 | 73774.2578 | 971517.8605 | 13.1688
19083 | IA | CO | 2021 | 70981.9244 | 860768.8378 | 12.1266
19163 | IA | CO | 2021 | 41561.2522 | 539393.4627 | 12.9783
19091 | IA | SB | 2021 | 43058.5904 | 180683.8373 | 4.1962
19151 | IA | CO | 2021 | 69686.9292 | 935626.0328 | 13.4261
19161 | IA | CO | 2021 | 64709.2914 | 938394.7583 | 14.5017
19153 | IA | CO | 2021 | 28166.1456 | 384522.639 | 13.6519
19077 | IA | CO | 2021 | 41601.7208 | 574472.4536 | 13.8089
19155 | IA | CO | 2021 | 93482.466 | 1269168.5597 | 13.5765
19087 | IA | CO | 2021 | 30634.7302 | 322467.6246 | 10.5262
19169 | IA | CO | 2021 | 56656.04 | 715499.6495 | 12.6288
19159 | IA | CO | 2021 | 19627.271 | 216570.222 | 11.0341
19087 | IA | SB | 2021 | 28813.6432 | 112971.6235 | 3.9208
19089 | IA | SB | 2021 | 35652.8366 | 144568.8422 | 4.0549
19013 | IA | SB | 2021 | 37878.6096 | 153087.3 | 4.0415
19009 | IA | SB | 2021 | 39659.228 | 179486.3544 | 4.5257
19081 | IA | SB | 2021 | 48279.0398 | 206184.7795 | 4.2707
19157 | IA | CO | 2021 | 54511.2042 | 687736.1904 | 12.6164
19073 | IA | CO | 2021 | 63373.8276 | 877101.7786 | 13.8401
19075 | IA | CO | 2021 | 60783.8372 | 798917.0327 | 13.1436
19149 | IA | CO | 2021 | 88828.577 | 1064384.4723 | 11.9825
19127 | IA | CO | 2021 | 49493.0978 | 657026.1976 | 13.2751
19127 | IA | SB | 2021 | 53418.552 | 241047.8606 | 4.5124
19117 | IA | CO | 2021 | 12949.952 | 135007.1229 | 10.4253
19015 | IA | CO | 2021 | 57465.412 | 751696.2911 | 13.0808
19067 | IA | CO | 2021 | 55846.668 | 716490.2945 | 12.8296
19069 | IA | CO | 2021 | 75878.625 | 947310.5627 | 12.4846
19083 | IA | SB | 2021 | 42046.8754 | 183813.6221 | 4.3716
19125 | IA | SB | 2021 | 29906.2954 | 121871.0986 | 4.0751
19089 | IA | CO | 2021 | 50990.436 | 663478.0902 | 13.0118
19009 | IA | CO | 2021 | 42249.2184 | 572719.7741 | 13.5557
19115 | IA | CO | 2021 | 31444.1022 | 374006.562 | 11.8943
19061 | IA | CO | 2021 | 53216.209 | 725507.7034 | 13.6332
19119 | IA | CO | 2021 | 66166.161 | 899962.8154 | 13.6016
19123 | IA | CO | 2021 | 51314.1848 | 645773.4873 | 12.5847
19017 | IA | CO | 2021 | 47712.4794 | 599263.978 | 12.5599
19171 | IA | CO | 2021 | 63576.1706 | 853580.3118 | 13.4261
19063 | IA | CO | 2021 | 43665.6194 | 500199.4852 | 11.4552
19065 | IA | CO | 2021 | 71386.6104 | 921248.9807 | 12.9051
19121 | IA | CO | 2021 | 25697.561 | 315507.709 | 12.2777
19107 | IA | CO | 2021 | 48117.1654 | 533068.5759 | 11.0786
19079 | IA | SB | 2021 | 51030.9046 | 213451.3234 | 4.1828
19121 | IA | SB | 2021 | 28651.7688 | 113298.2098 | 3.9543
19123 | IA | SB | 2021 | 42046.8754 | 175322.3798 | 4.1697
19071 | IA | CO | 2021 | 45567.6436 | 591186.4116 | 12.9738
19129 | IA | CO | 2021 | 37028.769 | 487625.9149 | 13.1688
19013 | IA | CO | 2021 | 55522.9192 | 674705.3994 | 12.1518
19091 | IA | CO | 2021 | 51030.9046 | 657915.238 | 12.8925
19131 | IA | SB | 2021 | 33791.281 | 142037.7989 | 4.2034
19093 | IA | SB | 2021 | 39092.6676 | 172464.7502 | 4.4117
19125 | IA | CO | 2021 | 29258.7978 | 365649.583 | 12.4971
19051 | IA | SB | 2021 | 19748.6768 | 75305.3438 | 3.8132
19011 | IA | SB | 2021 | 64668.8228 | 291832.021 | 4.5127
19111 | IA | SB | 2021 | 28206.6142 | 113243.7787 | 4.0148
19117 | IA | SB | 2021 | 14892.4448 | 54186.1003 | 3.6385
19109 | IA | CO | 2021 | 121203.457 | 1450837.5988 | 11.9703
19007 | IA | CO | 2021 | 13030.8892 | 140366.766 | 10.7718
19041 | IA | SB | 2021 | 50383.407 | 211437.3749 | 4.1966
19011 | IA | CO | 2021 | 70941.4558 | 942763.7565 | 13.2893
19998 | IA | SB | 2021 | 967037.6656 | 4108400.4682 | 4.2484
19053 | IA | SB | 2021 | 16389.783 | 62840.6357 | 3.8341
19055 | IA | SB | 2021 | 27154.4306 | 121245.1416 | 4.465
19093 | IA | CO | 2021 | 49574.035 | 705593.2003 | 14.2331
19097 | IA | CO | 2021 | 43665.6194 | 523924.1612 | 11.9986
19099 | IA | CO | 2021 | 65801.9436 | 915660.7273 | 13.9154
19998 | IA | CO | 2021 | 665789.4072 | 8518860.5497 | 12.7951
19099 | IA | SB | 2021 | 59853.0594 | 270903.2861 | 4.5261
19059 | IA | CO | 2021 | 36381.2714 | 405783.4032 | 11.1536
19031 | IA | SB | 2021 | 49007.4746 | 215220.3322 | 4.3916
19119 | IA | SB | 2021 | 48400.4456 | 207028.4606 | 4.2774
19033 | IA | SB | 2021 | 45648.5808 | 187269.9931 | 4.1024
19111 | IA | CO | 2021 | 29420.6722 | 296202.8335 | 10.0678
19045 | IA | SB | 2021 | 48481.3828 | 208334.8056 | 4.2972
19047 | IA | SB | 2021 | 60257.7454 | 257322.7416 | 4.2704
19133 | IA | SB | 2021 | 54430.267 | 226215.4022 | 4.1561
19049 | IA | SB | 2021 | 44394.0542 | 189882.683 | 4.2772
19005 | IA | SB | 2021 | 13961.667 | 58132.3507 | 4.1637
19139 | IA | SB | 2021 | 30756.136 | 129491.4442 | 4.2103
19173 | IA | CO | 2021 | 32739.0974 | 394556.094 | 12.0515
19175 | IA | CO | 2021 | 21893.5126 | 254494.1419 | 11.6242
19131 | IA | CO | 2021 | 58072.441 | 741053.2084 | 12.7608
19133 | IA | CO | 2021 | 68391.934 | 848677.8895 | 12.409
19101 | IA | SB | 2021 | 27559.1166 | 99962.605 | 3.6272
19185 | IA | CO | 2021 | 23188.5078 | 257618.4836 | 11.1097
19187 | IA | CO | 2021 | 78225.8038 | 1061539.5432 | 13.5702
19141 | IA | CO | 2021 | 65397.2576 | 876390.5463 | 13.401
19143 | IA | CO | 2021 | 46093.7354 | 601778.692 | 13.0555
19145 | IA | CO | 2021 | 43058.5904 | 559180.9601 | 12.9865
19147 | IA | CO | 2021 | 61957.4266 | 739275.1278 | 11.932
19073 | IA | SB | 2021 | 54025.581 | 232883.2046 | 4.3106
19075 | IA | SB | 2021 | 51030.9046 | 228229.3507 | 4.4724
19197 | IA | CO | 2021 | 68432.4026 | 825562.8412 | 12.0639
19167 | IA | SB | 2021 | 63292.8904 | 299942.2459 | 4.739
19169 | IA | SB | 2021 | 51395.122 | 219819.755 | 4.2771
19039 | IA | SB | 2021 | 14325.8844 | 55601.3074 | 3.8812
19171 | IA | SB | 2021 | 61876.4894 | 275883.7262 | 4.4586
19173 | IA | SB | 2021 | 34681.5902 | 142963.1266 | 4.1222
19175 | IA | SB | 2021 | 21893.5126 | 91144.7765 | 4.1631
19033 | IA | CO | 2021 | 64142.731 | 805216.5184 | 12.5535
19135 | IA | SB | 2021 | 11047.9278 | 44061.9269 | 3.9883
19137 | IA | SB | 2021 | 35410.025 | 150039.1618 | 4.2372
19141 | IA | SB | 2021 | 55644.325 | 248477.6976 | 4.4655
19143 | IA | SB | 2021 | 39902.0396 | 168790.655 | 4.2301
19177 | IA | CO | 2021 | 19060.7106 | 194420.4174 | 10.2001
19179 | IA | CO | 2021 | 23107.5706 | 258177.3089 | 11.1728
19137 | IA | CO | 2021 | 36624.083 | 471013.5615 | 12.8608
19139 | IA | CO | 2021 | 34034.0926 | 436950.6167 | 12.8386
19153 | IA | SB | 2021 | 26952.0876 | 117081.167 | 4.344
19189 | IA | CO | 2021 | 46619.8272 | 578231.8241 | 12.4031
19019 | IA | CO | 2021 | 71062.8616 | 932222.2784 | 13.1183
19191 | IA | CO | 2021 | 54268.3926 | 678871.1884 | 12.5095
19193 | IA | CO | 2021 | 79358.9246 | 1029381.6848 | 12.9712
19195 | IA | CO | 2021 | 42856.2474 | 557910.9025 | 13.0182
19021 | IA | CO | 2021 | 63616.6392 | 814183.1251 | 12.7983
19023 | IA | CO | 2021 | 64911.6344 | 833208.5879 | 12.836
19017 | IA | SB | 2021 | 27478.1794 | 114577.3392 | 4.1698
19029 | IA | CO | 2021 | 51556.9964 | 687355.1731 | 13.3319
19177 | IA | SB | 2021 | 21772.1068 | 77591.4475 | 3.5638
19037 | IA | CO | 2021 | 55037.296 | 719233.6189 | 13.0681
19059 | IA | SB | 2021 | 33346.1264 | 125517.9782 | 3.7641
19135 | IA | CO | 2021 | 11574.0196 | 120680.8732 | 10.4269
19015 | IA | SB | 2021 | 48076.6968 | 208225.9435 | 4.3311
19151 | IA | SB | 2021 | 59084.156 | 258275.2848 | 4.3713
19055 | IA | CO | 2021 | 68837.0886 | 941925.5185 | 13.6834
19101 | IA | CO | 2021 | 28368.4886 | 290766.9869 | 10.2496
19029 | IA | SB | 2021 | 47469.6678 | 202075.236 | 4.2569
19163 | IA | SB | 2021 | 28328.02 | 129736.3838 | 4.5798
19025 | IA | CO | 2021 | 64871.1658 | 887033.629 | 13.6738
19027 | IA | CO | 2021 | 66247.0982 | 907786.3702 | 13.703
19145 | IA | SB | 2021 | 47267.3248 | 198999.8822 | 4.2101
19031 | IA | CO | 2021 | 59326.9676 | 771382.1839 | 13.0022
19179 | IA | SB | 2021 | 22257.73 | 88314.3624 | 3.9678
19185 | IA | SB | 2021 | 27113.962 | 104126.5795 | 3.8403
19071 | IA | SB | 2021 | 44313.117 | 188032.0277 | 4.2433
19159 | IA | SB | 2021 | 23916.9426 | 86844.7243 | 3.6311
19147 | IA | SB | 2021 | 49614.5036 | 205531.607 | 4.1426
19105 | IA | SB | 2021 | 33265.1892 | 144296.687 | 4.3378
19109 | IA | SB | 2021 | 90852.007 | 369178.5288 | 4.0635
19007 | IA | SB | 2021 | 17684.7782 | 68392.6018 | 3.8673
19043 | IA | CO | 2021 | 51961.6824 | 636984.6887 | 12.2587
19061 | IA | SB | 2021 | 17037.2806 | 80748.4478 | 4.7395
19005 | IA | CO | 2021 | 34762.5274 | 433115.0428 | 12.4593
19041 | IA | CO | 2021 | 55806.1994 | 712121.2963 | 12.7606
19155 | IA | SB | 2021 | 82151.258 | 355788.493 | 4.3309
19189 | IA | SB | 2021 | 33953.1554 | 140649.8074 | 4.1425
19045 | IA | CO | 2021 | 73045.823 | 946700.935 | 12.9604
19063 | IA | SB | 2021 | 36705.0202 | 147127.1011 | 4.0084
19051 | IA | CO | 2021 | 18736.9618 | 179357.5343 | 9.5724
19187 | IA | SB | 2021 | 63252.4218 | 274795.1054 | 4.3444
19025 | IA | SB | 2021 | 59246.0304 | 252995.4739 | 4.2703
19027 | IA | SB | 2021 | 49412.1606 | 216989.341 | 4.3914
19019 | IA | SB | 2021 | 35612.368 | 151835.3861 | 4.2636
19047 | IA | CO | 2021 | 78428.1468 | 1075611.7814 | 13.7146
19049 | IA | CO | 2021 | 47307.7934 | 623268.0666 | 13.1747
19065 | IA | SB | 2021 | 45082.0204 | 195244.1405 | 4.3309
19021 | IA | SB | 2021 | 58841.3444 | 252478.379 | 4.2908
19023 | IA | SB | 2021 | 42249.2184 | 172764.121 | 4.0892
19191 | IA | SB | 2021 | 27963.8026 | 116210.2704 | 4.1557
19069 | IA | SB | 2021 | 47469.6678 | 190590.2866 | 4.015
19195 | IA | SB | 2021 | 36340.8028 | 146882.1614 | 4.0418
19197 | IA | SB | 2021 | 55806.1994 | 228936.9542 | 4.1024
20183 | KS | CO | 2021 | 37392.9864 | 323178.8569 | 8.6428
20045 | KS | CO | 2021 | 10926.522 | 85855.8938 | 7.8576
20179 | KS | CO | 2021 | 61350.3976 | 463571.024 | 7.5561
20181 | KS | CO | 2021 | 79480.3304 | 574701.064 | 7.2307
20057 | KS | CO | 2021 | 18656.0246 | 249998.138 | 13.4004
20047 | KS | CO | 2021 | 28125.677 | 335600.0202 | 11.9322
20185 | KS | CO | 2021 | 25414.2808 | 308827.206 | 12.1517
20147 | KS | CO | 2021 | 32374.88 | 202599.5884 | 6.2579
20149 | KS | CO | 2021 | 15823.2226 | 158503.1885 | 10.0171
20041 | KS | CO | 2021 | 8984.0292 | 74780.9915 | 8.3238
20043 | KS | CO | 2021 | 32455.8172 | 421074.8967 | 12.9738
20015 | KS | CO | 2021 | 25738.0296 | 206790.7784 | 8.0344
20029 | KS | CO | 2021 | 22460.073 | 201304.1296 | 8.9628
20023 | KS | CO | 2021 | 32658.1602 | 186546.0603 | 5.7121
20031 | KS | CO | 2021 | 12909.4834 | 88777.0262 | 6.8769
20003 | KS | CO | 2021 | 17563.3724 | 128529.8291 | 7.3181
20045 | KS | WH | 2021 | 1946.5397 | 5715.2592 | 2.9361
20101 | KS | SG | 2021 | 29218.3292 | 111460.255 | 3.8147
20005 | KS | CO | 2021 | 26264.1214 | 262952.7255 | 10.0119
20035 | KS | CO | 2021 | 9024.4978 | 76178.0548 | 8.4413
20191 | KS | CO | 2021 | 15742.2854 | 113238.3356 | 7.1933
20195 | KS | CO | 2021 | 13759.324 | 75746.2353 | 5.5051
20197 | KS | CO | 2021 | 10359.9616 | 89208.8458 | 8.6109
20201 | KS | CO | 2021 | 45567.6436 | 435604.3556 | 9.5595
20151 | KS | CO | 2021 | 23836.0054 | 318962.2657 | 13.3815
20153 | KS | CO | 2021 | 43058.5904 | 185936.4326 | 4.3182
20155 | KS | CO | 2021 | 17684.7782 | 175394.9546 | 9.9178
20157 | KS | CO | 2021 | 49735.9094 | 499158.038 | 10.0362
20097 | KS | SB | 2021 | 6151.2272 | 20683.7952 | 3.3625
20099 | KS | SB | 2021 | 28247.0828 | 46348.0306 | 1.6408
20161 | KS | CO | 2021 | 9307.778 | 92028.3737 | 9.8873
20169 | KS | CO | 2021 | 2962.3015 | 21616.3804 | 7.2972
20037 | KS | CO | 2021 | 17280.0922 | 139147.5107 | 8.0525
20175 | KS | CO | 2021 | 27113.962 | 376114.8577 | 13.8716
20177 | KS | CO | 2021 | 13192.7636 | 119004.3971 | 9.0204
20093 | KS | WH | 2021 | 40428.1314 | 132131.3496 | 3.2683
20095 | KS | WH | 2021 | 66530.3784 | 200904.9686 | 3.0197
20097 | KS | WH | 2021 | 22176.7928 | 77700.3096 | 3.5037
20189 | KS | CO | 2021 | 44596.3972 | 637949.9325 | 14.305
20053 | KS | CO | 2021 | 1889.8836 | 11582.9253 | 6.1289
20021 | KS | SB | 2021 | 37757.2038 | 81755.4221 | 2.1653
20061 | KS | CO | 2021 | 4532.4832 | 41251.4708 | 9.1013
20063 | KS | CO | 2021 | 48400.4456 | 295593.2058 | 6.1072
20065 | KS | CO | 2021 | 27640.0538 | 194826.8358 | 7.0487
20203 | KS | CO | 2021 | 35045.8076 | 231404.4947 | 6.6029
20205 | KS | CO | 2021 | 18372.7444 | 144278.5434 | 7.8529
20207 | KS | CO | 2021 | 8943.5606 | 62639.2408 | 7.0038
20021 | KS | CO | 2021 | 23148.0392 | 207197.1969 | 8.951
20077 | KS | WH | 2021 | 81948.915 | 248559.3442 | 3.0331
20079 | KS | WH | 2021 | 33710.3438 | 112454.5286 | 3.3359
20081 | KS | WH | 2021 | 29380.2036 | 133165.5394 | 4.5325
20083 | KS | WH | 2021 | 38202.3584 | 164926.0512 | 4.3172
20085 | KS | WH | 2021 | 546.3261 | 1668.3114 | 3.0537
20087 | KS | WH | 2021 | 671.7788 | 2615.4115 | 3.8933
20009 | KS | WH | 2021 | 52932.9288 | 189011.7864 | 3.5708
20129 | KS | CO | 2021 | 9995.7442 | 110164.7962 | 11.0212
20013 | KS | CO | 2021 | 48319.5084 | 617197.1913 | 12.7733
20131 | KS | CO | 2021 | 48076.6968 | 546810.5991 | 11.3737
20099 | KS | WH | 2021 | 14244.9472 | 48661.3498 | 3.416
20998 | KS | WH | 2021 | 554605.9756 | 2070603.028 | 3.7335
20207 | KS | SB | 2021 | 15499.4738 | 33039.6413 | 2.1317
20141 | KS | CO | 2021 | 13597.4496 | 83087.1682 | 6.1105
20145 | KS | CO | 2021 | 22055.387 | 235214.6675 | 10.6647
20085 | KS | SB | 2021 | 20881.7976 | 63194.4374 | 3.0263
20087 | KS | SB | 2021 | 21043.672 | 73590.7661 | 3.497
20089 | KS | SB | 2021 | 48198.1026 | 133546.5566 | 2.7708
20009 | KS | SB | 2021 | 17887.1212 | 45341.0563 | 2.5348
20091 | KS | SB | 2021 | 10602.7732 | 27678.1838 | 2.6105
20095 | KS | SB | 2021 | 8700.749 | 20711.0107 | 2.3804
20027 | KS | WH | 2021 | 17158.6864 | 62187.4632 | 3.6243
20029 | KS | WH | 2021 | 19789.1454 | 68147.6621 | 3.4437
20998 | KS | SB | 2021 | 236668.4665 | 626321.648 | 2.6464
20003 | KS | WH | 2021 | 4451.546 | 11920.3978 | 2.6778
20031 | KS | WH | 2021 | 5099.0436 | 14070.4238 | 2.7594
20033 | KS | WH | 2021 | 19748.6768 | 53124.695 | 2.69
20035 | KS | WH | 2021 | 27680.5224 | 91226.423 | 3.2957
20017 | KS | CO | 2021 | 2687.115 | 24969.3324 | 9.2922
20037 | KS | WH | 2021 | 12261.9858 | 53015.833 | 4.3236
20039 | KS | WH | 2021 | 33831.7496 | 137193.4363 | 4.0552
20041 | KS | WH | 2021 | 48198.1026 | 183459.8203 | 3.8064
20047 | KS | WH | 2021 | 35126.7448 | 137247.8674 | 3.9072
20049 | KS | WH | 2021 | 2646.6464 | 10015.3114 | 3.7842
20005 | KS | WH | 2021 | 582.7478 | 1984.0114 | 3.4046
20019 | KS | CO | 2021 | 833.6532 | 5867.6661 | 7.0385
20101 | KS | WH | 2021 | 35329.0878 | 141357.4109 | 4.0012
20103 | KS | WH | 2021 | 663.685 | 2267.0528 | 3.4159
20107 | KS | WH | 2021 | 3087.7542 | 9334.9234 | 3.0232
20109 | KS | WH | 2021 | 35693.3052 | 131069.9443 | 3.6721
20011 | KS | WH | 2021 | 2687.115 | 9607.0786 | 3.5752
20111 | KS | WH | 2021 | 4694.3576 | 13498.8979 | 2.8756
20113 | KS | WH | 2021 | 71791.2964 | 210267.1075 | 2.9289
20121 | KS | WH | 2021 | 2173.1638 | 7239.3283 | 3.3312
20123 | KS | WH | 2021 | 36462.2086 | 139289.0314 | 3.8201
20125 | KS | WH | 2021 | 11654.9568 | 35815.6243 | 3.073
20127 | KS | WH | 2021 | 7324.8166 | 21717.985 | 2.965
20129 | KS | WH | 2021 | 37433.455 | 106249.3901 | 2.8384
20013 | KS | WH | 2021 | 857.9343 | 3293.0779 | 3.8384
20133 | KS | WH | 2021 | 9105.435 | 33502.3051 | 3.6794
20135 | KS | WH | 2021 | 43625.1508 | 157550.6453 | 3.6115
20139 | KS | WH | 2021 | 2994.6764 | 9253.2768 | 3.0899
20141 | KS | WH | 2021 | 27882.8654 | 97894.2254 | 3.5109
20143 | KS | WH | 2021 | 30068.1698 | 96043.5701 | 3.1942
20145 | KS | WH | 2021 | 45041.5518 | 173553.371 | 3.8532
20147 | KS | WH | 2021 | 21488.8266 | 79904.7667 | 3.7184
20149 | KS | WH | 2021 | 837.7 | 3048.1382 | 3.6387
20015 | KS | WH | 2021 | 14244.9472 | 47218.9272 | 3.3148
20029 | KS | SB | 2021 | 41763.5952 | 111774.1406 | 2.6764
20003 | KS | SB | 2021 | 31808.3196 | 89402.9832 | 2.8107
20031 | KS | SB | 2021 | 30715.6674 | 74788.249 | 2.4349
20067 | KS | CO | 2021 | 17684.7782 | 258304.3147 | 14.606
20069 | KS | CO | 2021 | 33508.0008 | 449676.5939 | 13.42
20007 | KS | CO | 2021 | 1428.5416 | 15342.2958 | 10.7398
20071 | KS | CO | 2021 | 18898.8362 | 91342.5426 | 4.8332
20079 | KS | CO | 2021 | 26871.1504 | 255179.973 | 9.4964
20081 | KS | CO | 2021 | 36907.3632 | 545565.9427 | 14.782
20085 | KS | CO | 2021 | 15904.1598 | 151238.459 | 9.5094
20087 | KS | CO | 2021 | 17846.6526 | 182710.4863 | 10.2378
20009 | KS | CO | 2021 | 12585.7346 | 122458.9538 | 9.73
20095 | KS | CO | 2021 | 4451.546 | 46992.1312 | 10.5564
20097 | KS | CO | 2021 | 11047.9278 | 127031.1612 | 11.4982
20099 | KS | CO | 2021 | 16551.6574 | 133508.4549 | 8.0662
20998 | KS | CO | 2021 | 541906.9289 | 4211079.182 | 7.7709
20133 | KS | CO | 2021 | 13071.3578 | 104373.3336 | 7.9849
20135 | KS | CO | 2021 | 8498.406 | 40210.0236 | 4.7315
20137 | KS | CO | 2021 | 50181.064 | 250099.7426 | 4.9839
20079 | KS | SB | 2021 | 42168.2812 | 120238.1674 | 2.8514
20081 | KS | SB | 2021 | 3136.3165 | 13199.5272 | 4.2086
20203 | KS | WH | 2021 | 50140.5954 | 182099.0443 | 3.6318
20205 | KS | WH | 2021 | 13678.3868 | 49124.0136 | 3.5914
20207 | KS | WH | 2021 | 4856.232 | 15485.6309 | 3.1888
20021 | KS | WH | 2021 | 21246.015 | 85456.7328 | 4.0222
20023 | KS | WH | 2021 | 39942.5082 | 150964.4894 | 3.7795
20025 | KS | WH | 2021 | 24523.9716 | 81483.2669 | 3.3226
20123 | KS | SB | 2021 | 33305.6578 | 65181.1704 | 1.9571
20125 | KS | SB | 2021 | 26668.8074 | 50049.3413 | 1.8767
20127 | KS | SB | 2021 | 21933.9812 | 54131.6693 | 2.4679
20013 | KS | SB | 2021 | 49816.8466 | 216934.9099 | 4.3546
20131 | KS | SB | 2021 | 49816.8466 | 192985.2523 | 3.8739
20133 | KS | SB | 2021 | 24038.3484 | 47681.591 | 1.9836
20137 | KS | SB | 2021 | 10319.493 | 23187.623 | 2.247
20147 | KS | SB | 2021 | 14042.6042 | 36550.4434 | 2.6028
20149 | KS | SB | 2021 | 17846.6526 | 48851.8584 | 2.7373
20053 | KS | WH | 2021 | 28166.1456 | 88450.44 | 3.1403
20001 | KS | WH | 2021 | 5382.3238 | 19867.3296 | 3.6912
20059 | KS | WH | 2021 | 3075.6136 | 9879.2338 | 3.2121
20061 | KS | WH | 2021 | 3116.0822 | 11348.8718 | 3.642
20063 | KS | WH | 2021 | 33062.8462 | 135424.4275 | 4.096
20065 | KS | WH | 2021 | 24645.3774 | 94791.6562 | 3.8462
20067 | KS | WH | 2021 | 34034.0926 | 105051.9072 | 3.0867
20007 | KS | WH | 2021 | 41885.001 | 121136.2795 | 2.8921
20071 | KS | WH | 2021 | 59529.3106 | 171757.1467 | 2.8853
20073 | KS | WH | 2021 | 2517.1469 | 8355.1646 | 3.3193
20075 | KS | WH | 2021 | 50383.407 | 129083.2114 | 2.562
20177 | KS | SB | 2021 | 17118.2178 | 48470.8411 | 2.8315
20179 | KS | SB | 2021 | 6353.5702 | 25256.0026 | 3.9751
20183 | KS | SB | 2021 | 35612.368 | 104888.6141 | 2.9453
20189 | KS | SB | 2021 | 2853.0363 | 11103.9322 | 3.892
20019 | KS | SB | 2021 | 3492.4402 | 4408.9142 | 1.2624
20191 | KS | SB | 2021 | 75676.282 | 108916.511 | 1.4392
20197 | KS | SB | 2021 | 13597.4496 | 36387.1502 | 2.676
20201 | KS | SB | 2021 | 53418.552 | 175322.3798 | 3.2821
20205 | KS | SB | 2021 | 29015.9862 | 63031.1443 | 2.1723
20163 | KS | SG | 2021 | 28449.4258 | 152330.7085 | 5.3544
20167 | KS | SG | 2021 | 18696.4932 | 94136.6693 | 5.035
20151 | KS | WH | 2021 | 54592.1414 | 179159.7682 | 3.2818
20153 | KS | WH | 2021 | 40832.8174 | 164762.7581 | 4.0351
20157 | KS | WH | 2021 | 10238.5558 | 38618.8229 | 3.7719
20035 | KS | SB | 2021 | 37757.2038 | 67548.9206 | 1.789
20037 | KS | SB | 2021 | 27801.9282 | 63956.472 | 2.3004
20041 | KS | SB | 2021 | 50990.436 | 137520.0226 | 2.697
20043 | KS | SB | 2021 | 28692.2374 | 124075.5557 | 4.3244
20045 | KS | SB | 2021 | 14973.382 | 36359.9347 | 2.4283
20047 | KS | SB | 2021 | 10521.836 | 39544.1506 | 3.7583
20049 | KS | SB | 2021 | 5746.5412 | 13036.2341 | 2.2685
20005 | KS | SB | 2021 | 28530.363 | 103037.9587 | 3.6115
20053 | KS | SB | 2021 | 9631.5268 | 22207.8643 | 2.3057
20059 | KS | SB | 2021 | 29218.3292 | 72502.1453 | 2.4814
20061 | KS | SB | 2021 | 7567.6282 | 20656.5797 | 2.7296
20067 | KS | SB | 2021 | 400.6391 | 1431.5364 | 3.5731
20069 | KS | SB | 2021 | 4734.8262 | 18996.433 | 4.0121
20007 | KS | SB | 2021 | 7769.9712 | 14941.3205 | 1.923
20073 | KS | SB | 2021 | 12747.609 | 26399.0544 | 2.0709
20077 | KS | SB | 2021 | 10521.836 | 16982.4845 | 1.614
20199 | KS | WH | 2021 | 25292.875 | 78407.9131 | 3.1
20201 | KS | WH | 2021 | 9429.1838 | 34890.2966 | 3.7002
20111 | KS | SB | 2021 | 34762.5274 | 84395.3275 | 2.4278
20113 | KS | SB | 2021 | 47591.0736 | 110086.7784 | 2.3132
20115 | KS | SB | 2021 | 47388.7306 | 122061.6072 | 2.5758
20117 | KS | SB | 2021 | 65559.132 | 211192.4352 | 3.2214
20119 | KS | SB | 2021 | 10157.6186 | 47218.9272 | 4.6486
20121 | KS | SB | 2021 | 21205.5464 | 65752.6963 | 3.1007
20139 | KS | SB | 2021 | 32658.1602 | 86763.0778 | 2.6567
20077 | KS | SG | 2021 | 12869.0148 | 40311.6282 | 3.1325
20079 | KS | SG | 2021 | 5827.4784 | 28754.1041 | 4.9342
20015 | KS | SB | 2021 | 37716.7352 | 91063.1299 | 2.4144
20151 | KS | SB | 2021 | 15782.754 | 47654.3755 | 3.0194
20055 | KS | WH | 2021 | 62281.1754 | 278523.6317 | 4.472
20113 | KS | SG | 2021 | 21488.8266 | 121392.1054 | 5.6491
20115 | KS | SG | 2021 | 6313.1016 | 31116.4112 | 4.9289
20117 | KS | SG | 2021 | 3047.2856 | 21641.7815 | 7.102
20119 | KS | SG | 2021 | 22095.8556 | 103458.8921 | 4.6823
20121 | KS | SG | 2021 | 210.4367 | 950.0031 | 4.5144
20123 | KS | SG | 2021 | 27437.7108 | 164650.2673 | 6.0009
20127 | KS | SG | 2021 | 3431.7373 | 20803.5435 | 6.0621
20133 | KS | SG | 2021 | 683.9193 | 3733.9693 | 5.4597
20135 | KS | SG | 2021 | 41358.9092 | 181465.8299 | 4.3876
20137 | KS | SG | 2021 | 9145.9036 | 41149.8662 | 4.4993
20139 | KS | SG | 2021 | 801.2783 | 4292.7947 | 5.3574
20143 | KS | SG | 2021 | 17361.0294 | 87176.7537 | 5.0214
20145 | KS | SG | 2021 | 29501.6094 | 153981.7834 | 5.2194
20151 | KS | SG | 2021 | 19546.3338 | 87710.1779 | 4.4873
20153 | KS | SG | 2021 | 17239.6236 | 68278.2966 | 3.9605
20191 | KS | WH | 2021 | 119180.027 | 384909.0994 | 3.2296
20195 | KS | WH | 2021 | 29501.6094 | 113488.7184 | 3.8469
20107 | KS | SB | 2021 | 26709.276 | 60173.5147 | 2.2529
20001 | KS | CO | 2021 | 13395.1066 | 98886.6847 | 7.3823
20101 | KS | CO | 2021 | 12626.2032 | 76863.886 | 6.0876
20103 | KS | CO | 2021 | 8700.749 | 77600.5194 | 8.9188
20109 | KS | CO | 2021 | 48562.32 | 220685.2086 | 4.5444
20011 | KS | CO | 2021 | 6677.319 | 51640.542 | 7.7337
20111 | KS | CO | 2021 | 11938.237 | 82121.9244 | 6.8789
20113 | KS | CO | 2021 | 18089.4642 | 138868.098 | 7.6767
20115 | KS | CO | 2021 | 26547.4016 | 184285.3578 | 6.9417
20119 | KS | CO | 2021 | 28125.677 | 424935.8718 | 15.1085
20121 | KS | CO | 2021 | 7041.5364 | 54358.4653 | 7.7197
20123 | KS | CO | 2021 | 12342.923 | 93984.2624 | 7.6144
20125 | KS | CO | 2021 | 10279.0244 | 72774.3005 | 7.0799
20127 | KS | CO | 2021 | 8296.063 | 63020.2581 | 7.5964
20187 | KS | WH | 2021 | 55927.6052 | 138418.1347 | 2.475
20189 | KS | WH | 2021 | 28449.4258 | 83034.5515 | 2.9187
20019 | KS | WH | 2021 | 882.2155 | 2182.6847 | 2.4741
20081 | KS | SG | 2021 | 29420.6722 | 161576.7279 | 5.4919
20109 | KS | SG | 2021 | 17199.155 | 76660.6767 | 4.4572
20157 | KS | SB | 2021 | 48198.1026 | 176982.5266 | 3.672
20159 | KS | SB | 2021 | 26749.7446 | 67630.5672 | 2.5283
20011 | KS | SB | 2021 | 15904.1598 | 35407.3915 | 2.2263
20053 | KS | SG | 2021 | 16025.5656 | 82579.1452 | 5.153
20057 | KS | SG | 2021 | 50626.2186 | 282079.793 | 5.5718
20061 | KS | SG | 2021 | 1080.5116 | 6731.3053 | 6.2297
20063 | KS | SG | 2021 | 17968.0584 | 84916.0511 | 4.7259
20065 | KS | SG | 2021 | 19627.271 | 107065.8557 | 5.455
20067 | KS | SG | 2021 | 20638.986 | 101833.2184 | 4.934
20071 | KS | SG | 2021 | 34560.1844 | 119080.6006 | 3.4456
20207 | KS | SG | 2021 | 639.4039 | 3200.5452 | 5.0055
20103 | KS | SB | 2021 | 14406.8216 | 40687.2024 | 2.8242
20161 | KS | SB | 2021 | 15944.6284 | 51246.8242 | 3.214
20163 | KS | SB | 2021 | 11290.7394 | 22997.1144 | 2.0368
20167 | KS | SB | 2021 | 5665.604 | 12764.0789 | 2.2529
20169 | KS | SB | 2021 | 30756.136 | 71141.3693 | 2.3131
20017 | KS | SB | 2021 | 9752.9326 | 27406.0286 | 2.81
20173 | KS | SB | 2021 | 44110.774 | 95526.4752 | 2.1656
20175 | KS | SB | 2021 | 4856.232 | 19241.3726 | 3.9622
20169 | KS | WH | 2021 | 39659.228 | 132022.4875 | 3.3289
20017 | KS | WH | 2021 | 3375.0812 | 12301.415 | 3.6448
20173 | KS | WH | 2021 | 56210.8854 | 182969.941 | 3.2551
20175 | KS | WH | 2021 | 20072.4256 | 72747.085 | 3.6242
20177 | KS | WH | 2021 | 740.5754 | 2136.4183 | 2.8848
20181 | KS | WH | 2021 | 52730.5858 | 190780.7952 | 3.618
20183 | KS | WH | 2021 | 27154.4306 | 105732.2952 | 3.8937
20035 | KS | SG | 2021 | 6070.29 | 29871.7548 | 4.921
20039 | KS | SG | 2021 | 7689.034 | 29439.9352 | 3.8288
20173 | KS | SG | 2021 | 16146.9714 | 72571.0913 | 4.4944
20153 | KS | SB | 2021 | 1562.088 | 3837.3883 | 2.4566
20089 | KS | SG | 2021 | 13637.9182 | 93400.0359 | 6.8486
20191 | KS | SG | 2021 | 23188.5078 | 119639.4259 | 5.1594
20175 | KS | SG | 2021 | 15094.7878 | 68405.3023 | 4.5317
20159 | KS | WH | 2021 | 54430.267 | 195108.0629 | 3.5846
20163 | KS | WH | 2021 | 27073.4934 | 101051.2258 | 3.7325
20165 | KS | WH | 2021 | 39133.1362 | 138418.1347 | 3.5371
20167 | KS | WH | 2021 | 26385.5272 | 76339.5336 | 2.8932
20189 | KS | SG | 2021 | 20558.0488 | 77041.694 | 3.7475
20041 | KS | SG | 2021 | 16349.3144 | 95838.5465 | 5.8619
20193 | KS | SG | 2021 | 20355.7058 | 85093.8592 | 4.1803
20197 | KS | SG | 2021 | 420.8734 | 2496.9332 | 5.9327
20199 | KS | SG | 2021 | 18008.527 | 65788.9837 | 3.6532
20069 | KS | SG | 2021 | 43908.431 | 245832.3491 | 5.5988
20203 | KS | SG | 2021 | 20477.1116 | 95940.1511 | 4.6852
20009 | KS | SG | 2021 | 35814.711 | 198281.3925 | 5.5363
20025 | KS | SG | 2021 | 11574.0196 | 60657.951 | 5.2409
20047 | KS | SG | 2021 | 17603.841 | 91825.1645 | 5.2162
20095 | KS | SG | 2021 | 14042.6042 | 62588.4385 | 4.457
20097 | KS | SG | 2021 | 13718.8554 | 82579.1452 | 6.0194
20087 | KS | SG | 2021 | 190.2024 | 1460.5662 | 7.679
20183 | KS | SG | 2021 | 15742.2854 | 106811.8442 | 6.785
20029 | KS | SG | 2021 | 14851.9762 | 93044.4198 | 6.2648
20051 | KS | SG | 2021 | 29177.8606 | 156217.0848 | 5.354
20195 | KS | SG | 2021 | 29542.078 | 140747.7832 | 4.7643
20099 | KS | SG | 2021 | 570.6073 | 2921.1325 | 5.1193
20998 | KS | SG | 2021 | 430241.9209 | 2029724.7726 | 4.7176
20005 | KS | SG | 2021 | 113.3121 | 787.4357 | 6.9493
20181 | KS | SG | 2021 | 18332.2758 | 82858.5578 | 4.5198
21007 | KY | WH | 2021 | 4451.546 | 26045.2526 | 5.8508
21067 | KY | WH | 2021 | 80.9372 | 378.2957 | 4.6739
21075 | KY | WH | 2021 | 2488.8189 | 12791.2944 | 5.1395
21211 | KY | SB | 2021 | 12342.923 | 45830.9357 | 3.7131
21021 | KY | SB | 2021 | 1893.9305 | 7484.268 | 3.9517
21217 | KY | SB | 2021 | 6232.1644 | 23378.1317 | 3.7512
21223 | KY | SB | 2021 | 2132.6952 | 7293.7594 | 3.42
21177 | KY | SB | 2021 | 10764.6476 | 39462.504 | 3.6659
21207 | KY | SB | 2021 | 3864.7513 | 13362.8203 | 3.4576
21213 | KY | SB | 2021 | 18048.9956 | 62377.9718 | 3.456
21179 | KY | SB | 2021 | 8579.3432 | 30807.9686 | 3.5909
21135 | KY | SB | 2021 | 3978.0634 | 12246.984 | 3.0786
21221 | KY | SB | 2021 | 11128.865 | 41775.8232 | 3.7538
21183 | KY | SB | 2021 | 16349.3144 | 63330.515 | 3.8736
21155 | KY | CO | 2021 | 6232.1644 | 75822.4387 | 12.1663
21215 | KY | SB | 2021 | 4330.1402 | 16547.0362 | 3.8214
21185 | KY | SB | 2021 | 1570.1817 | 5279.8109 | 3.3625
21187 | KY | SB | 2021 | 679.8725 | 2441.2321 | 3.5907
21105 | KY | WH | 2021 | 4249.203 | 24711.6922 | 5.8156
21225 | KY | SB | 2021 | 24807.2518 | 111746.9251 | 4.5046
21227 | KY | SB | 2021 | 13516.5124 | 48171.4704 | 3.5639
21137 | KY | SB | 2021 | 5099.0436 | 19513.5278 | 3.8269
21199 | KY | SB | 2021 | 8377.0002 | 29855.4254 | 3.564
21135 | KY | CO | 2021 | 526.0918 | 4275.0139 | 8.126
21137 | KY | CO | 2021 | 3642.174 | 41683.2904 | 11.4446
21139 | KY | CO | 2021 | 6920.1306 | 74806.3926 | 10.81
21141 | KY | CO | 2021 | 26102.247 | 302908.7376 | 11.6047
21001 | KY | WH | 2021 | 323.7488 | 1812.5536 | 5.5986
21149 | KY | CO | 2021 | 17806.184 | 214766.7402 | 12.0614
21203 | KY | SB | 2021 | 1129.0739 | 3293.0779 | 2.9166
21151 | KY | CO | 2021 | 607.029 | 5715.2592 | 9.4151
21215 | KY | CO | 2021 | 1477.1039 | 16866.3649 | 11.4185
21217 | KY | CO | 2021 | 4977.6378 | 60962.7648 | 12.2473
21219 | KY | CO | 2021 | 18817.899 | 230134.4371 | 12.2296
21139 | KY | SB | 2021 | 8538.8746 | 28304.1408 | 3.3147
21219 | KY | SB | 2021 | 21893.5126 | 80694.0168 | 3.6858
21229 | KY | CO | 2021 | 2913.7392 | 34418.561 | 11.8125
21023 | KY | CO | 2021 | 445.1546 | 4452.8219 | 10.0029
21123 | KY | WH | 2021 | 991.4807 | 6123.492 | 6.1761
21229 | KY | SB | 2021 | 3132.2696 | 11893.1822 | 3.797
21023 | KY | SB | 2021 | 522.0449 | 1801.6674 | 3.4512
21231 | KY | SB | 2021 | 4127.7972 | 15050.1826 | 3.6461
21141 | KY | SB | 2021 | 31201.2906 | 106603.1918 | 3.4166
21169 | KY | SB | 2021 | 2816.6146 | 11158.3632 | 3.9616
21017 | KY | SB | 2021 | 4006.3914 | 16601.4672 | 4.1437
21209 | KY | CO | 2021 | 1011.715 | 11176.5069 | 11.0471
21021 | KY | CO | 2021 | 1780.6184 | 20320.9216 | 11.4123
21211 | KY | CO | 2021 | 7891.377 | 88904.032 | 11.266
21213 | KY | CO | 2021 | 15661.3482 | 175775.9718 | 11.2236
21055 | KY | SB | 2021 | 9874.3384 | 36577.6589 | 3.7043
21059 | KY | SB | 2021 | 32779.566 | 138227.6261 | 4.2169
21223 | KY | CO | 2021 | 870.0749 | 8966.6067 | 10.3056
21227 | KY | CO | 2021 | 15175.725 | 182507.2771 | 12.0263
21105 | KY | CO | 2021 | 16389.783 | 206003.3427 | 12.569
21011 | KY | CO | 2021 | 647.4976 | 6299.4857 | 9.729
21113 | KY | CO | 2021 | 161.8744 | 1559.6307 | 9.6348
21117 | KY | CO | 2021 | 145.687 | 1432.625 | 9.8336
21121 | KY | CO | 2021 | 182.1087 | 1539.3098 | 8.4527
21123 | KY | CO | 2021 | 10117.15 | 120782.4778 | 11.9384
21125 | KY | CO | 2021 | 182.1087 | 1470.7267 | 8.0761
21091 | KY | SB | 2021 | 6151.2272 | 27514.8907 | 4.4731
21093 | KY | SB | 2021 | 16996.812 | 61724.7994 | 3.6316
21033 | KY | WH | 2021 | 4532.4832 | 28358.5718 | 6.2567
21035 | KY | WH | 2021 | 3723.1112 | 18152.7518 | 4.8757
21047 | KY | WH | 2021 | 23067.102 | 145058.7216 | 6.2886
21145 | KY | CO | 2021 | 4815.7634 | 52072.3616 | 10.8129
21015 | KY | CO | 2021 | 586.7947 | 6197.8811 | 10.5623
21123 | KY | SB | 2021 | 11007.4592 | 42646.7198 | 3.8743
21157 | KY | CO | 2021 | 4653.889 | 52961.4019 | 11.38
21161 | KY | CO | 2021 | 3075.6136 | 33402.5149 | 10.8604
21221 | KY | CO | 2021 | 8498.406 | 104779.752 | 12.3293
21163 | KY | CO | 2021 | 7122.4736 | 87887.9859 | 12.3395
21165 | KY | CO | 2021 | 60.7029 | 480.0818 | 7.9087
21167 | KY | CO | 2021 | 2509.0532 | 29592.3421 | 11.7942
21225 | KY | CO | 2021 | 29137.392 | 400322.1555 | 13.7391
21103 | KY | CO | 2021 | 3358.8938 | 37212.6877 | 11.0789
21093 | KY | WH | 2021 | 1254.5266 | 6314.0006 | 5.033
21097 | KY | WH | 2021 | 80.9372 | 351.0802 | 4.3377
21998 | KY | WH | 2021 | 18842.1802 | 101628.1948 | 5.3937
21161 | KY | SB | 2021 | 4451.546 | 16655.8982 | 3.7416
21163 | KY | SB | 2021 | 8781.6862 | 34482.0638 | 3.9266
21185 | KY | CO | 2021 | 1011.715 | 11328.9138 | 11.1977
21187 | KY | CO | 2021 | 202.343 | 2093.0549 | 10.3441
21191 | KY | CO | 2021 | 364.2174 | 3772.0711 | 10.3566
21199 | KY | CO | 2021 | 4411.0774 | 49151.2291 | 11.1427
21205 | KY | CO | 2021 | 186.1556 | 1574.8714 | 8.46
21207 | KY | CO | 2021 | 1598.5097 | 17323.5857 | 10.8373
21039 | KY | SB | 2021 | 13961.667 | 50893.0224 | 3.6452
21041 | KY | SB | 2021 | 1088.6053 | 3483.5866 | 3.2
21045 | KY | SB | 2021 | 3864.7513 | 14750.8118 | 3.8168
21047 | KY | SB | 2021 | 33386.595 | 124157.2022 | 3.7188
21049 | KY | SB | 2021 | 2173.1638 | 8708.9664 | 4.0075
21005 | KY | SB | 2021 | 283.2802 | 1017.8604 | 3.5931
21051 | KY | SB | 2021 | 283.2802 | 879.0613 | 3.1032
21209 | KY | WH | 2021 | 60.7029 | 261.269 | 4.3041
21211 | KY | WH | 2021 | 744.6222 | 3538.0176 | 4.7514
21001 | KY | CO | 2021 | 3763.5798 | 43435.9699 | 11.5411
21069 | KY | SB | 2021 | 4451.546 | 14914.105 | 3.3503
21231 | KY | CO | 2021 | 2468.5846 | 30354.3766 | 12.2963
21233 | KY | CO | 2021 | 16592.126 | 216290.8093 | 13.0358
21139 | KY | WH | 2021 | 728.4348 | 3810.1728 | 5.2306
21141 | KY | WH | 2021 | 19424.928 | 115557.0979 | 5.9489
21233 | KY | SB | 2021 | 18534.6188 | 75278.1283 | 4.0615
21239 | KY | SB | 2021 | 1294.9952 | 4980.4402 | 3.8459
21027 | KY | SB | 2021 | 14568.696 | 49804.4016 | 3.4186
21029 | KY | SB | 2021 | 1812.9933 | 5796.9058 | 3.1974
21003 | KY | SB | 2021 | 4411.0774 | 12246.984 | 2.7764
21031 | KY | SB | 2021 | 11654.9568 | 45313.8408 | 3.8879
21033 | KY | SB | 2021 | 15256.6622 | 58077.9197 | 3.8067
21035 | KY | SB | 2021 | 17806.184 | 69100.2053 | 3.8807
21105 | KY | SB | 2021 | 20800.8604 | 79306.0253 | 3.8126
21111 | KY | SB | 2021 | 764.8565 | 2912.0606 | 3.8073
21113 | KY | SB | 2021 | 1129.0739 | 3701.3107 | 3.2782
21117 | KY | SB | 2021 | 161.8744 | 557.9182 | 3.4466
21005 | KY | CO | 2021 | 364.2174 | 4102.286 | 11.2633
21083 | KY | WH | 2021 | 5948.8842 | 33012.4258 | 5.5493
21085 | KY | WH | 2021 | 323.7488 | 1453.3088 | 4.489
21145 | KY | SB | 2021 | 12019.1742 | 40333.4006 | 3.3558
21149 | KY | SB | 2021 | 21610.2324 | 87770.052 | 4.0615
21015 | KY | SB | 2021 | 955.059 | 3293.0779 | 3.448
21073 | KY | SB | 2021 | 1044.0899 | 3646.8797 | 3.4929
21075 | KY | SB | 2021 | 21205.5464 | 81428.8358 | 3.84
21079 | KY | SB | 2021 | 643.4507 | 2454.8399 | 3.8151
21081 | KY | SB | 2021 | 364.2174 | 1181.1536 | 3.243
21083 | KY | SB | 2021 | 35814.711 | 127885.7285 | 3.5708
21085 | KY | SB | 2021 | 10117.15 | 36550.4434 | 3.6127
21087 | KY | SB | 2021 | 5948.8842 | 22480.0195 | 3.7789
21089 | KY | SB | 2021 | 1169.5425 | 3293.0779 | 2.8157
21009 | KY | SB | 2021 | 11169.3336 | 40932.1421 | 3.6647
21003 | KY | WH | 2021 | 809.372 | 4354.4832 | 5.3801
21031 | KY | WH | 2021 | 141.6401 | 713.0466 | 5.0342
21099 | KY | SB | 2021 | 6353.5702 | 23895.2266 | 3.7609
21998 | KY | SB | 2021 | 92778.3124 | 363272.761 | 3.9155
21103 | KY | SB | 2021 | 3864.7513 | 14451.4411 | 3.7393
21183 | KY | WH | 2021 | 202.343 | 1181.1536 | 5.8374
21151 | KY | SB | 2021 | 602.9821 | 2348.6994 | 3.8951
21155 | KY | SB | 2021 | 7324.8166 | 28821.2357 | 3.9347
21053 | KY | CO | 2021 | 728.4348 | 7848.956 | 10.7751
21055 | KY | CO | 2021 | 8498.406 | 100207.5446 | 11.7913
21061 | KY | SB | 2021 | 5139.5122 | 17309.0707 | 3.3678
21067 | KY | SB | 2021 | 2213.6324 | 7946.9318 | 3.59
21219 | KY | WH | 2021 | 14771.039 | 91689.0869 | 6.2074
21221 | KY | WH | 2021 | 6879.662 | 43708.1251 | 6.3532
21157 | KY | SB | 2021 | 8174.6572 | 29038.9598 | 3.5523
21183 | KY | CO | 2021 | 13354.638 | 167647.6032 | 12.5535
21225 | KY | WH | 2021 | 1902.0242 | 11430.5184 | 6.0097
21163 | KY | WH | 2021 | 809.372 | 4245.6211 | 5.2456
21017 | KY | WH | 2021 | 222.5773 | 928.0492 | 4.1696
21093 | KY | CO | 2021 | 12949.952 | 152152.9005 | 11.7493
21097 | KY | CO | 2021 | 1780.6184 | 17882.411 | 10.0428
21011 | KY | SB | 2021 | 2658.787 | 8464.0267 | 3.1834
21998 | KY | CO | 2021 | 93539.122 | 1109778.871 | 11.8643
21049 | KY | CO | 2021 | 1052.1836 | 11532.123 | 10.9602
21009 | KY | WH | 2021 | 485.6232 | 2939.2762 | 6.0526
21173 | KY | CO | 2021 | 566.5604 | 5054.8292 | 8.922
21175 | KY | CO | 2021 | 93.0778 | 764.5747 | 8.2144
21001 | KY | SB | 2021 | 4653.889 | 17472.3638 | 3.7544
21145 | KY | WH | 2021 | 2650.6933 | 13553.329 | 5.1131
21149 | KY | WH | 2021 | 2225.773 | 12138.1219 | 5.4534
21155 | KY | WH | 2021 | 728.4348 | 3891.8194 | 5.3427
21031 | KY | CO | 2021 | 7365.2852 | 89920.0781 | 12.2086
21033 | KY | CO | 2021 | 12545.266 | 156725.1078 | 12.4928
21177 | KY | CO | 2021 | 6636.8504 | 77600.5194 | 11.6924
21227 | KY | WH | 2021 | 5665.604 | 34863.0811 | 6.1535
21091 | KY | CO | 2021 | 3399.3624 | 43943.993 | 12.9271
21041 | KY | CO | 2021 | 607.029 | 6223.2822 | 10.252
21045 | KY | CO | 2021 | 2832.802 | 32767.4861 | 11.5672
21047 | KY | CO | 2021 | 31363.165 | 401338.2016 | 12.7965
21067 | KY | CO | 2021 | 1011.715 | 11963.9426 | 11.8254
21069 | KY | CO | 2021 | 1396.1667 | 13894.4301 | 9.9518
21035 | KY | CO | 2021 | 14771.039 | 185047.3923 | 12.5277
21057 | KY | CO | 2021 | 1092.6522 | 12776.7795 | 11.6934
21213 | KY | WH | 2021 | 11938.237 | 69426.7915 | 5.8155
21217 | KY | WH | 2021 | 242.8116 | 1270.9648 | 5.2344
21065 | KY | CO | 2021 | 182.1087 | 1625.6737 | 8.9269
21085 | KY | CO | 2021 | 5503.7296 | 57660.615 | 10.4766
21087 | KY | CO | 2021 | 3480.2996 | 41911.9008 | 12.0426
21007 | KY | CO | 2021 | 12545.266 | 157868.1597 | 12.5839
21073 | KY | CO | 2021 | 728.4348 | 7671.1479 | 10.531
21027 | KY | WH | 2021 | 647.4976 | 3020.9227 | 4.6655
21003 | KY | CO | 2021 | 2954.2078 | 31599.0331 | 10.6963
21169 | KY | CO | 2021 | 2630.459 | 32513.4746 | 12.3604
21039 | KY | CO | 2021 | 9914.807 | 119639.4259 | 12.0667
21089 | KY | CO | 2021 | 263.0459 | 2207.3601 | 8.3915
21009 | KY | CO | 2021 | 10724.179 | 125100.6736 | 11.6653
21027 | KY | CO | 2021 | 8903.092 | 96143.3603 | 10.7989
21099 | KY | CO | 2021 | 2468.5846 | 28449.2902 | 11.5245
21059 | KY | CO | 2021 | 25495.218 | 325896.7802 | 12.7827
21061 | KY | CO | 2021 | 1456.8696 | 16739.3592 | 11.49
21075 | KY | CO | 2021 | 11331.208 | 139579.3302 | 12.3181
21079 | KY | CO | 2021 | 647.4976 | 6401.0903 | 9.8859
21081 | KY | CO | 2021 | 186.1556 | 1795.8614 | 9.6471
21029 | KY | CO | 2021 | 1011.715 | 10617.6815 | 10.4947
21017 | KY | CO | 2021 | 2165.0701 | 27179.2326 | 12.5535
21239 | KY | CO | 2021 | 1011.715 | 11811.5357 | 11.6748
22039 | LA | RI | 2021 | 19263.0536 | 147099.8856 | 7.6364
22113 | LA | RI | 2021 | 23107.5706 | 180756.412 | 7.8224
22003 | LA | RI | 2021 | 6191.6958 | 43862.3464 | 7.0841
22009 | LA | CO | 2021 | 6677.319 | 65738.1814 | 9.845
22073 | LA | CO | 2021 | 3415.5498 | 41911.9008 | 12.2709
22011 | LA | RI | 2021 | 242.8116 | 1755.401 | 7.2295
22081 | LA | CO | 2021 | 2994.6764 | 25350.3497 | 8.4651
22083 | LA | CO | 2021 | 23795.5368 | 289598.534 | 12.1703
22001 | LA | RI | 2021 | 33062.8462 | 255463.0144 | 7.7266
22998 | LA | CO | 2021 | 13824.0738 | 137410.0719 | 9.9399
22077 | LA | CO | 2021 | 3277.9566 | 33351.7126 | 10.1745
22067 | LA | CO | 2021 | 25738.0296 | 317616.0046 | 12.3403
22079 | LA | CO | 2021 | 2298.6165 | 19660.4916 | 8.5532
22097 | LA | CO | 2021 | 2602.131 | 25604.3612 | 9.8398
22001 | LA | SB | 2021 | 6839.1934 | 17744.519 | 2.5945
22101 | LA | SB | 2021 | 878.1686 | 2267.0528 | 2.5816
22107 | LA | SB | 2021 | 30351.45 | 120020.4432 | 3.9544
22065 | LA | CO | 2021 | 25778.4982 | 301283.0639 | 11.6874
22009 | LA | SB | 2021 | 29623.0152 | 86463.707 | 2.9188
22093 | LA | SB | 2021 | 870.0749 | 2239.8373 | 2.5743
22053 | LA | RI | 2021 | 33184.252 | 248885.9304 | 7.5001
22998 | LA | RI | 2021 | 18482.0096 | 145426.1311 | 7.8685
22107 | LA | CO | 2021 | 21205.5464 | 255433.9845 | 12.0456
22055 | LA | RI | 2021 | 1254.5266 | 10160.4608 | 8.099
22065 | LA | SB | 2021 | 35612.368 | 137465.5915 | 3.8601
22067 | LA | SB | 2021 | 37069.2376 | 149630.929 | 4.0365
22069 | LA | SB | 2021 | 7891.377 | 21445.8298 | 2.7176
22007 | LA | SB | 2021 | 878.1686 | 2514.714 | 2.8636
22099 | LA | RI | 2021 | 1942.4928 | 15195.332 | 7.8226
22065 | LA | RI | 2021 | 1902.0242 | 17005.1641 | 8.9406
22097 | LA | SB | 2021 | 28449.4258 | 78625.6373 | 2.7637
22113 | LA | SB | 2021 | 1517.5725 | 4082.328 | 2.69
22097 | LA | RI | 2021 | 9226.8408 | 64546.1416 | 6.9955
22083 | LA | SB | 2021 | 18534.6188 | 76666.1198 | 4.1364
22041 | LA | CO | 2021 | 35329.0878 | 435248.7395 | 12.3198
22043 | LA | CO | 2021 | 890.3092 | 8280.7756 | 9.301
22045 | LA | SB | 2021 | 837.7 | 2389.5227 | 2.8525
22079 | LA | SB | 2021 | 11533.551 | 34291.5552 | 2.9732
22123 | LA | SB | 2021 | 17441.9666 | 66868.5326 | 3.8338
22067 | LA | RI | 2021 | 10926.522 | 98202.668 | 8.9876
22079 | LA | RI | 2021 | 2318.8508 | 17567.6182 | 7.576
22077 | LA | SB | 2021 | 16187.44 | 51491.7638 | 3.181
22009 | LA | RI | 2021 | 6029.8214 | 41367.5904 | 6.8605
22121 | LA | SB | 2021 | 2654.7402 | 10477.9752 | 3.9469
22039 | LA | SB | 2021 | 5099.0436 | 13362.8203 | 2.6207
22041 | LA | SB | 2021 | 20679.4546 | 78026.8958 | 3.7732
22043 | LA | SB | 2021 | 3642.174 | 11376.0874 | 3.1234
22998 | LA | SB | 2021 | 20719.9232 | 59708.1293 | 2.8817
22029 | LA | CO | 2021 | 6596.3818 | 75924.0433 | 11.51
22117 | LA | SB | 2021 | 683.9193 | 1749.9579 | 2.5587
22035 | LA | CO | 2021 | 19546.3338 | 225994.0493 | 11.562
22117 | LA | CO | 2021 | 505.8575 | 4531.5655 | 8.9582
22123 | LA | CO | 2021 | 15459.0052 | 178544.6974 | 11.5496
22099 | LA | SB | 2021 | 1469.0102 | 3320.2934 | 2.2602
22017 | LA | CO | 2021 | 7931.8456 | 60149.9279 | 7.5833
22025 | LA | CO | 2021 | 10198.0872 | 119817.234 | 11.749
22025 | LA | SB | 2021 | 29906.2954 | 98737.9066 | 3.3016
22035 | LA | SB | 2021 | 43544.2136 | 181391.4408 | 4.1657
22015 | LA | SB | 2021 | 2472.6315 | 6259.5696 | 2.5315
22017 | LA | SB | 2021 | 4532.4832 | 10314.6821 | 2.2757
22015 | LA | CO | 2021 | 582.7478 | 4902.4223 | 8.4126
22029 | LA | SB | 2021 | 49047.9432 | 171185.6208 | 3.4902
24005 | MD | WH | 2021 | 2893.5049 | 17036.9155 | 5.888
24009 | MD | WH | 2021 | 667.7319 | 3374.7245 | 5.054
24011 | MD | CO | 2021 | 15216.1936 | 173870.8854 | 11.4267
24998 | MD | SB | 2021 | 12185.0955 | 40768.849 | 3.3458
24047 | MD | SB | 2021 | 13111.8264 | 51137.9621 | 3.9001
24013 | MD | CO | 2021 | 10926.522 | 119207.6063 | 10.9099
24998 | MD | WH | 2021 | 5018.1064 | 24913.087 | 4.9646
24009 | MD | SB | 2021 | 1044.0899 | 3320.2934 | 3.1801
24011 | MD | WH | 2021 | 5787.0098 | 29528.8392 | 5.1026
24015 | MD | WH | 2021 | 4127.7972 | 23976.8731 | 5.8086
24015 | MD | CO | 2021 | 8498.406 | 91647.3564 | 10.7841
24041 | MD | WH | 2021 | 5301.3866 | 29229.4685 | 5.5136
24043 | MD | WH | 2021 | 3298.1909 | 18833.1398 | 5.7101
24013 | MD | WH | 2021 | 3905.2199 | 23160.4075 | 5.9306
24023 | MD | CO | 2021 | 2488.8189 | 22810.2345 | 9.1651
24017 | MD | WH | 2021 | 1412.3541 | 5905.7678 | 4.1815
24031 | MD | WH | 2021 | 2525.2406 | 14233.717 | 5.6366
24009 | MD | CO | 2021 | 1177.6363 | 11633.7276 | 9.8789
24019 | MD | WH | 2021 | 4168.2658 | 20602.1486 | 4.9426
24039 | MD | WH | 2021 | 1363.7918 | 6232.3541 | 4.5699
24025 | MD | CO | 2021 | 7284.348 | 85830.4926 | 11.7829
24035 | MD | WH | 2021 | 5787.0098 | 29392.7616 | 5.0791
24037 | MD | WH | 2021 | 1408.3073 | 6150.7075 | 4.3674
24017 | MD | CO | 2021 | 1469.0102 | 13386.4071 | 9.1125
24045 | MD | WH | 2021 | 2399.788 | 11049.5011 | 4.6044
24021 | MD | CO | 2021 | 14649.6332 | 154413.603 | 10.5404
24013 | MD | SB | 2021 | 11128.865 | 37121.9693 | 3.3356
24041 | MD | CO | 2021 | 11654.9568 | 135794.5586 | 11.6512
24029 | MD | CO | 2021 | 13799.7926 | 146640.8505 | 10.6263
24003 | MD | CO | 2021 | 1392.1198 | 14681.8659 | 10.5464
24047 | MD | CO | 2021 | 13030.8892 | 155175.6376 | 11.9083
24998 | MD | CO | 2021 | 28259.2234 | 310605.2867 | 10.9913
24045 | MD | SB | 2021 | 8579.3432 | 28222.4942 | 3.2896
24011 | MD | SB | 2021 | 18615.556 | 65589.4032 | 3.5234
24003 | MD | WH | 2021 | 522.0449 | 2384.0796 | 4.5668
24045 | MD | CO | 2021 | 9186.3722 | 100385.3527 | 10.9276
24039 | MD | SB | 2021 | 7324.8166 | 27106.6579 | 3.7007
24043 | MD | SB | 2021 | 6191.6958 | 23786.3645 | 3.8417
24015 | MD | SB | 2021 | 8012.7828 | 29528.8392 | 3.6852
24043 | MD | CO | 2021 | 5787.0098 | 53596.4307 | 9.2615
24019 | MD | SB | 2021 | 16794.469 | 59411.4802 | 3.5376
24041 | MD | SB | 2021 | 16146.9714 | 58213.9973 | 3.6053
24019 | MD | CO | 2021 | 11047.9278 | 122103.3377 | 11.0521
24039 | MD | CO | 2021 | 4856.232 | 55552.3194 | 11.4394
24031 | MD | SB | 2021 | 5544.1982 | 18914.7864 | 3.4116
24035 | MD | SB | 2021 | 22460.073 | 74488.8782 | 3.3165
24037 | MD | SB | 2021 | 6070.29 | 18697.0622 | 3.0801
24021 | MD | SB | 2021 | 16389.783 | 63929.2565 | 3.9006
24023 | MD | SB | 2021 | 1076.4648 | 2912.0606 | 2.7052
24031 | MD | CO | 2021 | 4127.7972 | 46331.7012 | 11.2243
24021 | MD | WH | 2021 | 5341.8552 | 29746.5634 | 5.5686
24029 | MD | WH | 2021 | 8822.1548 | 48253.117 | 5.4695
24003 | MD | SB | 2021 | 1922.2585 | 6531.7248 | 3.3979
24025 | MD | SB | 2021 | 5301.3866 | 20574.9331 | 3.881
24029 | MD | SB | 2021 | 18372.7444 | 69317.9294 | 3.7729
24037 | MD | CO | 2021 | 3091.801 | 31091.01 | 10.056
26165 | MI | CO | 2021 | 2165.0701 | 18542.841 | 8.5645
26075 | MI | CO | 2021 | 21448.358 | 225359.0205 | 10.5071
26069 | MI | CO | 2021 | 1812.9933 | 18390.434 | 10.1437
26077 | MI | CO | 2021 | 20598.5174 | 193937.7955 | 9.4151
26161 | MI | WH | 2021 | 4775.2948 | 24738.9077 | 5.1806
26073 | MI | CO | 2021 | 14730.5704 | 154769.2191 | 10.5067
26081 | MI | CO | 2021 | 13395.1066 | 146539.2459 | 10.9398
26017 | MI | CO | 2021 | 17846.6526 | 210372.3409 | 11.7878
26079 | MI | CO | 2021 | 178.0618 | 1343.7209 | 7.5464
26161 | MI | CO | 2021 | 14123.5414 | 158249.177 | 11.2046
26007 | MI | CO | 2021 | 2525.2406 | 25934.5762 | 10.2701
26163 | MI | CO | 2021 | 619.1696 | 4920.2031 | 7.9465
26063 | MI | CO | 2021 | 29744.421 | 397680.4357 | 13.3699
26065 | MI | CO | 2021 | 17927.5898 | 196249.3004 | 10.9468
26067 | MI | CO | 2021 | 23876.474 | 260768.2264 | 10.9216
26157 | MI | WH | 2021 | 13840.2612 | 82082.0083 | 5.9307
26105 | MI | WH | 2021 | 2169.117 | 10586.8373 | 4.8807
26059 | MI | CO | 2021 | 25211.9378 | 283426.054 | 11.2417
26091 | MI | SB | 2021 | 50788.093 | 173498.94 | 3.4161
26163 | MI | SB | 2021 | 1404.2604 | 4027.897 | 2.8683
26017 | MI | WH | 2021 | 6839.1934 | 38591.6074 | 5.6427
26081 | MI | SB | 2021 | 9388.7152 | 37448.5555 | 3.9887
26087 | MI | SB | 2021 | 18534.6188 | 58458.937 | 3.154
26089 | MI | CO | 2021 | 829.6063 | 5893.0673 | 7.1035
26081 | MI | WH | 2021 | 2395.7411 | 11131.1477 | 4.6462
26087 | MI | WH | 2021 | 2460.4909 | 13444.4669 | 5.4641
26075 | MI | SB | 2021 | 17806.184 | 58785.5232 | 3.3014
26023 | MI | WH | 2021 | 1578.2754 | 7647.5611 | 4.8455
26085 | MI | CO | 2021 | 643.4507 | 6375.6892 | 9.9086
26087 | MI | CO | 2021 | 13718.8554 | 151644.8774 | 11.0538
26159 | MI | CO | 2021 | 18656.0246 | 186190.4442 | 9.9802
26077 | MI | WH | 2021 | 1282.8546 | 6014.6299 | 4.6885
26079 | MI | WH | 2021 | 400.6391 | 1668.3114 | 4.1641
26011 | MI | CO | 2021 | 6110.7586 | 72037.6671 | 11.7887
26077 | MI | SB | 2021 | 12383.3916 | 44225.22 | 3.5713
26115 | MI | WH | 2021 | 7972.3142 | 47654.3755 | 5.9775
26117 | MI | WH | 2021 | 6353.5702 | 28794.0202 | 4.5319
26121 | MI | WH | 2021 | 1193.8237 | 5279.8109 | 4.4226
26037 | MI | CO | 2021 | 22824.2904 | 245984.756 | 10.7773
26041 | MI | CO | 2021 | 797.2314 | 6909.1133 | 8.6664
26091 | MI | WH | 2021 | 12949.952 | 79850.3357 | 6.1661
26113 | MI | WH | 2021 | 404.686 | 1758.1226 | 4.3444
26139 | MI | WH | 2021 | 1634.9314 | 8246.3026 | 5.0438
26055 | MI | CO | 2021 | 2124.6015 | 20905.1481 | 9.8396
26057 | MI | CO | 2021 | 31889.2568 | 344287.2142 | 10.7963
26149 | MI | WH | 2021 | 1537.8068 | 6422.8627 | 4.1766
26151 | MI | WH | 2021 | 20638.986 | 124783.1592 | 6.046
26073 | MI | WH | 2021 | 5463.261 | 29093.3909 | 5.3253
26075 | MI | WH | 2021 | 2897.5518 | 12383.0616 | 4.2736
26093 | MI | SB | 2021 | 8053.2514 | 27242.7355 | 3.3828
26017 | MI | SB | 2021 | 21569.7638 | 74706.6024 | 3.4635
26021 | MI | SB | 2021 | 18129.9328 | 61806.4459 | 3.4091
26019 | MI | CO | 2021 | 348.03 | 3388.5137 | 9.7363
26021 | MI | CO | 2021 | 20234.3 | 217052.8438 | 10.727
26093 | MI | WH | 2021 | 2322.8976 | 11049.5011 | 4.7568
26027 | MI | CO | 2021 | 25778.4982 | 270217.455 | 10.4823
26029 | MI | CO | 2021 | 635.357 | 5943.8696 | 9.3552
26123 | MI | WH | 2021 | 1574.2285 | 7919.7163 | 5.0309
26125 | MI | WH | 2021 | 659.6382 | 2912.0606 | 4.4146
26043 | MI | CO | 2021 | 299.4676 | 2811.9075 | 9.3897
26045 | MI | CO | 2021 | 20922.2662 | 226146.4563 | 10.8089
26047 | MI | CO | 2021 | 242.8116 | 2070.1939 | 8.5259
26049 | MI | CO | 2021 | 11735.894 | 117861.3453 | 10.0428
26005 | MI | CO | 2021 | 25211.9378 | 272198.7448 | 10.7964
26059 | MI | WH | 2021 | 4694.3576 | 23868.011 | 5.0844
26063 | MI | WH | 2021 | 29056.4548 | 179214.1992 | 6.1678
26065 | MI | WH | 2021 | 5706.0726 | 28712.3736 | 5.0319
26067 | MI | WH | 2021 | 6839.1934 | 39271.9954 | 5.7422
26155 | MI | CO | 2021 | 19789.1454 | 201634.3446 | 10.1891
26155 | MI | WH | 2021 | 9469.6524 | 47327.7893 | 4.9978
26157 | MI | CO | 2021 | 29339.735 | 378070.7464 | 12.886
26161 | MI | SB | 2021 | 18817.899 | 66814.1016 | 3.5506
26107 | MI | CO | 2021 | 8619.8118 | 82782.3544 | 9.6037
26099 | MI | SB | 2021 | 10198.0872 | 30862.3997 | 3.0263
26998 | MI | SB | 2021 | 84502.4837 | 277856.8514 | 3.2882
26105 | MI | SB | 2021 | 2670.9276 | 8600.1043 | 3.2199
26011 | MI | WH | 2021 | 2950.1609 | 15785.0016 | 5.3506
26111 | MI | WH | 2021 | 1501.3851 | 8736.1819 | 5.8187
26091 | MI | CO | 2021 | 35895.6482 | 414724.6087 | 11.5536
26045 | MI | WH | 2021 | 7082.005 | 34019.4 | 4.8036
26127 | MI | WH | 2021 | 1177.6363 | 5334.2419 | 4.5296
26129 | MI | WH | 2021 | 1396.1667 | 6341.2162 | 4.5419
26133 | MI | WH | 2021 | 748.6691 | 3646.8797 | 4.8712
26141 | MI | CO | 2021 | 2351.2257 | 21921.1942 | 9.3233
26145 | MI | WH | 2021 | 9510.121 | 54104.4538 | 5.6891
26147 | MI | WH | 2021 | 4653.889 | 25827.5285 | 5.5497
26015 | MI | CO | 2021 | 12140.58 | 136251.7793 | 11.2228
26015 | MI | WH | 2021 | 3362.9407 | 16002.7258 | 4.7586
26151 | MI | CO | 2021 | 36017.054 | 479268.9359 | 13.3067
26157 | MI | SB | 2021 | 27680.5224 | 106113.3125 | 3.8335
26105 | MI | CO | 2021 | 5341.8552 | 54993.4941 | 10.2948
26121 | MI | CO | 2021 | 4370.6088 | 43334.3653 | 9.9149
26123 | MI | CO | 2021 | 4856.232 | 52707.3904 | 10.8536
26001 | MI | SB | 2021 | 805.3251 | 2574.5882 | 3.197
26111 | MI | CO | 2021 | 8660.2804 | 98937.487 | 11.4243
26025 | MI | SB | 2021 | 30351.45 | 93893.544 | 3.0935
26027 | MI | SB | 2021 | 19505.8652 | 72284.4211 | 3.7058
26117 | MI | CO | 2021 | 21286.4836 | 237526.1724 | 11.1585
26067 | MI | SB | 2021 | 24888.189 | 94573.932 | 3.8
26069 | MI | SB | 2021 | 1614.6971 | 6205.1386 | 3.8429
26125 | MI | CO | 2021 | 728.4348 | 7569.5433 | 10.3915
26127 | MI | CO | 2021 | 4734.8262 | 45772.8759 | 9.6673
26129 | MI | CO | 2021 | 4046.86 | 43639.1791 | 10.7835
26049 | MI | WH | 2021 | 2128.6484 | 9852.0182 | 4.6283
26005 | MI | WH | 2021 | 2286.4759 | 10450.7597 | 4.5707
26051 | MI | WH | 2021 | 918.6372 | 4626.6384 | 5.0364
26057 | MI | WH | 2021 | 8377.0002 | 47164.4962 | 5.6302
26007 | MI | SB | 2021 | 4613.4204 | 13199.5272 | 2.8611
26073 | MI | SB | 2021 | 23471.788 | 79550.965 | 3.3892
26155 | MI | SB | 2021 | 36138.4598 | 123694.5384 | 3.4228
26101 | MI | CO | 2021 | 1796.8058 | 15850.3188 | 8.8214
26145 | MI | CO | 2021 | 34398.31 | 384116.2205 | 11.1667
26037 | MI | WH | 2021 | 9429.1838 | 55165.859 | 5.8505
26115 | MI | CO | 2021 | 21205.5464 | 257948.6986 | 12.1642
26025 | MI | CO | 2021 | 29703.9524 | 296812.4611 | 9.9924
26027 | MI | WH | 2021 | 926.7309 | 3374.7245 | 3.6415
26145 | MI | SB | 2021 | 46579.3586 | 156625.3176 | 3.3625
26998 | MI | WH | 2021 | 9939.0882 | 39193.0704 | 3.9433
26147 | MI | CO | 2021 | 10440.8988 | 114355.9863 | 10.9527
26055 | MI | SB | 2021 | 485.6232 | 1336.282 | 2.7517
26137 | MI | CO | 2021 | 449.2015 | 3995.6012 | 8.8949
26139 | MI | CO | 2021 | 11735.894 | 127361.3761 | 10.8523
26099 | MI | WH | 2021 | 1137.1677 | 6286.7851 | 5.5285
26147 | MI | SB | 2021 | 26264.1214 | 77373.7234 | 2.946
26093 | MI | CO | 2021 | 6920.1306 | 71961.4636 | 10.3989
26151 | MI | SB | 2021 | 51476.0592 | 191406.7522 | 3.7184
26011 | MI | SB | 2021 | 7729.5026 | 25011.0629 | 3.2358
26159 | MI | SB | 2021 | 10602.7732 | 36713.7365 | 3.4627
26065 | MI | SB | 2021 | 22905.2276 | 81183.8962 | 3.5443
26119 | MI | SB | 2021 | 1416.401 | 4599.4229 | 3.2473
26015 | MI | SB | 2021 | 12747.609 | 43626.4786 | 3.4223
26059 | MI | SB | 2021 | 32010.6626 | 107419.6574 | 3.3557
26125 | MI | SB | 2021 | 1250.4797 | 3782.9573 | 3.0252
26117 | MI | SB | 2021 | 11371.6766 | 38782.116 | 3.4104
26045 | MI | SB | 2021 | 30756.136 | 112944.408 | 3.6723
26121 | MI | SB | 2021 | 2865.1769 | 8491.2422 | 2.9636
26123 | MI | SB | 2021 | 2132.6952 | 6722.2334 | 3.152
26057 | MI | SB | 2021 | 34479.2472 | 117108.3826 | 3.3965
26111 | MI | SB | 2021 | 10481.3674 | 34672.5725 | 3.308
26063 | MI | SB | 2021 | 22824.2904 | 87797.2675 | 3.8467
26115 | MI | SB | 2021 | 33265.1892 | 115883.6842 | 3.4836
26137 | MI | SB | 2021 | 404.686 | 1246.4708 | 3.0801
26025 | MI | WH | 2021 | 1987.0083 | 8137.4405 | 4.0953
26141 | MI | SB | 2021 | 3662.4083 | 9089.9837 | 2.482
26037 | MI | SB | 2021 | 27397.2422 | 102439.2173 | 3.739
26127 | MI | SB | 2021 | 1881.7899 | 6150.7075 | 3.2685
26049 | MI | SB | 2021 | 16713.5318 | 48770.2118 | 2.918
26129 | MI | SB | 2021 | 2347.1788 | 7212.1128 | 3.0727
26139 | MI | SB | 2021 | 8660.2804 | 27487.6752 | 3.174
26998 | MI | CO | 2021 | 76675.8564 | 722650.0738 | 9.4247
26099 | MI | CO | 2021 | 4613.4204 | 46814.3231 | 10.1474
27009 | MN | SB | 2021 | 13395.1066 | 31352.279 | 2.3406
27041 | MN | SB | 2021 | 29865.8268 | 74706.6024 | 2.5014
27171 | MN | CO | 2021 | 30756.136 | 278193.4167 | 9.0451
27121 | MN | CO | 2021 | 47105.4504 | 421913.1347 | 8.9568
27097 | MN | SB | 2021 | 14487.7588 | 30018.7186 | 2.072
27095 | MN | SB | 2021 | 7446.2224 | 18942.0019 | 2.5438
27045 | MN | SB | 2021 | 39780.6338 | 166123.5341 | 4.176
27057 | MN | CO | 2021 | 4451.546 | 42673.9354 | 9.5863
27169 | MN | CO | 2021 | 25859.4354 | 331129.4175 | 12.805
27047 | MN | SB | 2021 | 60621.9628 | 246246.025 | 4.062
27081 | MN | SB | 2021 | 41116.0976 | 127205.3405 | 3.0938
27043 | MN | SB | 2021 | 69201.306 | 281571.7699 | 4.0689
27091 | MN | SB | 2021 | 65599.6006 | 264698.1475 | 4.0351
27065 | MN | CO | 2021 | 5544.1982 | 38279.5361 | 6.9044
27125 | MN | CO | 2021 | 9226.8408 | 52072.3616 | 5.6436
27998 | MN | SB | 2021 | 385516.0242 | 1322527.3082 | 3.4305
27127 | MN | CO | 2021 | 94494.181 | 1020161.0666 | 10.796
27129 | MN | CO | 2021 | 98541.041 | 1095196.0696 | 11.1141
27089 | MN | SB | 2021 | 111693.336 | 223085.6174 | 1.9973
27101 | MN | SB | 2021 | 65640.0692 | 248532.1286 | 3.7863
27059 | MN | CO | 2021 | 11452.6138 | 86897.341 | 7.5876
27093 | MN | SB | 2021 | 37919.0782 | 115257.7272 | 3.0396
27063 | MN | CO | 2021 | 75109.7216 | 893866.5389 | 11.9008
27998 | MN | BA | 2021 | 12820.4525 | 38225.8308 | 2.9816
27081 | MN | WH | 2021 | 776.9971 | 3320.2934 | 4.2732
27019 | MN | CO | 2021 | 19667.7396 | 229372.4026 | 11.6624
27103 | MN | SB | 2021 | 35329.0878 | 149685.36 | 4.2369
27165 | MN | CO | 2021 | 49007.4746 | 642903.1571 | 13.1185
27061 | MN | CO | 2021 | 319.7019 | 1823.8027 | 5.7047
27153 | MN | CO | 2021 | 28773.1746 | 235875.0975 | 8.1977
27083 | MN | SB | 2021 | 61228.9918 | 185718.7085 | 3.0332
27085 | MN | SB | 2021 | 35167.2134 | 125572.4093 | 3.5707
27161 | MN | CO | 2021 | 43706.088 | 582677.0257 | 13.3317
27079 | MN | CO | 2021 | 33427.0636 | 427171.1732 | 12.7792
27115 | MN | CO | 2021 | 6272.633 | 53596.4307 | 8.5445
27117 | MN | CO | 2021 | 43341.8706 | 495398.6675 | 11.43
27119 | MN | CO | 2021 | 42330.1556 | 268896.5951 | 6.3524
27007 | MN | CO | 2021 | 635.357 | 3124.3417 | 4.9175
27081 | MN | CO | 2021 | 44515.46 | 450413.2273 | 10.1181
27107 | MN | SB | 2021 | 71427.079 | 116727.3653 | 1.6342
27011 | MN | SB | 2021 | 44151.2426 | 147263.1787 | 3.3354
27111 | MN | SB | 2021 | 65073.5088 | 120782.4778 | 1.8561
27065 | MN | SB | 2021 | 5584.6668 | 9579.863 | 1.7154
27023 | MN | CO | 2021 | 57465.412 | 682071.7335 | 11.8693
27069 | MN | SB | 2021 | 52568.7114 | 83088.9826 | 1.5806
27007 | MN | SB | 2021 | 10643.2418 | 18615.4157 | 1.749
27077 | MN | SB | 2021 | 9348.2466 | 18098.3208 | 1.936
27079 | MN | SB | 2021 | 31970.194 | 133301.617 | 4.1696
27049 | MN | CO | 2021 | 57627.2864 | 722332.5594 | 12.5346
27005 | MN | CO | 2021 | 25940.3726 | 247483.4239 | 9.5405
27051 | MN | CO | 2021 | 52042.6196 | 587325.4365 | 11.2855
27053 | MN | CO | 2021 | 4010.4383 | 39346.3844 | 9.811
27055 | MN | CO | 2021 | 21691.1696 | 273392.599 | 12.6039
27163 | MN | CO | 2021 | 6839.1934 | 65687.3791 | 9.6046
27167 | MN | CO | 2021 | 54308.8612 | 512341.2358 | 9.4338
27039 | MN | SB | 2021 | 36462.2086 | 147372.0408 | 4.0418
27119 | MN | BA | 2021 | 1675.4 | 4441.5729 | 2.6511
27085 | MN | WH | 2021 | 348.03 | 1387.9915 | 3.9881
27005 | MN | SB | 2021 | 31079.8848 | 79632.6115 | 2.5622
27105 | MN | SB | 2021 | 69201.306 | 294662.435 | 4.258
27135 | MN | CO | 2021 | 7567.6282 | 39244.7798 | 5.1859
27139 | MN | CO | 2021 | 13516.5124 | 169501.8873 | 12.5404
27141 | MN | CO | 2021 | 10683.7104 | 111993.6792 | 10.4827
27143 | MN | CO | 2021 | 60257.7454 | 766784.5754 | 12.7251
27145 | MN | CO | 2021 | 72641.137 | 675721.4455 | 9.3022
27147 | MN | CO | 2021 | 43625.1508 | 561898.8834 | 12.8802
27149 | MN | CO | 2021 | 54308.8612 | 592456.4692 | 10.909
27015 | MN | CO | 2021 | 58477.127 | 687101.1616 | 11.7499
27155 | MN | CO | 2021 | 59165.0932 | 666602.4319 | 11.2668
27157 | MN | CO | 2021 | 34964.8704 | 453207.354 | 12.9618
27159 | MN | CO | 2021 | 4896.7006 | 43004.1503 | 8.7823
27083 | MN | WH | 2021 | 659.6382 | 2683.4503 | 4.0681
27149 | MN | SB | 2021 | 42330.1556 | 130090.1856 | 3.0732
27013 | MN | CO | 2021 | 72681.6056 | 914238.2628 | 12.5787
27131 | MN | CO | 2021 | 31929.7254 | 392422.3972 | 12.2902
27083 | MN | CO | 2021 | 70577.2384 | 721189.5076 | 10.2184
27053 | MN | SB | 2021 | 5058.575 | 17445.1483 | 3.4486
27055 | MN | SB | 2021 | 12504.7974 | 48280.3325 | 3.8609
27059 | MN | SB | 2021 | 10036.2128 | 24630.0456 | 2.4541
27061 | MN | SB | 2021 | 1246.4329 | 3129.7848 | 2.511
27063 | MN | SB | 2021 | 70374.8954 | 273543.1915 | 3.8869
27037 | MN | CO | 2021 | 31201.2906 | 370526.6042 | 11.8754
27043 | MN | CO | 2021 | 82758.287 | 994759.9146 | 12.0201
27045 | MN | CO | 2021 | 65437.7262 | 834199.2328 | 12.748
27047 | MN | CO | 2021 | 74502.6926 | 968012.5016 | 12.993
27107 | MN | CO | 2021 | 44272.6484 | 293561.1137 | 6.6308
27109 | MN | CO | 2021 | 43787.0252 | 519174.1457 | 11.8568
27011 | MN | CO | 2021 | 42653.9044 | 486990.8861 | 11.4173
27111 | MN | CO | 2021 | 68513.3398 | 602058.1047 | 8.7875
27003 | MN | SB | 2021 | 1363.7918 | 3157.0003 | 2.3149
27033 | MN | SB | 2021 | 60176.8082 | 227440.1006 | 3.7795
27035 | MN | SB | 2021 | 1638.9783 | 2269.7744 | 1.3849
27149 | MN | WH | 2021 | 1594.4628 | 6259.5696 | 3.9258
27147 | MN | SB | 2021 | 32334.4114 | 134607.9619 | 4.163
27151 | MN | WH | 2021 | 1205.9643 | 5225.3798 | 4.3329
27089 | MN | WH | 2021 | 84174.688 | 280210.9939 | 3.3289
27133 | MN | CO | 2021 | 51435.5906 | 666348.4204 | 12.955
27085 | MN | CO | 2021 | 45405.7692 | 550620.7719 | 12.1267
27087 | MN | CO | 2021 | 17806.184 | 119131.4029 | 6.6905
27089 | MN | CO | 2021 | 22824.2904 | 143262.4973 | 6.2768
27009 | MN | CO | 2021 | 15418.5366 | 127081.9635 | 8.2422
27091 | MN | CO | 2021 | 82353.601 | 1004869.5731 | 12.2019
27093 | MN | CO | 2021 | 48279.0398 | 470607.1431 | 9.7476
27041 | MN | CO | 2021 | 30553.793 | 266381.881 | 8.7185
27001 | MN | CO | 2021 | 323.7488 | 1920.3271 | 5.9315
27101 | MN | CO | 2021 | 71467.5476 | 881470.7767 | 12.3339
27103 | MN | CO | 2021 | 44232.1798 | 578587.4403 | 13.0807
27105 | MN | CO | 2021 | 78630.4898 | 999382.9243 | 12.7099
27069 | MN | BA | 2021 | 477.5295 | 1639.4629 | 3.4332
27029 | MN | SB | 2021 | 10198.0872 | 16655.8982 | 1.6332
27133 | MN | SB | 2021 | 42532.4986 | 175921.1213 | 4.1362
27135 | MN | SB | 2021 | 74866.91 | 118822.9603 | 1.5871
27139 | MN | SB | 2021 | 13273.7008 | 55791.816 | 4.2032
27141 | MN | SB | 2021 | 6353.5702 | 14478.6566 | 2.2788
27143 | MN | SB | 2021 | 47752.948 | 193638.4248 | 4.055
27153 | MN | WH | 2021 | 801.2783 | 1358.0544 | 1.6949
27015 | MN | SB | 2021 | 51556.9964 | 207355.0469 | 4.0219
27051 | MN | SB | 2021 | 40711.4116 | 127858.513 | 3.1406
27127 | MN | SB | 2021 | 83162.973 | 291940.883 | 3.5105
27013 | MN | SB | 2021 | 65033.0402 | 270712.7774 | 4.1627
27131 | MN | SB | 2021 | 28530.363 | 109950.7008 | 3.8538
27019 | MN | SB | 2021 | 17199.155 | 66623.593 | 3.8737
27021 | MN | SB | 2021 | 1485.1976 | 3919.0349 | 2.6387
27033 | MN | CO | 2021 | 66166.161 | 804860.9023 | 12.1642
27129 | MN | SB | 2021 | 76728.4656 | 269352.0014 | 3.5105
27113 | MN | SB | 2021 | 50342.9384 | 67031.8258 | 1.3315
27069 | MN | WH | 2021 | 48400.4456 | 164055.1546 | 3.3895
27007 | MN | WH | 2021 | 4613.4204 | 12165.3374 | 2.6369
27071 | MN | WH | 2021 | 465.3889 | 1290.0156 | 2.7719
27037 | MN | SB | 2021 | 18858.3676 | 69508.4381 | 3.6858
27073 | MN | WH | 2021 | 396.5923 | 1186.5967 | 2.992
27145 | MN | WH | 2021 | 732.4817 | 1837.0476 | 2.508
27003 | MN | CO | 2021 | 1659.2126 | 11633.7276 | 7.0116
27005 | MN | WH | 2021 | 8296.063 | 31461.1411 | 3.7923
27023 | MN | SB | 2021 | 40306.7256 | 142582.1093 | 3.5374
27035 | MN | CO | 2021 | 3051.3324 | 18238.0271 | 5.9771
27027 | MN | SB | 2021 | 72681.6056 | 207246.1848 | 2.8514
27151 | MN | SB | 2021 | 48359.977 | 163265.9045 | 3.3761
27025 | MN | CO | 2021 | 10481.3674 | 95457.5292 | 9.1074
27155 | MN | SB | 2021 | 54956.3588 | 172219.8106 | 3.1338
27029 | MN | CO | 2021 | 2764.0054 | 17171.1788 | 6.2124
27159 | MN | SB | 2021 | 4451.546 | 10750.1304 | 2.4149
27025 | MN | SB | 2021 | 8943.5606 | 25691.4509 | 2.8726
27165 | MN | SB | 2021 | 42127.8126 | 177635.699 | 4.2166
27115 | MN | SB | 2021 | 7446.2224 | 20629.3642 | 2.7704
27117 | MN | SB | 2021 | 35612.368 | 118305.8654 | 3.322
27119 | MN | SB | 2021 | 127880.776 | 207273.4003 | 1.6208
27121 | MN | SB | 2021 | 32172.537 | 81129.4651 | 2.5217
27125 | MN | SB | 2021 | 35693.3052 | 44170.789 | 1.2375
27103 | MN | WH | 2021 | 153.7807 | 604.1845 | 3.9289
27129 | MN | WH | 2021 | 546.3261 | 2111.9244 | 3.8657
27067 | MN | WH | 2021 | 388.4986 | 1189.3182 | 3.0613
27135 | MN | WH | 2021 | 38607.0444 | 113189.3477 | 2.9318
27139 | MN | WH | 2021 | 40.4686 | 117.0267 | 2.8918
27143 | MN | WH | 2021 | 153.7807 | 606.9061 | 3.9466
27157 | MN | SB | 2021 | 16875.4062 | 70923.6451 | 4.2028
27161 | MN | SB | 2021 | 37271.5806 | 168953.9482 | 4.5331
27125 | MN | WH | 2021 | 22662.416 | 65698.2653 | 2.899
27107 | MN | WH | 2021 | 34115.0298 | 110821.5974 | 3.2485
27155 | MN | WH | 2021 | 2642.5996 | 9334.9234 | 3.5325
27159 | MN | WH | 2021 | 501.8106 | 525.2595 | 1.0467
27153 | MN | SB | 2021 | 22257.73 | 55084.2125 | 2.4748
27027 | MN | CO | 2021 | 61876.4894 | 604445.813 | 9.7686
27163 | MN | SB | 2021 | 5422.7924 | 18642.6312 | 3.4378
27065 | MN | WH | 2021 | 56.656 | 160.5716 | 2.8341
27167 | MN | SB | 2021 | 63980.8566 | 154039.8432 | 2.4076
27169 | MN | SB | 2021 | 15135.2564 | 63521.0237 | 4.1969
27171 | MN | SB | 2021 | 28773.1746 | 89212.4746 | 3.1005
27998 | MN | WH | 2021 | 22953.7899 | 79178.1123 | 3.4495
27173 | MN | WH | 2021 | 619.1696 | 2215.3433 | 3.5779
27051 | MN | WH | 2021 | 3014.9107 | 12138.1219 | 4.026
27023 | MN | WH | 2021 | 271.1396 | 914.4415 | 3.3726
27027 | MN | WH | 2021 | 22419.6044 | 88804.2418 | 3.961
27095 | MN | CO | 2021 | 7082.005 | 48312.9911 | 6.8219
27097 | MN | CO | 2021 | 27842.3968 | 192769.3425 | 6.9236
27998 | MN | CO | 2021 | 419966.9434 | 4775050.7994 | 11.3701
27119 | MN | WH | 2021 | 101373.843 | 309630.971 | 3.0543
27033 | MN | WH | 2021 | 348.03 | 1352.6113 | 3.8865
27037 | MN | WH | 2021 | 271.1396 | 699.4389 | 2.5796
27167 | MN | WH | 2021 | 22338.6672 | 85483.9483 | 3.8267
27011 | MN | WH | 2021 | 1748.2435 | 6613.3714 | 3.7829
27171 | MN | WH | 2021 | 449.2015 | 1393.4346 | 3.102
27093 | MN | WH | 2021 | 153.7807 | 323.8647 | 2.106
27097 | MN | WH | 2021 | 226.6242 | 378.2957 | 1.6693
27111 | MN | WH | 2021 | 6394.0388 | 23405.3472 | 3.6605
27113 | MN | WH | 2021 | 32698.6288 | 81592.129 | 2.4953
27041 | MN | WH | 2021 | 1821.087 | 4436.1298 | 2.436
28998 | MS | WH | 2021 | 17866.8869 | 64566.0996 | 3.6137
28135 | MS | SB | 2021 | 43220.4648 | 166831.1376 | 3.86
28103 | MS | CO | 2021 | 13961.667 | 149282.5703 | 10.6923
28109 | MS | CO | 2021 | 433.014 | 4117.5267 | 9.509
28011 | MS | CO | 2021 | 15499.4738 | 185250.6015 | 11.9521
28137 | MS | SB | 2021 | 9105.435 | 29093.3909 | 3.1952
28117 | MS | CO | 2021 | 1214.058 | 10541.4781 | 8.6828
28119 | MS | CO | 2021 | 6110.7586 | 65153.9549 | 10.6622
28133 | MS | SB | 2021 | 99552.756 | 415771.499 | 4.1764
28021 | MS | CO | 2021 | 1165.4957 | 11659.1288 | 10.0036
28107 | MS | CO | 2021 | 6798.7248 | 71047.0221 | 10.4501
28143 | MS | SB | 2021 | 42896.716 | 143371.3594 | 3.3422
28145 | MS | SB | 2021 | 9307.778 | 26725.6406 | 2.8713
28149 | MS | SB | 2021 | 7931.8456 | 28549.0805 | 3.5993
28121 | MS | CO | 2021 | 647.4976 | 6197.8811 | 9.5721
28125 | MS | CO | 2021 | 12504.7974 | 154134.1903 | 12.326
28137 | MS | WH | 2021 | 870.0749 | 4027.897 | 4.6294
28139 | MS | SB | 2021 | 5301.3866 | 15648.924 | 2.9519
28083 | MS | WH | 2021 | 433.014 | 1630.2096 | 3.7648
28147 | MS | SB | 2021 | 465.3889 | 1230.1415 | 2.6433
28017 | MS | CO | 2021 | 3091.801 | 31853.0446 | 10.3024
28998 | MS | CO | 2021 | 29999.3732 | 304155.9342 | 10.1387
28027 | MS | CO | 2021 | 13071.3578 | 160814.6933 | 12.3028
28033 | MS | CO | 2021 | 3435.7841 | 40921.2559 | 11.9103
28163 | MS | CO | 2021 | 15701.8168 | 177198.4364 | 11.2852
28015 | MS | SB | 2021 | 3775.7204 | 13771.0531 | 3.6473
28027 | MS | WH | 2021 | 1942.4928 | 9117.1992 | 4.6936
28013 | MS | CO | 2021 | 4613.4204 | 49024.2234 | 10.6264
28133 | MS | CO | 2021 | 19627.271 | 245400.5295 | 12.503
28039 | MS | CO | 2021 | 117.3589 | 939.8426 | 8.0083
28057 | MS | WH | 2021 | 360.1705 | 1377.1053 | 3.8235
28147 | MS | CO | 2021 | 445.1546 | 3957.4995 | 8.8902
28015 | MS | CO | 2021 | 4289.6716 | 48287.59 | 11.2567
28151 | MS | CO | 2021 | 22864.759 | 280149.3054 | 12.2524
28155 | MS | CO | 2021 | 1756.3372 | 18288.8294 | 10.4131
28161 | MS | CO | 2021 | 1234.2923 | 13843.6278 | 11.2158
28143 | MS | RI | 2021 | 9752.9326 | 83234.132 | 8.5343
28057 | MS | SB | 2021 | 4653.889 | 11757.1046 | 2.5263
28143 | MS | WH | 2021 | 1497.3382 | 7184.8973 | 4.7984
28043 | MS | CO | 2021 | 526.0918 | 6401.0903 | 12.1672
28049 | MS | CO | 2021 | 4046.86 | 42013.5054 | 10.3818
28135 | MS | CO | 2021 | 14083.0728 | 150806.6394 | 10.7084
28137 | MS | CO | 2021 | 3358.8938 | 35256.799 | 10.4966
28139 | MS | CO | 2021 | 1294.9952 | 11608.3265 | 8.964
28145 | MS | CO | 2021 | 1258.5735 | 12776.7795 | 10.1518
28123 | MS | SB | 2021 | 2537.3812 | 8899.475 | 3.5073
28125 | MS | SB | 2021 | 35369.5564 | 145630.2475 | 4.1174
28133 | MS | WH | 2021 | 400.6391 | 1989.4545 | 4.9657
28007 | MS | SB | 2021 | 1169.5425 | 3755.7418 | 3.2113
28071 | MS | SB | 2021 | 2994.6764 | 9334.9234 | 3.1172
28163 | MS | WH | 2021 | 1764.431 | 7701.9922 | 4.3651
28051 | MS | CO | 2021 | 11695.4254 | 142932.2823 | 12.2212
28103 | MS | SB | 2021 | 4127.7972 | 14315.3635 | 3.468
28011 | MS | SB | 2021 | 119382.37 | 455642.2358 | 3.8167
28033 | MS | SB | 2021 | 13273.7008 | 44089.1424 | 3.3215
28039 | MS | SB | 2021 | 323.7488 | 636.8432 | 1.9671
28011 | MS | RI | 2021 | 11331.208 | 99699.5216 | 8.7987
28119 | MS | RI | 2021 | 1966.774 | 15499.2386 | 7.8805
28095 | MS | CO | 2021 | 7001.0678 | 65560.3733 | 9.3643
28097 | MS | CO | 2021 | 1821.087 | 20574.9331 | 11.2982
28055 | MS | SB | 2021 | 22945.6962 | 92587.199 | 4.0351
28155 | MS | SB | 2021 | 1497.3382 | 4762.716 | 3.1808
28053 | MS | RI | 2021 | 1732.0561 | 14165.6782 | 8.1785
28083 | MS | RI | 2021 | 1796.8058 | 16093.4442 | 8.9567
28998 | MS | RI | 2021 | 13079.4515 | 106421.755 | 8.1366
28025 | MS | SB | 2021 | 3804.0484 | 11430.5184 | 3.0048
28083 | MS | SB | 2021 | 49088.4118 | 190808.0107 | 3.887
28151 | MS | SB | 2021 | 93482.466 | 392311.7208 | 4.1966
28117 | MS | SB | 2021 | 7567.6282 | 18778.7088 | 2.4815
28119 | MS | SB | 2021 | 35733.7738 | 93485.3112 | 2.6162
28161 | MS | SB | 2021 | 2201.4918 | 7212.1128 | 3.276
28049 | MS | SB | 2021 | 3411.503 | 10940.639 | 3.207
28027 | MS | SB | 2021 | 44191.7112 | 160217.7662 | 3.6255
28115 | MS | SB | 2021 | 9955.2756 | 25283.2181 | 2.5397
28089 | MS | SB | 2021 | 3545.0494 | 12872.941 | 3.6312
28121 | MS | SB | 2021 | 3067.5199 | 10777.3459 | 3.5134
28107 | MS | SB | 2021 | 15013.8506 | 40904.9266 | 2.7245
28109 | MS | SB | 2021 | 283.2802 | 726.6544 | 2.5651
28051 | MS | SB | 2021 | 14932.9134 | 55927.8936 | 3.7453
28053 | MS | SB | 2021 | 38526.1072 | 152869.5758 | 3.9679
28083 | MS | CO | 2021 | 26385.5272 | 321476.9797 | 12.1838
28163 | MS | SB | 2021 | 25616.6238 | 94247.3458 | 3.6791
28017 | MS | SB | 2021 | 15256.6622 | 34971.9432 | 2.2922
28087 | MS | SB | 2021 | 4370.6088 | 13063.4496 | 2.9889
28053 | MS | CO | 2021 | 12181.0486 | 151467.0694 | 12.4346
28087 | MS | CO | 2021 | 5018.1064 | 52707.3904 | 10.5034
28089 | MS | CO | 2021 | 5220.4494 | 51615.1409 | 9.8871
28021 | MS | SB | 2021 | 1489.2445 | 6259.5696 | 4.2032
28125 | MS | WH | 2021 | 1125.0271 | 5170.9488 | 4.5963
28081 | MS | CO | 2021 | 1699.6812 | 13894.4301 | 8.1747
28055 | MS | CO | 2021 | 8174.6572 | 98302.4582 | 12.0253
28057 | MS | CO | 2021 | 930.7778 | 8712.5951 | 9.3606
28998 | MS | SB | 2021 | 53608.7544 | 159610.8601 | 2.9773
28119 | MS | WH | 2021 | 1218.1049 | 5769.6902 | 4.7366
28093 | MS | SB | 2021 | 9105.435 | 28113.6322 | 3.0876
28095 | MS | SB | 2021 | 14083.0728 | 35897.2709 | 2.549
28011 | MS | WH | 2021 | 849.8406 | 3864.6038 | 4.5474
29151 | MO | CO | 2021 | 3755.4861 | 32437.2711 | 8.6373
29165 | MO | CO | 2021 | 15216.1936 | 170771.9449 | 11.223
29155 | MO | CO | 2021 | 12342.923 | 141459.0155 | 11.4607
29019 | MO | SB | 2021 | 18858.3676 | 48688.5653 | 2.5818
29157 | MO | CO | 2021 | 11331.208 | 126167.522 | 11.1345
29189 | MO | SB | 2021 | 2897.5518 | 10205.82 | 3.5222
29013 | MO | CO | 2021 | 29015.9862 | 278752.242 | 9.6069
29113 | MO | CO | 2021 | 15944.6284 | 146818.6586 | 9.208
29001 | MO | CO | 2021 | 9267.3094 | 98607.2721 | 10.6403
29159 | MO | CO | 2021 | 24969.1262 | 190254.6285 | 7.6196
29011 | MO | WH | 2021 | 16794.469 | 82571.8877 | 4.9166
29145 | MO | CO | 2021 | 2549.5218 | 24588.3151 | 9.6443
29063 | MO | CO | 2021 | 16146.9714 | 159290.6242 | 9.865
29177 | MO | SB | 2021 | 33143.7834 | 106766.485 | 3.2213
29183 | MO | SB | 2021 | 22014.9184 | 85130.1466 | 3.8669
29109 | MO | WH | 2021 | 2023.43 | 7865.2853 | 3.8871
29079 | MO | CO | 2021 | 15094.7878 | 122128.7388 | 8.0908
29081 | MO | CO | 2021 | 22986.1648 | 224927.201 | 9.7853
29083 | MO | CO | 2021 | 9348.2466 | 65357.1641 | 6.9914
29085 | MO | CO | 2021 | 732.4817 | 6578.8984 | 8.9817
29115 | MO | CO | 2021 | 15337.5994 | 122154.14 | 7.9644
29185 | MO | SB | 2021 | 14285.4158 | 42946.0906 | 3.0063
29186 | MO | SB | 2021 | 8255.5944 | 29637.7013 | 3.59
29187 | MO | SB | 2021 | 1416.401 | 4789.9315 | 3.3818
29077 | MO | CO | 2021 | 983.387 | 8636.3917 | 8.7823
29186 | MO | CO | 2021 | 4370.6088 | 48770.2118 | 11.1587
29187 | MO | CO | 2021 | 489.6701 | 5042.1287 | 10.297
29189 | MO | CO | 2021 | 1084.5585 | 11608.3265 | 10.7033
29019 | MO | CO | 2021 | 9186.3722 | 78591.1643 | 8.5552
29139 | MO | CO | 2021 | 19991.4884 | 154210.3938 | 7.7138
29141 | MO | CO | 2021 | 2942.0672 | 16713.958 | 5.681
29143 | MO | CO | 2021 | 26304.59 | 320968.9567 | 12.202
29077 | MO | WH | 2021 | 870.0749 | 3565.2331 | 4.0976
29069 | MO | CO | 2021 | 14932.9134 | 179027.3193 | 11.9888
29071 | MO | CO | 2021 | 7527.1596 | 90199.4908 | 11.9832
29073 | MO | CO | 2021 | 3039.1919 | 26315.5935 | 8.6587
29111 | MO | WH | 2021 | 517.9981 | 2193.5709 | 4.2347
29113 | MO | WH | 2021 | 1897.9773 | 7348.1904 | 3.8716
29197 | MO | SB | 2021 | 9307.778 | 30236.4427 | 3.2485
29089 | MO | CO | 2021 | 15863.6912 | 128656.8349 | 8.1101
29125 | MO | CO | 2021 | 712.2474 | 5918.4684 | 8.3096
29183 | MO | CO | 2021 | 15297.1308 | 175623.5649 | 11.4808
29185 | MO | CO | 2021 | 5827.4784 | 50141.874 | 8.6044
29099 | MO | CO | 2021 | 1254.5266 | 11430.5184 | 9.1114
29998 | MO | CO | 2021 | 586325.2642 | 5784327.4724 | 9.8654
29131 | MO | CO | 2021 | 817.4657 | 6883.7122 | 8.4208
29133 | MO | CO | 2021 | 21488.8266 | 252766.8636 | 11.7627
29135 | MO | CO | 2021 | 5665.604 | 39397.1868 | 6.9537
29137 | MO | CO | 2021 | 24240.6914 | 225790.8401 | 9.3145
29007 | MO | WH | 2021 | 7405.7538 | 33556.7362 | 4.5312
29071 | MO | WH | 2021 | 845.7937 | 2803.1986 | 3.3143
29205 | MO | CO | 2021 | 21246.015 | 206562.1681 | 9.7224
29207 | MO | CO | 2021 | 34924.4018 | 421989.3382 | 12.0829
29021 | MO | CO | 2021 | 18696.4932 | 201024.7169 | 10.752
29089 | MO | WH | 2021 | 1647.072 | 5660.8282 | 3.4369
29225 | MO | CO | 2021 | 724.3879 | 6274.0845 | 8.6612
29227 | MO | CO | 2021 | 5503.7296 | 59972.1199 | 10.8966
29023 | MO | CO | 2021 | 12140.58 | 146386.839 | 12.0576
29025 | MO | CO | 2021 | 9348.2466 | 79048.385 | 8.456
29201 | MO | SB | 2021 | 36502.6772 | 141411.8419 | 3.874
29009 | MO | CO | 2021 | 1748.2435 | 16028.1269 | 9.1681
29127 | MO | CO | 2021 | 23795.5368 | 228508.7634 | 9.603
29211 | MO | SB | 2021 | 17846.6526 | 45368.2718 | 2.5421
29219 | MO | SB | 2021 | 13071.3578 | 42973.3061 | 3.2876
29221 | MO | SB | 2021 | 445.1546 | 1295.4588 | 2.9101
29225 | MO | SB | 2021 | 590.8416 | 1790.7812 | 3.0309
29227 | MO | SB | 2021 | 9631.5268 | 32332.0378 | 3.3569
29201 | MO | CO | 2021 | 25940.3726 | 307887.3634 | 11.869
29057 | MO | CO | 2021 | 6960.5992 | 60607.1487 | 8.7072
29059 | MO | CO | 2021 | 230.671 | 2016.8515 | 8.7434
29061 | MO | CO | 2021 | 16551.6574 | 147529.8908 | 8.9133
29099 | MO | SB | 2021 | 2865.1769 | 9144.4147 | 3.1916
29998 | MO | SB | 2021 | 787858.8922 | 2551155.6293 | 3.2381
29101 | MO | CO | 2021 | 18656.0246 | 150781.2383 | 8.0822
29105 | MO | CO | 2021 | 493.7169 | 4013.382 | 8.1289
29109 | MO | CO | 2021 | 4937.1692 | 47093.7358 | 9.5386
29011 | MO | CO | 2021 | 23552.7252 | 264552.9981 | 11.2324
29205 | MO | SB | 2021 | 44191.7112 | 137601.6691 | 3.1137
29207 | MO | SB | 2021 | 66125.6924 | 271121.0102 | 4.1001
29021 | MO | SB | 2021 | 24402.5658 | 88613.7331 | 3.6313
29151 | MO | SB | 2021 | 5503.7296 | 17145.7776 | 3.1153
29155 | MO | SB | 2021 | 64911.6344 | 236475.6533 | 3.643
29157 | MO | SB | 2021 | 21246.015 | 82027.5773 | 3.8608
29159 | MO | SB | 2021 | 38971.2618 | 110848.813 | 2.8444
29165 | MO | SB | 2021 | 19789.1454 | 72257.2056 | 3.6514
29167 | MO | SB | 2021 | 1885.8368 | 5170.9488 | 2.742
29017 | MO | SB | 2021 | 12788.0776 | 43762.5562 | 3.4221
29171 | MO | SB | 2021 | 13435.5752 | 36060.564 | 2.684
29173 | MO | SB | 2021 | 29420.6722 | 102085.4155 | 3.4699
29175 | MO | SB | 2021 | 21286.4836 | 60554.532 | 2.8447
29219 | MO | CO | 2021 | 7001.0678 | 66144.5998 | 9.4478
29097 | MO | WH | 2021 | 14528.2274 | 76312.3181 | 5.2527
29099 | MO | WH | 2021 | 295.4208 | 1028.7467 | 3.4823
29998 | MO | WH | 2021 | 44284.789 | 170336.4966 | 3.8464
29017 | MO | CO | 2021 | 5099.0436 | 55526.9183 | 10.8897
29173 | MO | CO | 2021 | 20800.8604 | 192591.5345 | 9.2588
29175 | MO | CO | 2021 | 10400.4302 | 99039.0916 | 9.5226
29031 | MO | CO | 2021 | 13152.295 | 137953.6565 | 10.4889
29177 | MO | CO | 2021 | 17361.0294 | 165082.0868 | 9.5088
29047 | MO | CO | 2021 | 6029.8214 | 58371.8473 | 9.6805
29049 | MO | CO | 2021 | 19384.4594 | 205850.9358 | 10.6194
29005 | MO | CO | 2021 | 51597.465 | 683392.5934 | 13.2447
29051 | MO | CO | 2021 | 2108.4141 | 17069.5741 | 8.0959
29053 | MO | CO | 2021 | 22257.73 | 184564.7704 | 8.2922
29049 | MO | SB | 2021 | 22783.8218 | 82898.4739 | 3.6385
29005 | MO | SB | 2021 | 52366.3684 | 216200.0909 | 4.1286
29041 | MO | WH | 2021 | 2355.2725 | 8191.8715 | 3.4781
29057 | MO | WH | 2021 | 6798.7248 | 30998.4773 | 4.5595
29023 | MO | SB | 2021 | 43706.088 | 170478.0173 | 3.9006
29025 | MO | SB | 2021 | 22257.73 | 69317.9294 | 3.1143
29027 | MO | SB | 2021 | 27154.4306 | 73590.7661 | 2.7101
29031 | MO | SB | 2021 | 30553.793 | 96370.1563 | 3.1541
29023 | MO | WH | 2021 | 1222.1517 | 5307.0264 | 4.3424
29027 | MO | WH | 2021 | 1926.3054 | 8001.3629 | 4.1537
29003 | MO | WH | 2021 | 372.3111 | 1826.1614 | 4.9049
29031 | MO | WH | 2021 | 4451.546 | 16084.3723 | 3.6132
29051 | MO | SB | 2021 | 4694.3576 | 13417.2514 | 2.8582
29115 | MO | WH | 2021 | 1064.3242 | 4163.9746 | 3.9123
29127 | MO | WH | 2021 | 1327.3701 | 6150.7075 | 4.6338
29013 | MO | WH | 2021 | 2792.3334 | 10505.1907 | 3.7622
29133 | MO | WH | 2021 | 12302.4544 | 56717.1437 | 4.6102
29135 | MO | WH | 2021 | 1270.714 | 4681.0694 | 3.6838
29139 | MO | WH | 2021 | 4451.546 | 22371.1574 | 5.0255
29141 | MO | WH | 2021 | 348.03 | 1238.3062 | 3.558
29089 | MO | SB | 2021 | 20234.3 | 60418.4544 | 2.9859
29009 | MO | SB | 2021 | 2371.46 | 4953.2246 | 2.0887
29095 | MO | SB | 2021 | 12828.5462 | 44170.789 | 3.4432
29225 | MO | WH | 2021 | 174.015 | 552.4751 | 3.1749
29157 | MO | WH | 2021 | 5625.1354 | 26671.2096 | 4.7414
29163 | MO | WH | 2021 | 2768.0522 | 11675.4581 | 4.2179
29167 | MO | WH | 2021 | 412.7797 | 1635.6528 | 3.9625
29017 | MO | WH | 2021 | 1246.4329 | 5089.3022 | 4.0831
29033 | MO | WH | 2021 | 1671.3532 | 4626.6384 | 2.7682
29053 | MO | SB | 2021 | 31444.1022 | 90518.8195 | 2.8787
29055 | MO | SB | 2021 | 380.4048 | 1186.5967 | 3.1193
29057 | MO | SB | 2021 | 11209.8022 | 26752.8562 | 2.3866
29059 | MO | SB | 2021 | 323.7488 | 1006.9742 | 3.1104
29037 | MO | CO | 2021 | 13556.981 | 92993.6175 | 6.8595
29039 | MO | CO | 2021 | 1489.2445 | 12852.9829 | 8.6305
29143 | MO | WH | 2021 | 2476.6783 | 10614.0528 | 4.2856
29145 | MO | WH | 2021 | 2877.3175 | 9688.7251 | 3.3673
29015 | MO | WH | 2021 | 886.2623 | 3973.4659 | 4.4834
29151 | MO | WH | 2021 | 141.6401 | 345.6371 | 2.4402
29155 | MO | WH | 2021 | 8538.8746 | 40768.849 | 4.7745
29125 | MO | SB | 2021 | 1695.6343 | 4272.8366 | 2.5199
29127 | MO | SB | 2021 | 24807.2518 | 84749.1293 | 3.4163
29013 | MO | SB | 2021 | 49128.8804 | 151971.4637 | 3.0933
29131 | MO | SB | 2021 | 2282.429 | 6096.2765 | 2.671
29173 | MO | WH | 2021 | 1509.4788 | 5960.1989 | 3.9485
29175 | MO | WH | 2021 | 2181.2575 | 8627.3198 | 3.9552
29137 | MO | SB | 2021 | 38849.856 | 124374.9264 | 3.2014
29139 | MO | SB | 2021 | 29825.3582 | 89647.9229 | 3.0058
29141 | MO | SB | 2021 | 4734.8262 | 13090.6651 | 2.7648
29143 | MO | SB | 2021 | 73652.852 | 280700.8733 | 3.8111
29145 | MO | SB | 2021 | 3974.0165 | 8845.044 | 2.2257
29015 | MO | SB | 2021 | 8498.406 | 25827.5285 | 3.0391
29199 | MO | WH | 2021 | 602.9821 | 2190.8494 | 3.6334
29201 | MO | WH | 2021 | 9267.3094 | 44687.8838 | 4.8221
29207 | MO | WH | 2021 | 7527.1596 | 38673.2539 | 5.1378
29021 | MO | WH | 2021 | 449.2015 | 1077.7346 | 2.3992
29217 | MO | WH | 2021 | 9833.8698 | 46756.2634 | 4.7546
29219 | MO | WH | 2021 | 951.0121 | 3646.8797 | 3.8347
29037 | MO | SB | 2021 | 28732.706 | 91580.2248 | 3.1873
29039 | MO | SB | 2021 | 3358.8938 | 8110.225 | 2.4146
29047 | MO | SB | 2021 | 9631.5268 | 28957.3133 | 3.0065
29143 | MO | RI | 2021 | 6029.8214 | 47445.7232 | 7.8685
29155 | MO | RI | 2021 | 17320.5608 | 150048.2336 | 8.663
29133 | MO | SB | 2021 | 65518.6634 | 253648.6464 | 3.8714
29135 | MO | SB | 2021 | 10805.1162 | 32114.3136 | 2.9721
29177 | MO | WH | 2021 | 1092.6522 | 3538.0176 | 3.238
29183 | MO | WH | 2021 | 1116.9334 | 6014.6299 | 5.3849
29185 | MO | WH | 2021 | 3148.4571 | 12355.8461 | 3.9244
29019 | MO | WH | 2021 | 2003.1957 | 8164.656 | 4.0758
29001 | MO | SB | 2021 | 18251.3386 | 58785.5232 | 3.2209
29101 | MO | SB | 2021 | 32820.0346 | 105269.6314 | 3.2075
29103 | MO | SB | 2021 | 32334.4114 | 84803.5603 | 2.6227
29109 | MO | SB | 2021 | 6151.2272 | 15730.5706 | 2.5573
29011 | MO | SB | 2021 | 36745.4888 | 102548.0794 | 2.7908
29113 | MO | SB | 2021 | 27680.5224 | 90654.8971 | 3.275
29115 | MO | SB | 2021 | 30270.5128 | 62704.5581 | 2.0715
29023 | MO | RI | 2021 | 23957.4112 | 218177.752 | 9.1069
29998 | MO | RI | 2021 | 17401.498 | 160843.7232 | 9.2431
29061 | MO | SB | 2021 | 35288.6192 | 111311.4768 | 3.1543
29207 | MO | RI | 2021 | 13799.7926 | 131042.7288 | 9.496
29077 | MO | SB | 2021 | 1428.5416 | 3401.94 | 2.3814
29081 | MO | SB | 2021 | 28611.3002 | 101976.5534 | 3.5642
29085 | MO | SB | 2021 | 1343.5575 | 3837.3883 | 2.8561
29071 | MO | SB | 2021 | 12261.9858 | 46756.2634 | 3.8131
29073 | MO | SB | 2021 | 5018.1064 | 16084.3723 | 3.2053
29069 | MO | SB | 2021 | 33467.5322 | 114550.1237 | 3.4227
30051 | MT | BA | 2021 | 10117.15 | 8556.5595 | 0.84575
30059 | MT | BA | 2021 | 2796.3803 | 8926.6906 | 3.1922
30103 | MT | BA | 2021 | 2266.2416 | 14369.7946 | 6.3408
30049 | MT | WH | 2021 | 3642.174 | 7701.9922 | 2.1147
30005 | MT | WH | 2021 | 68310.9968 | 68855.2656 | 1.008
30051 | MT | WH | 2021 | 98864.7898 | 143044.7731 | 1.4469
30055 | MT | WH | 2021 | 60298.214 | 39326.4264 | 0.6522
30101 | MT | BA | 2021 | 33265.1892 | 51513.5363 | 1.5486
30057 | MT | BA | 2021 | 428.9672 | 2035.7209 | 4.7456
30067 | MT | BA | 2021 | 1707.7749 | 6597.042 | 3.8629
30001 | MT | WH | 2021 | 2306.7102 | 14723.5963 | 6.3829
30998 | MT | WH | 2021 | 111531.4616 | 120205.5087 | 1.0778
30047 | MT | WH | 2021 | 3197.0194 | 12886.5487 | 4.0308
30085 | MT | WH | 2021 | 134355.752 | 123286.3056 | 0.91761
30101 | MT | WH | 2021 | 87695.4562 | 138445.3502 | 1.5787
30041 | MT | BA | 2021 | 13192.7636 | 9732.27 | 0.7377
30045 | MT | BA | 2021 | 6677.319 | 6684.1317 | 1.001
30095 | MT | WH | 2021 | 7769.9712 | 13281.1738 | 1.7093
30035 | MT | BA | 2021 | 22864.759 | 44938.2666 | 1.9654
30005 | MT | BA | 2021 | 5260.918 | 2177.2416 | 0.41385
30015 | MT | BA | 2021 | 20719.9232 | 21924.8229 | 1.0582
30057 | MT | WH | 2021 | 2306.7102 | 11212.7942 | 4.8609
30037 | MT | BA | 2021 | 2606.1778 | 1780.9836 | 0.68337
30091 | MT | WH | 2021 | 133951.066 | 146555.5752 | 1.0941
30059 | MT | WH | 2021 | 3116.0822 | 6939.9576 | 2.2271
30083 | MT | WH | 2021 | 53054.3346 | 37815.965 | 0.71278
30105 | MT | WH | 2021 | 68756.1514 | 35597.9002 | 0.51774
30041 | MT | WH | 2021 | 192468.6616 | 298445.3923 | 1.5506
30049 | MT | BA | 2021 | 4087.3286 | 11495.8356 | 2.8126
30099 | MT | WH | 2021 | 63050.0788 | 159020.2834 | 2.5221
30031 | MT | BA | 2021 | 9712.464 | 29958.8444 | 3.0846
30013 | MT | BA | 2021 | 19222.585 | 33159.3896 | 1.725
30073 | MT | BA | 2021 | 28287.5514 | 82343.2773 | 2.9109
30071 | MT | WH | 2021 | 29056.4548 | 16383.743 | 0.56386
30095 | MT | BA | 2021 | 692.0131 | 1715.6664 | 2.4792
30099 | MT | BA | 2021 | 29703.9524 | 84368.112 | 2.8403
30998 | MT | BA | 2021 | 26053.6847 | 51467.8142 | 1.9755
30037 | MT | WH | 2021 | 9510.121 | 16492.6051 | 1.7342
30045 | MT | WH | 2021 | 18210.87 | 29528.8392 | 1.6215
30003 | MT | WH | 2021 | 35612.368 | 88096.6382 | 2.4738
30067 | MT | WH | 2021 | 2387.6474 | 5274.3678 | 2.209
30073 | MT | WH | 2021 | 73086.2916 | 204007.5379 | 2.7913
30029 | MT | BA | 2021 | 793.1846 | 2612.6899 | 3.2939
30111 | MT | WH | 2021 | 27882.8654 | 33284.581 | 1.1937
30013 | MT | WH | 2021 | 50585.75 | 128049.0216 | 2.5313
30031 | MT | WH | 2021 | 17725.2468 | 45422.7029 | 2.5626
30007 | MT | WH | 2021 | 8377.0002 | 14070.4238 | 1.6796
30035 | MT | WH | 2021 | 36543.1458 | 67276.7654 | 1.841
30027 | MT | BA | 2021 | 10319.493 | 8817.8285 | 0.85448
30003 | MT | BA | 2021 | 4411.0774 | 17744.519 | 4.0227
30019 | MT | WH | 2021 | 100847.7512 | 96234.0787 | 0.95425
30021 | MT | WH | 2021 | 52325.8998 | 30971.2618 | 0.59189
30025 | MT | WH | 2021 | 1780.6184 | 1126.7225 | 0.63277
30079 | MT | WH | 2021 | 1740.1498 | 1368.9407 | 0.78668
30111 | MT | BA | 2021 | 5139.5122 | 19268.5882 | 3.7491
30065 | MT | WH | 2021 | 6474.976 | 5875.8308 | 0.90747
30027 | MT | WH | 2021 | 52204.494 | 75876.8698 | 1.4535
30015 | MT | WH | 2021 | 206956.4204 | 479020.3675 | 2.3146
30011 | MT | WH | 2021 | 1052.1836 | 212.2811 | 0.20175
30029 | MT | WH | 2021 | 6191.6958 | 22235.0798 | 3.5911
30009 | MT | BA | 2021 | 2719.4899 | 15589.0499 | 5.7323
31119 | NE | SB | 2021 | 44920.146 | 186698.4672 | 4.1562
31111 | NE | SB | 2021 | 23916.9426 | 107283.5798 | 4.4857
31001 | NE | WH | 2021 | 995.5276 | 3810.1728 | 3.8273
31037 | NE | CO | 2021 | 44596.3972 | 639067.5832 | 14.33
31113 | NE | SB | 2021 | 3152.5039 | 13988.7773 | 4.4374
31039 | NE | CO | 2021 | 62604.9242 | 858406.5307 | 13.7115
31031 | NE | CO | 2021 | 8377.0002 | 95279.7212 | 11.374
31101 | NE | SB | 2021 | 10198.0872 | 42184.056 | 4.1365
31043 | NE | CO | 2021 | 24483.503 | 292900.6837 | 11.9632
31065 | NE | SB | 2021 | 19910.5512 | 69100.2053 | 3.4705
31125 | NE | SB | 2021 | 20800.8604 | 94437.8544 | 4.5401
31107 | NE | SB | 2021 | 35855.1796 | 127069.2629 | 3.544
31061 | NE | SB | 2021 | 24402.5658 | 117162.8136 | 4.8012
31109 | NE | SB | 2021 | 55765.7308 | 208144.297 | 3.7325
31998 | NE | SB | 2021 | 795657.1915 | 3397313.3616 | 4.2698
31998 | NE | WH | 2021 | 71091.1896 | 247723.8277 | 3.4846
31101 | NE | WH | 2021 | 7365.2852 | 24657.2611 | 3.3478
31027 | NE | CO | 2021 | 71062.8616 | 898337.1416 | 12.6414
31001 | NE | SB | 2021 | 37959.5468 | 181500.3029 | 4.7814
31049 | NE | CO | 2021 | 24119.2856 | 123373.3953 | 5.1151
31157 | NE | CO | 2021 | 30270.5128 | 351323.3333 | 11.6061
31067 | NE | SB | 2021 | 75393.0018 | 259608.8453 | 3.4434
31029 | NE | CO | 2021 | 64668.8228 | 739986.3601 | 11.4427
31159 | NE | CO | 2021 | 55239.639 | 757589.3584 | 13.7146
31177 | NE | SB | 2021 | 32455.8172 | 138826.3675 | 4.2774
31161 | NE | SG | 2021 | 574.6541 | 1582.4918 | 2.7538
31131 | NE | SB | 2021 | 56575.1028 | 223330.5571 | 3.9475
31083 | NE | SB | 2021 | 23552.7252 | 113570.365 | 4.822
31097 | NE | SG | 2021 | 194.2493 | 1323.4 | 6.8129
31127 | NE | SB | 2021 | 35045.8076 | 146610.0062 | 4.1834
31153 | NE | CO | 2021 | 11938.237 | 157360.1366 | 13.1812
31017 | NE | SB | 2021 | 6029.8214 | 30236.4427 | 5.0145
31173 | NE | SB | 2021 | 32496.2858 | 132648.4445 | 4.082
31175 | NE | SB | 2021 | 13395.1066 | 62078.6011 | 4.6344
31163 | NE | CO | 2021 | 29906.2954 | 416731.2997 | 13.9346
31165 | NE | CO | 2021 | 5422.7924 | 62563.0374 | 11.5371
31053 | NE | CO | 2021 | 56210.8854 | 779027.9307 | 13.859
31133 | NE | SB | 2021 | 28611.3002 | 94084.0526 | 3.2884
31135 | NE | SB | 2021 | 12302.4544 | 46484.1082 | 3.7784
31087 | NE | WH | 2021 | 18898.8362 | 67358.412 | 3.5642
31093 | NE | SB | 2021 | 18979.7734 | 89729.5694 | 4.7276
31099 | NE | WH | 2021 | 1598.5097 | 6776.6645 | 4.2394
31023 | NE | CO | 2021 | 59812.5908 | 770010.5217 | 12.8737
31149 | NE | CO | 2021 | 9550.5896 | 117073.9096 | 12.2583
31015 | NE | CO | 2021 | 12909.4834 | 123322.593 | 9.5529
31103 | NE | CO | 2021 | 8457.9374 | 86846.5387 | 10.2681
31107 | NE | CO | 2021 | 58234.3154 | 657585.023 | 11.2921
31109 | NE | CO | 2021 | 53499.4892 | 608484.5962 | 11.3737
31161 | NE | CO | 2021 | 16592.126 | 155074.033 | 9.3462
31071 | NE | SB | 2021 | 1327.3701 | 5225.3798 | 3.9366
31111 | NE | WH | 2021 | 2824.7083 | 11457.7339 | 4.0563
31095 | NE | WH | 2021 | 1675.4 | 7892.5008 | 4.7108
31141 | NE | CO | 2021 | 78225.8038 | 1047314.8981 | 13.3884
31001 | NE | CO | 2021 | 69808.335 | 1001897.6383 | 14.3521
31101 | NE | CO | 2021 | 49290.7548 | 379112.1936 | 7.6913
31053 | NE | SB | 2021 | 49128.8804 | 211464.5904 | 4.3043
31059 | NE | WH | 2021 | 343.9831 | 1513.1829 | 4.399
31169 | NE | SG | 2021 | 659.6382 | 3606.9636 | 5.4681
31065 | NE | WH | 2021 | 9793.4012 | 42483.4267 | 4.338
31067 | NE | WH | 2021 | 1335.4638 | 5742.4747 | 4.3
31077 | NE | SB | 2021 | 18008.527 | 77754.7406 | 4.3177
31083 | NE | WH | 2021 | 4249.203 | 16465.3896 | 3.8749
31179 | NE | CO | 2021 | 48359.977 | 601321.4713 | 12.4343
31047 | NE | SG | 2021 | 489.6701 | 3276.7486 | 6.6917
31039 | NE | SB | 2021 | 50545.2814 | 226732.4971 | 4.4857
31015 | NE | SB | 2021 | 9793.4012 | 27650.9683 | 2.8234
31043 | NE | SB | 2021 | 22500.5416 | 88668.1642 | 3.9407
31047 | NE | SB | 2021 | 31079.8848 | 154257.5674 | 4.9633
31159 | NE | SB | 2021 | 47105.4504 | 212253.8405 | 4.5059
31161 | NE | SB | 2021 | 2112.4609 | 7348.1904 | 3.4785
31163 | NE | SB | 2021 | 15661.3482 | 73100.8867 | 4.6676
31169 | NE | SB | 2021 | 43503.745 | 174369.8366 | 4.0082
31111 | NE | CO | 2021 | 79116.113 | 952949.6184 | 12.0449
31073 | NE | SB | 2021 | 16308.8458 | 82816.8274 | 5.078
31185 | NE | SB | 2021 | 42694.373 | 198972.6667 | 4.6604
31021 | NE | CO | 2021 | 50140.5954 | 680750.8736 | 13.5768
31145 | NE | CO | 2021 | 42168.2812 | 385386.2781 | 9.1392
31153 | NE | SB | 2021 | 12059.6428 | 49804.4016 | 4.1298
31155 | NE | SB | 2021 | 67865.8422 | 284755.9858 | 4.1959
31055 | NE | WH | 2021 | 76.8903 | 318.4216 | 4.1412
31055 | NE | SB | 2021 | 9995.7442 | 39653.0126 | 3.967
31057 | NE | WH | 2021 | 10683.7104 | 46484.1082 | 4.3509
31093 | NE | CO | 2021 | 41075.629 | 512036.422 | 12.4657
31069 | NE | WH | 2021 | 11412.1452 | 38754.9005 | 3.3959
31021 | NE | SB | 2021 | 47914.8224 | 208470.8832 | 4.3509
31023 | NE | SB | 2021 | 49128.8804 | 205504.3915 | 4.183
31027 | NE | SB | 2021 | 53175.7404 | 219221.0136 | 4.1226
31029 | NE | SB | 2021 | 7769.9712 | 34863.0811 | 4.4869
31035 | NE | SB | 2021 | 38404.7014 | 180792.6994 | 4.7076
31037 | NE | SB | 2021 | 32213.0056 | 148841.6789 | 4.6205
31073 | NE | CO | 2021 | 35612.368 | 487956.1299 | 13.7019
31147 | NE | CO | 2021 | 42249.2184 | 479192.7325 | 11.342
31047 | NE | WH | 2021 | 473.4826 | 2419.4597 | 5.1099
31083 | NE | CO | 2021 | 45041.5518 | 612650.3851 | 13.6019
31085 | NE | CO | 2021 | 30391.9186 | 208492.6556 | 6.8601
31173 | NE | CO | 2021 | 38971.2618 | 503654.0419 | 12.9237
31175 | NE | CO | 2021 | 29784.8896 | 429812.893 | 14.4306
31177 | NE | CO | 2021 | 32051.1312 | 411193.8486 | 12.8293
31137 | NE | SB | 2021 | 37514.3922 | 183922.4842 | 4.9027
31139 | NE | SB | 2021 | 42694.373 | 161360.8181 | 3.7794
31121 | NE | WH | 2021 | 534.1855 | 1866.9847 | 3.495
31071 | NE | CO | 2021 | 5139.5122 | 67287.6516 | 13.0922
31077 | NE | CO | 2021 | 30998.9476 | 433115.0428 | 13.9719
31049 | NE | WH | 2021 | 20112.8942 | 62078.6011 | 3.0865
31151 | NE | WH | 2021 | 914.5904 | 3510.8021 | 3.8387
31155 | NE | WH | 2021 | 534.1855 | 2803.1986 | 5.2476
31055 | NE | CO | 2021 | 10117.15 | 123525.8022 | 12.2095
31057 | NE | CO | 2021 | 36907.3632 | 333821.9396 | 9.0449
31161 | NE | WH | 2021 | 8822.1548 | 30426.9514 | 3.4489
31035 | NE | SG | 2021 | 1440.6822 | 11963.9426 | 8.3044
31119 | NE | CO | 2021 | 56979.7888 | 687050.3593 | 12.0578
31998 | NE | SG | 2021 | 89718.8862 | 480681.24 | 5.3576
31017 | NE | CO | 2021 | 15337.5994 | 220278.7901 | 14.362
31035 | NE | WH | 2021 | 457.2952 | 1918.6942 | 4.1957
31141 | NE | WH | 2021 | 105.2184 | 318.4216 | 3.0263
31135 | NE | CO | 2021 | 104813.674 | 900648.6465 | 8.5929
31137 | NE | CO | 2021 | 68998.963 | 983126.187 | 14.2484
31139 | NE | CO | 2021 | 57991.5038 | 726168.1334 | 12.522
31061 | NE | CO | 2021 | 38445.17 | 504111.2626 | 13.1125
31147 | NE | WH | 2021 | 380.4048 | 1515.9045 | 3.985
31007 | NE | WH | 2021 | 16106.5028 | 35108.0208 | 2.1797
31123 | NE | WH | 2021 | 7567.6282 | 19241.3726 | 2.5426
31145 | NE | WH | 2021 | 15823.2226 | 72883.1626 | 4.6061
31141 | NE | SB | 2021 | 52730.5858 | 230134.4371 | 4.3643
31147 | NE | SB | 2021 | 45486.7064 | 180166.7424 | 3.9609
31125 | NE | CO | 2021 | 35288.6192 | 454731.4231 | 12.8861
31127 | NE | CO | 2021 | 35369.5564 | 410050.7967 | 11.5933
31131 | NE | CO | 2021 | 52690.1172 | 603582.1738 | 11.4553
31063 | NE | CO | 2021 | 48683.7258 | 401211.1958 | 8.2412
31013 | NE | CO | 2021 | 38283.2956 | 347944.9801 | 9.0887
31127 | NE | WH | 2021 | 420.8734 | 1687.3622 | 4.0092
31169 | NE | WH | 2021 | 1707.7749 | 6123.492 | 3.5857
31029 | NE | WH | 2021 | 11169.3336 | 49804.4016 | 4.459
31181 | NE | WH | 2021 | 4815.7634 | 17445.1483 | 3.6225
31133 | NE | CO | 2021 | 25535.6866 | 257567.6813 | 10.0866
31169 | NE | CO | 2021 | 59772.1222 | 752966.3487 | 12.5973
31067 | NE | CO | 2021 | 72762.5428 | 765006.4948 | 10.5137
31998 | NE | CO | 2021 | 1571071.9892 | 19878255.7241 | 12.6527
31033 | NE | WH | 2021 | 54470.7356 | 122469.84 | 2.2484
31135 | NE | WH | 2021 | 22945.6962 | 85810.5346 | 3.7397
31123 | NE | CO | 2021 | 29177.8606 | 326531.809 | 11.1911
31065 | NE | CO | 2021 | 54187.4554 | 548944.2959 | 10.1305
31073 | NE | WH | 2021 | 1982.9614 | 7239.3283 | 3.6508
31013 | NE | WH | 2021 | 28247.0828 | 74080.6454 | 2.6226
34041 | NJ | SB | 2021 | 3743.3455 | 14397.0101 | 3.846
34005 | NJ | SB | 2021 | 8538.8746 | 25392.0802 | 2.9737
34035 | NJ | SB | 2021 | 760.8097 | 1736.3502 | 2.2822
34998 | NJ | SB | 2021 | 6260.4924 | 18348.7036 | 2.9309
34019 | NJ | SB | 2021 | 2221.7261 | 6314.0006 | 2.8419
34011 | NJ | SB | 2021 | 4775.2948 | 13580.5445 | 2.8439
34021 | NJ | SB | 2021 | 1638.9783 | 5361.4574 | 3.2712
34033 | NJ | SB | 2021 | 10440.8988 | 33747.2448 | 3.2322
34025 | NJ | SB | 2021 | 1683.4938 | 5062.0867 | 3.0069
36011 | NY | SB | 2021 | 12100.1114 | 42619.5043 | 3.5222
36035 | NY | CO | 2021 | 566.5604 | 5435.8465 | 9.5945
36101 | NY | SB | 2021 | 2387.6474 | 7783.6387 | 3.26
36037 | NY | CO | 2021 | 12464.3288 | 149612.7853 | 12.0033
36033 | NY | CO | 2021 | 3816.189 | 30278.1732 | 7.9341
36099 | NY | CO | 2021 | 9024.4978 | 100359.9516 | 11.1208
36107 | NY | SB | 2021 | 720.3411 | 2392.2442 | 3.321
36109 | NY | SB | 2021 | 1598.5097 | 4926.0091 | 3.0816
36043 | NY | CO | 2021 | 2840.8957 | 24080.2921 | 8.4763
36027 | NY | CO | 2021 | 1768.4778 | 17094.9753 | 9.6665
36998 | NY | CO | 2021 | 8652.1867 | 91545.7518 | 10.5806
36021 | NY | CO | 2021 | 1966.774 | 16891.7661 | 8.5886
36017 | NY | CO | 2021 | 2132.6952 | 20016.1078 | 9.3854
36089 | NY | SB | 2021 | 1610.6503 | 4191.1901 | 2.6022
36023 | NY | CO | 2021 | 2561.6624 | 22683.2287 | 8.8549
36045 | NY | CO | 2021 | 6313.1016 | 62740.8454 | 9.9382
36025 | NY | CO | 2021 | 437.0609 | 3708.5682 | 8.4852
36009 | NY | SB | 2021 | 1594.4628 | 4599.4229 | 2.8846
36091 | NY | SB | 2021 | 238.7647 | 704.882 | 2.9522
36097 | NY | SB | 2021 | 360.1705 | 1243.7493 | 3.4532
36099 | NY | SB | 2021 | 9955.2756 | 38020.0814 | 3.8191
36998 | NY | SB | 2021 | 4459.6397 | 13928.9031 | 3.1233
36077 | NY | SB | 2021 | 1553.9942 | 5143.7333 | 3.31
36083 | NY | SB | 2021 | 558.4667 | 1790.7812 | 3.2066
36029 | NY | CO | 2021 | 5908.4156 | 57050.9874 | 9.6559
36015 | NY | CO | 2021 | 1125.0271 | 11887.7391 | 10.5666
36075 | NY | SB | 2021 | 2711.3962 | 8736.1819 | 3.222
36083 | NY | CO | 2021 | 2250.0542 | 21209.9619 | 9.4264
36111 | NY | CO | 2021 | 372.3111 | 3269.1283 | 8.7806
36115 | NY | CO | 2021 | 1897.9773 | 19025.4628 | 10.0241
36009 | NY | CO | 2021 | 3601.7054 | 34875.7817 | 9.6831
36001 | NY | CO | 2021 | 493.7169 | 4267.3935 | 8.6434
36049 | NY | CO | 2021 | 2051.758 | 19279.4744 | 9.3966
36095 | NY | CO | 2021 | 1177.6363 | 9779.4435 | 8.3043
36073 | NY | SB | 2021 | 9469.6524 | 35026.3742 | 3.6988
36109 | NY | CO | 2021 | 2173.1638 | 18263.4283 | 8.4041
36077 | NY | CO | 2021 | 4734.8262 | 47576.3577 | 10.0482
36011 | NY | CO | 2021 | 13961.667 | 150070.006 | 10.7487
36089 | NY | CO | 2021 | 4208.7344 | 40895.8547 | 9.7169
36091 | NY | CO | 2021 | 1084.5585 | 10795.4896 | 9.9538
36123 | NY | SB | 2021 | 1792.759 | 7293.7594 | 4.0685
36097 | NY | CO | 2021 | 663.685 | 6350.288 | 9.5682
36013 | NY | SB | 2021 | 1638.9783 | 5252.5954 | 3.2048
36015 | NY | SB | 2021 | 517.9981 | 1918.6942 | 3.7041
36021 | NY | SB | 2021 | 1477.1039 | 4789.9315 | 3.2428
36075 | NY | CO | 2021 | 3375.0812 | 33224.7068 | 9.8441
36029 | NY | SB | 2021 | 3541.0025 | 10858.9925 | 3.0666
36043 | NY | SB | 2021 | 946.9652 | 2748.7675 | 2.9027
36045 | NY | SB | 2021 | 3545.0494 | 10831.777 | 3.0555
36049 | NY | SB | 2021 | 497.7638 | 1600.2726 | 3.2149
36117 | NY | SB | 2021 | 9874.3384 | 37448.5555 | 3.7925
36051 | NY | CO | 2021 | 14528.2274 | 167977.8182 | 11.5622
36121 | NY | SB | 2021 | 1732.0561 | 6803.88 | 3.9282
36053 | NY | CO | 2021 | 5544.1982 | 48414.5957 | 8.7325
36069 | NY | SB | 2021 | 9752.9326 | 37639.0642 | 3.8593
36071 | NY | SB | 2021 | 627.2633 | 2147.3045 | 3.4233
36023 | NY | SB | 2021 | 505.8575 | 1458.7519 | 2.8837
36057 | NY | CO | 2021 | 2966.3484 | 29592.3421 | 9.976
36003 | NY | SB | 2021 | 420.8734 | 1227.42 | 2.9164
36037 | NY | SB | 2021 | 6636.8504 | 26235.7613 | 3.953
36051 | NY | SB | 2021 | 9388.7152 | 32903.5637 | 3.5046
36117 | NY | CO | 2021 | 9024.4978 | 99953.5331 | 11.0758
36123 | NY | CO | 2021 | 5625.1354 | 60835.759 | 10.815
36013 | NY | CO | 2021 | 5827.4784 | 59260.8876 | 10.1692
36107 | NY | CO | 2021 | 1440.6822 | 14300.8486 | 9.9264
36063 | NY | CO | 2021 | 12666.6718 | 141433.6143 | 11.1658
36055 | NY | SB | 2021 | 7041.5364 | 28413.0029 | 4.0351
36101 | NY | CO | 2021 | 10602.7732 | 108996.3432 | 10.28
36073 | NY | CO | 2021 | 13233.2322 | 160840.0945 | 12.1543
36055 | NY | CO | 2021 | 10198.0872 | 118724.9844 | 11.6419
36065 | NY | CO | 2021 | 8538.8746 | 80420.0472 | 9.4181
36067 | NY | CO | 2021 | 7608.0968 | 67744.8724 | 8.9043
36053 | NY | SB | 2021 | 1796.8058 | 5742.4747 | 3.1959
36069 | NY | CO | 2021 | 11088.3964 | 121823.925 | 10.9866
36057 | NY | SB | 2021 | 1537.8068 | 5633.6126 | 3.6634
36121 | NY | CO | 2021 | 9995.7442 | 105135.3681 | 10.518
36065 | NY | SB | 2021 | 3755.4861 | 11675.4581 | 3.1089
36103 | NY | CO | 2021 | 161.8744 | 1303.0791 | 8.0499
36063 | NY | SB | 2021 | 8296.063 | 29229.4685 | 3.5233
36067 | NY | SB | 2021 | 4856.232 | 18615.4157 | 3.8333
36007 | NY | CO | 2021 | 805.3251 | 7696.5491 | 9.5571
36071 | NY | CO | 2021 | 1214.058 | 12421.1633 | 10.2311
37155 | NC | CO | 2021 | 25980.8412 | 226984.6943 | 8.7366
37029 | NC | CO | 2021 | 7769.9712 | 82731.5521 | 10.6476
37027 | NC | CO | 2021 | 607.029 | 6172.4799 | 10.1683
37033 | NC | CO | 2021 | 380.4048 | 3063.3789 | 8.0529
37191 | NC | WH | 2021 | 5625.1354 | 18887.5709 | 3.3577
37157 | NC | CO | 2021 | 1112.8865 | 10287.4666 | 9.2439
37037 | NC | CO | 2021 | 1274.7609 | 11938.5414 | 9.3653
37019 | NC | CO | 2021 | 3014.9107 | 29922.5571 | 9.9249
37003 | NC | CO | 2021 | 586.7947 | 5054.8292 | 8.6143
37185 | NC | WH | 2021 | 1210.0111 | 4000.6814 | 3.3063
37161 | NC | CO | 2021 | 380.4048 | 3045.5981 | 8.0062
37195 | NC | WH | 2021 | 2731.6305 | 9198.8458 | 3.3675
37035 | NC | CO | 2021 | 1638.9783 | 14148.4417 | 8.6325
37135 | NC | WH | 2021 | 526.0918 | 2288.8252 | 4.3506
37019 | NC | WH | 2021 | 566.5604 | 2041.164 | 3.6027
37159 | NC | CO | 2021 | 4330.1402 | 40895.8547 | 9.4445
37197 | NC | CO | 2021 | 5584.6668 | 58321.045 | 10.4431
37133 | NC | WH | 2021 | 760.8097 | 2569.1451 | 3.3769
37023 | NC | CO | 2021 | 461.342 | 3843.1943 | 8.3305
37181 | NC | WH | 2021 | 611.0759 | 1782.6166 | 2.9172
37025 | NC | CO | 2021 | 1655.1657 | 17247.3822 | 10.4203
37183 | NC | WH | 2021 | 748.6691 | 2435.789 | 3.2535
37151 | NC | CO | 2021 | 2428.116 | 22835.6356 | 9.4047
37191 | NC | CO | 2021 | 9793.4012 | 92917.414 | 9.4878
37193 | NC | CO | 2021 | 2225.773 | 22200.6068 | 9.9743
37131 | NC | WH | 2021 | 2476.6783 | 9715.9406 | 3.923
37051 | NC | SB | 2021 | 6272.633 | 15431.1998 | 2.4601
37177 | NC | WH | 2021 | 3075.6136 | 13662.191 | 4.4421
37041 | NC | SB | 2021 | 6474.976 | 18588.2002 | 2.8708
37165 | NC | WH | 2021 | 1497.3382 | 3755.7418 | 2.5083
37167 | NC | WH | 2021 | 3083.7073 | 12954.5875 | 4.201
37169 | NC | WH | 2021 | 64.7498 | 236.775 | 3.6568
37195 | NC | CO | 2021 | 4289.6716 | 34520.1656 | 8.0473
37171 | NC | WH | 2021 | 906.4966 | 4354.4832 | 4.8036
37035 | NC | SB | 2021 | 3358.8938 | 8300.7336 | 2.4713
37037 | NC | SB | 2021 | 1092.6522 | 2550.0942 | 2.3339
37041 | NC | CO | 2021 | 2217.6793 | 22581.6241 | 10.1825
37017 | NC | CO | 2021 | 9631.5268 | 85144.6615 | 8.8402
37167 | NC | SB | 2021 | 8053.2514 | 21391.3987 | 2.6562
37175 | NC | CO | 2021 | 550.373 | 5410.4454 | 9.8305
37163 | NC | CO | 2021 | 12747.609 | 120909.4835 | 9.4849
37039 | NC | CO | 2021 | 352.0768 | 4028.6227 | 11.4425
37185 | NC | CO | 2021 | 817.4657 | 7061.5203 | 8.6383
37187 | NC | CO | 2021 | 13192.7636 | 125989.7139 | 9.5499
37017 | NC | WH | 2021 | 930.7778 | 3510.8021 | 3.7719
37143 | NC | CO | 2021 | 6232.1644 | 59921.3176 | 9.6148
37147 | NC | CO | 2021 | 8053.2514 | 66119.1987 | 8.2102
37165 | NC | SB | 2021 | 3581.4711 | 7021.6042 | 1.9605
37045 | NC | SB | 2021 | 5139.5122 | 14315.3635 | 2.7854
37047 | NC | SB | 2021 | 20881.7976 | 49831.6171 | 2.3864
37049 | NC | SB | 2021 | 8822.1548 | 24929.4163 | 2.8258
37053 | NC | SB | 2021 | 7689.034 | 23432.5627 | 3.0475
37145 | NC | CO | 2021 | 1469.0102 | 12573.5702 | 8.5592
37169 | NC | CO | 2021 | 789.1377 | 7467.9387 | 9.4634
37171 | NC | CO | 2021 | 5018.1064 | 51437.3328 | 10.2503
37177 | NC | CO | 2021 | 8498.406 | 94416.082 | 11.1099
37179 | NC | CO | 2021 | 12464.3288 | 121188.8962 | 9.7229
37183 | NC | CO | 2021 | 457.2952 | 3558.7014 | 7.7821
37163 | NC | WH | 2021 | 4370.6088 | 14179.2859 | 3.2442
37135 | NC | CO | 2021 | 1214.058 | 13030.791 | 10.7333
37029 | NC | SB | 2021 | 11371.6766 | 37639.0642 | 3.3099
37033 | NC | SB | 2021 | 1902.0242 | 4327.2677 | 2.2751
37001 | NC | CO | 2021 | 1558.0411 | 16028.1269 | 10.2874
37101 | NC | CO | 2021 | 4330.1402 | 37949.3211 | 8.764
37103 | NC | CO | 2021 | 6394.0388 | 60226.1314 | 9.4191
37057 | NC | SB | 2021 | 4208.7344 | 11212.7942 | 2.6642
37025 | NC | WH | 2021 | 1023.8556 | 4653.8539 | 4.5454
37059 | NC | SB | 2021 | 3439.831 | 10042.5269 | 2.9195
37027 | NC | WH | 2021 | 303.5145 | 1300.9019 | 4.2861
37045 | NC | CO | 2021 | 2185.3044 | 17094.9753 | 7.8227
37015 | NC | WH | 2021 | 1788.7121 | 6422.8627 | 3.5908
37151 | NC | WH | 2021 | 1278.8078 | 4926.0091 | 3.852
37155 | NC | WH | 2021 | 10036.2128 | 32903.5637 | 3.2785
37157 | NC | WH | 2021 | 1040.043 | 3456.371 | 3.3233
37159 | NC | WH | 2021 | 1982.9614 | 9062.7682 | 4.5703
37025 | NC | SB | 2021 | 2225.773 | 6640.5869 | 2.9835
37157 | NC | SB | 2021 | 3318.4252 | 8545.6733 | 2.5752
37159 | NC | SB | 2021 | 8457.9374 | 24167.3818 | 2.8574
37161 | NC | SB | 2021 | 485.6232 | 1355.3329 | 2.7909
37163 | NC | SB | 2021 | 23552.7252 | 51791.1346 | 2.1989
37013 | NC | WH | 2021 | 2925.8798 | 13253.9582 | 4.5299
37169 | NC | SB | 2021 | 809.372 | 2095.595 | 2.5892
37017 | NC | SB | 2021 | 6596.3818 | 15921.0792 | 2.4136
37171 | NC | SB | 2021 | 4127.7972 | 13063.4496 | 3.1648
37141 | NC | WH | 2021 | 1448.7759 | 6069.061 | 4.1891
37167 | NC | CO | 2021 | 5341.8552 | 47906.5727 | 8.9682
37147 | NC | WH | 2021 | 3957.8291 | 10641.2683 | 2.6887
37023 | NC | SB | 2021 | 384.4517 | 1189.3182 | 3.0935
37015 | NC | SB | 2021 | 12019.1742 | 37502.9866 | 3.1203
37137 | NC | CO | 2021 | 4856.232 | 45163.2483 | 9.3001
37139 | NC | CO | 2021 | 7769.9712 | 83823.8016 | 10.7882
37141 | NC | CO | 2021 | 6272.633 | 59768.9107 | 9.5285
37073 | NC | CO | 2021 | 2144.8358 | 22784.8333 | 10.6231
37077 | NC | CO | 2021 | 825.5594 | 6705.9041 | 8.1229
37079 | NC | CO | 2021 | 5099.0436 | 42038.9066 | 8.2445
37081 | NC | CO | 2021 | 1829.1807 | 17907.8122 | 9.7901
37083 | NC | CO | 2021 | 2893.5049 | 28500.0925 | 9.8497
37009 | NC | CO | 2021 | 40.4686 | 358.1562 | 8.8502
37139 | NC | WH | 2021 | 2719.4899 | 14723.5963 | 5.4141
37165 | NC | CO | 2021 | 3573.3774 | 27026.8257 | 7.5634
37061 | NC | SB | 2021 | 21003.2034 | 51355.6862 | 2.4451
37029 | NC | WH | 2021 | 1327.3701 | 5796.9058 | 4.3672
37047 | NC | CO | 2021 | 15782.754 | 133483.0538 | 8.4575
37049 | NC | CO | 2021 | 7162.9422 | 69243.5404 | 9.6669
37019 | NC | SB | 2021 | 2933.9735 | 7429.837 | 2.5323
37191 | NC | SB | 2021 | 21812.5754 | 47654.3755 | 2.1847
37013 | NC | CO | 2021 | 16187.44 | 151289.2613 | 9.3461
37131 | NC | CO | 2021 | 5827.4784 | 56695.3713 | 9.729
37133 | NC | CO | 2021 | 4451.546 | 38558.9487 | 8.6619
37147 | NC | SB | 2021 | 23997.8798 | 57887.411 | 2.4122
37107 | NC | WH | 2021 | 1906.0711 | 5062.0867 | 2.6558
37109 | NC | WH | 2021 | 1541.8537 | 7048.8197 | 4.5717
37007 | NC | CO | 2021 | 3723.1112 | 32488.0734 | 8.7261
37123 | NC | WH | 2021 | 52.6092 | 206.838 | 3.9316
37125 | NC | WH | 2021 | 513.9512 | 1445.1441 | 2.8118
37015 | NC | CO | 2021 | 5179.9808 | 48770.2118 | 9.4151
37107 | NC | SB | 2021 | 13799.7926 | 36251.0726 | 2.6269
37069 | NC | WH | 2021 | 2606.1778 | 8464.0267 | 3.2477
37007 | NC | WH | 2021 | 2594.0373 | 10069.7424 | 3.8819
37085 | NC | CO | 2021 | 2691.1619 | 23648.4725 | 8.7875
37087 | NC | CO | 2021 | 121.4058 | 1270.0576 | 10.4613
37073 | NC | WH | 2021 | 942.9184 | 4327.2677 | 4.5892
37177 | NC | SB | 2021 | 13840.2612 | 47382.2203 | 3.4235
37143 | NC | WH | 2021 | 4330.1402 | 22697.7437 | 5.2418
37115 | NC | CO | 2021 | 93.0778 | 889.0403 | 9.5516
37117 | NC | CO | 2021 | 2772.0991 | 21336.9677 | 7.697
37125 | NC | CO | 2021 | 1214.058 | 9906.4493 | 8.1598
37127 | NC | CO | 2021 | 2448.3503 | 21286.1654 | 8.6941
37193 | NC | SB | 2021 | 607.029 | 2250.7235 | 3.7078
37195 | NC | SB | 2021 | 13718.8554 | 38754.9005 | 2.8249
37197 | NC | SB | 2021 | 7729.5026 | 23242.0541 | 3.0069
37105 | NC | WH | 2021 | 505.8575 | 1671.0329 | 3.3034
37065 | NC | CO | 2021 | 4977.6378 | 41048.2616 | 8.2465
37117 | NC | WH | 2021 | 1015.7619 | 3075.3538 | 3.0276
37119 | NC | WH | 2021 | 283.2802 | 1020.582 | 3.6027
37101 | NC | SB | 2021 | 18413.213 | 38401.0987 | 2.0855
37103 | NC | SB | 2021 | 10359.9616 | 27025.0114 | 2.6086
37105 | NC | SB | 2021 | 1598.5097 | 3782.9573 | 2.3666
37067 | NC | WH | 2021 | 356.1237 | 1534.9553 | 4.3102
37109 | NC | SB | 2021 | 2913.7392 | 6341.2162 | 2.1763
37071 | NC | WH | 2021 | 388.4986 | 1605.7157 | 4.1331
37091 | NC | CO | 2021 | 3844.517 | 37339.6934 | 9.7125
37095 | NC | CO | 2021 | 12059.6428 | 127056.5623 | 10.5357
37145 | NC | WH | 2021 | 2573.803 | 8001.3629 | 3.1088
37185 | NC | SB | 2021 | 4127.7972 | 9906.4493 | 2.3999
37187 | NC | SB | 2021 | 17725.2468 | 60799.4717 | 3.4301
37051 | NC | CO | 2021 | 4006.3914 | 38533.5476 | 9.618
37001 | NC | WH | 2021 | 687.9662 | 2601.8037 | 3.7819
37101 | NC | WH | 2021 | 3018.9576 | 9797.5872 | 3.2454
37103 | NC | WH | 2021 | 1315.2295 | 3946.2504 | 3.0004
37063 | NC | CO | 2021 | 206.3899 | 1656.1551 | 8.0244
37151 | NC | SB | 2021 | 4289.6716 | 10967.8546 | 2.5568
37069 | NC | CO | 2021 | 914.5904 | 7391.7352 | 8.082
37001 | NC | SB | 2021 | 2306.7102 | 6341.2162 | 2.749
37061 | NC | WH | 2021 | 4977.6378 | 16193.2344 | 3.2532
37127 | NC | WH | 2021 | 1323.3232 | 4735.5005 | 3.5785
37063 | NC | SB | 2021 | 323.7488 | 759.313 | 2.3454
37003 | NC | WH | 2021 | 570.6073 | 1994.8976 | 3.4961
37117 | NC | SB | 2021 | 9145.9036 | 23922.4421 | 2.6156
37097 | NC | WH | 2021 | 2468.5846 | 9852.0182 | 3.991
37077 | NC | WH | 2021 | 1027.9024 | 3075.3538 | 2.9919
37079 | NC | WH | 2021 | 3342.7064 | 11729.8891 | 3.5091
37107 | NC | CO | 2021 | 10440.8988 | 98759.679 | 9.4589
37061 | NC | CO | 2021 | 17927.5898 | 170924.3518 | 9.5342
37049 | NC | WH | 2021 | 987.4338 | 3048.1382 | 3.0869
37081 | NC | SB | 2021 | 4289.6716 | 11566.596 | 2.6964
37051 | NC | WH | 2021 | 1262.6203 | 4871.5781 | 3.8583
37155 | NC | SB | 2021 | 33305.6578 | 72583.7918 | 2.1793
37998 | NC | WH | 2021 | 21043.672 | 82468.4687 | 3.9189
37141 | NC | SB | 2021 | 6272.633 | 18016.6742 | 2.8723
37143 | NC | SB | 2021 | 17725.2468 | 55982.3246 | 3.1583
37145 | NC | SB | 2021 | 5260.918 | 11512.165 | 2.1882
37099 | NC | CO | 2021 | 44.5155 | 447.0603 | 10.0428
37998 | NC | CO | 2021 | 21853.044 | 200176.3185 | 9.1601
37093 | NC | WH | 2021 | 801.2783 | 3157.0003 | 3.94
37053 | NC | WH | 2021 | 1752.2904 | 8436.8112 | 4.8147
37033 | NC | WH | 2021 | 190.2024 | 704.882 | 3.706
37035 | NC | WH | 2021 | 1076.4648 | 4572.2074 | 4.2474
37059 | NC | WH | 2021 | 886.2623 | 3129.7848 | 3.5314
37095 | NC | SB | 2021 | 14164.01 | 50675.2982 | 3.5778
37065 | NC | WH | 2021 | 3197.0194 | 11784.3202 | 3.686
37998 | NC | SB | 2021 | 20027.9101 | 45221.308 | 2.2579
37079 | NC | SB | 2021 | 12261.9858 | 28766.8046 | 2.346
37095 | NC | WH | 2021 | 1375.9324 | 5551.9661 | 4.0351
37057 | NC | WH | 2021 | 776.9971 | 3102.5693 | 3.993
37123 | NC | SB | 2021 | 307.5614 | 767.4777 | 2.4954
37125 | NC | SB | 2021 | 1335.4638 | 2650.7916 | 1.9849
37109 | NC | CO | 2021 | 526.0918 | 4114.9866 | 7.8218
37183 | NC | SB | 2021 | 4775.2948 | 9226.0613 | 1.932
37065 | NC | SB | 2021 | 17239.6236 | 44524.5907 | 2.5827
37083 | NC | SB | 2021 | 14568.696 | 36251.0726 | 2.4883
37137 | NC | SB | 2021 | 7972.3142 | 26099.6837 | 3.2738
37053 | NC | CO | 2021 | 3945.6885 | 38711.3556 | 9.8111
37057 | NC | CO | 2021 | 2286.4759 | 18847.6548 | 8.2431
37059 | NC | CO | 2021 | 3217.2537 | 31091.01 | 9.6638
37131 | NC | SB | 2021 | 13597.4496 | 41068.2197 | 3.0203
37067 | NC | SB | 2021 | 2003.1957 | 5824.1213 | 2.9074
37085 | NC | SB | 2021 | 10036.2128 | 18778.7088 | 1.8711
37091 | NC | SB | 2021 | 5139.5122 | 14424.2256 | 2.8065
37179 | NC | SB | 2021 | 23714.5996 | 72474.9298 | 3.0561
37097 | NC | SB | 2021 | 7284.348 | 21554.6918 | 2.959
37085 | NC | WH | 2021 | 2148.8827 | 8055.7939 | 3.7488
37069 | NC | SB | 2021 | 7324.8166 | 14315.3635 | 1.9544
37133 | NC | SB | 2021 | 5625.1354 | 14641.9498 | 2.603
37139 | NC | SB | 2021 | 19546.3338 | 68202.0931 | 3.4893
37041 | NC | WH | 2021 | 841.7469 | 3891.8194 | 4.6235
37045 | NC | WH | 2021 | 1768.4778 | 7565.9146 | 4.2782
37047 | NC | WH | 2021 | 2776.146 | 11865.9667 | 4.2743
37135 | NC | SB | 2021 | 1274.7609 | 3891.8194 | 3.053
37081 | NC | WH | 2021 | 1367.8387 | 4653.8539 | 3.4023
37071 | NC | SB | 2021 | 1234.2923 | 3293.0779 | 2.668
37013 | NC | SB | 2021 | 28247.0828 | 92287.8283 | 3.2672
37073 | NC | SB | 2021 | 8053.2514 | 25011.0629 | 3.1057
37007 | NC | SB | 2021 | 5948.8842 | 13771.0531 | 2.3149
37127 | NC | SB | 2021 | 10764.6476 | 26290.1923 | 2.4423
37181 | NC | SB | 2021 | 2812.5677 | 6749.449 | 2.3997
37077 | NC | SB | 2021 | 2610.2247 | 6286.7851 | 2.4085
38093 | ND | CO | 2021 | 93684.809 | 580390.922 | 6.1951
38041 | ND | CO | 2021 | 14204.4786 | 66881.2332 | 4.7085
38095 | ND | CO | 2021 | 7122.4736 | 39956.0121 | 5.6099
38998 | ND | CO | 2021 | 54418.1264 | 157578.5865 | 2.8957
38045 | ND | CO | 2021 | 75393.0018 | 552246.4456 | 7.3249
38029 | ND | WH | 2021 | 16822.797 | 21658.1108 | 1.2874
38039 | ND | CO | 2021 | 20153.3628 | 131171.5489 | 6.5087
38099 | ND | CO | 2021 | 24159.7542 | 141789.2305 | 5.8688
38047 | ND | CO | 2021 | 17441.9666 | 105744.9958 | 6.0627
38043 | ND | CO | 2021 | 15135.2564 | 91012.3276 | 6.0133
38077 | ND | CO | 2021 | 123631.573 | 1156743.0609 | 9.3564
38089 | ND | CO | 2021 | 15094.7878 | 78743.5712 | 5.2166
38073 | ND | WH | 2021 | 8296.063 | 33311.7965 | 4.0154
38097 | ND | CO | 2021 | 52406.837 | 391457.1535 | 7.4696
38091 | ND | SB | 2021 | 66449.4412 | 141221.3333 | 2.1252
38093 | ND | SB | 2021 | 185750.874 | 357258.131 | 1.9233
38009 | ND | CO | 2021 | 15823.2226 | 74679.3869 | 4.7196
38009 | ND | SB | 2021 | 108455.848 | 146610.0062 | 1.3518
38083 | ND | WH | 2021 | 32047.0843 | 55410.7987 | 1.729
38027 | ND | WH | 2021 | 12545.266 | 22371.1574 | 1.7832
38085 | ND | SB | 2021 | 5544.1982 | 6368.4317 | 1.1487
38059 | ND | WH | 2021 | 42208.7498 | 47681.591 | 1.1297
38049 | ND | CO | 2021 | 27680.5224 | 70386.5922 | 2.5428
38079 | ND | CO | 2021 | 4168.2658 | 12776.7795 | 3.0653
38081 | ND | CO | 2021 | 61067.1174 | 542365.3975 | 8.8815
38031 | ND | WH | 2021 | 12909.4834 | 32468.1154 | 2.5151
38087 | ND | CO | 2021 | 3755.4861 | 10262.0654 | 2.7326
38069 | ND | WH | 2021 | 45680.9557 | 62865.1296 | 1.3762
38007 | ND | WH | 2021 | 9914.807 | 9389.3544 | 0.947
38091 | ND | CO | 2021 | 40225.7884 | 313348.6111 | 7.7897
38083 | ND | SB | 2021 | 48805.1316 | 50539.2206 | 1.0355
38075 | ND | WH | 2021 | 60986.1802 | 166586.1979 | 2.7315
38077 | ND | WH | 2021 | 17603.841 | 71141.3693 | 4.0412
38079 | ND | WH | 2021 | 38121.4212 | 92559.9835 | 2.428
38095 | ND | SB | 2021 | 62038.3638 | 130580.065 | 2.1048
38005 | ND | CO | 2021 | 22055.387 | 126396.1324 | 5.7309
38035 | ND | CO | 2021 | 62604.9242 | 484526.9744 | 7.7394
38071 | ND | WH | 2021 | 62515.8933 | 171321.6984 | 2.7405
38075 | ND | CO | 2021 | 9631.5268 | 49278.2349 | 5.1163
38023 | ND | CO | 2021 | 485.6232 | 2527.4146 | 5.2045
38025 | ND | CO | 2021 | 9833.8698 | 39574.9948 | 4.0244
38061 | ND | WH | 2021 | 13718.8554 | 28331.3563 | 2.0651
38063 | ND | WH | 2021 | 42633.6701 | 113690.1132 | 2.6667
38033 | ND | CO | 2021 | 2727.5836 | 4755.0957 | 1.7433
38037 | ND | CO | 2021 | 22460.073 | 84433.4292 | 3.7593
38025 | ND | WH | 2021 | 56983.8357 | 100278.305 | 1.7598
38049 | ND | BA | 2021 | 4046.86 | 6858.311 | 1.6947
38003 | ND | WH | 2021 | 29703.9524 | 110549.4422 | 3.7217
38017 | ND | SB | 2021 | 182918.072 | 411498.6624 | 2.2496
38031 | ND | CO | 2021 | 34802.996 | 180449.7838 | 5.1849
38097 | ND | SB | 2021 | 74017.0694 | 133900.3584 | 1.809
38087 | ND | WH | 2021 | 45729.518 | 49341.7378 | 1.079
38023 | ND | WH | 2021 | 88828.577 | 188930.1398 | 2.1269
38089 | ND | WH | 2021 | 83162.973 | 156026.5762 | 1.8762
38009 | ND | WH | 2021 | 95910.582 | 268317.8117 | 2.7976
38047 | ND | BA | 2021 | 979.3401 | 2199.014 | 2.2454
38063 | ND | CO | 2021 | 15175.725 | 100588.5619 | 6.6283
38067 | ND | CO | 2021 | 14892.4448 | 97692.8306 | 6.5599
38069 | ND | CO | 2021 | 11331.208 | 26315.5935 | 2.3224
38007 | ND | CO | 2021 | 1663.2595 | 4488.3836 | 2.6985
38071 | ND | CO | 2021 | 24564.4402 | 170060.7126 | 6.923
38073 | ND | CO | 2021 | 43948.8996 | 382338.1399 | 8.6996
38021 | ND | CO | 2021 | 74543.1612 | 578308.0276 | 7.758
38027 | ND | CO | 2021 | 15782.754 | 76482.8687 | 4.846
38065 | ND | WH | 2021 | 17806.184 | 20847.0883 | 1.1708
38067 | ND | WH | 2021 | 78306.741 | 184330.717 | 2.354
38097 | ND | BA | 2021 | 5706.0726 | 25299.5474 | 4.4338
38998 | ND | BA | 2021 | 76024.312 | 192529.1202 | 2.5325
38081 | ND | SB | 2021 | 70617.707 | 162422.2234 | 2.3
38001 | ND | SB | 2021 | 6110.7586 | 6531.7248 | 1.0689
38101 | ND | SB | 2021 | 97529.326 | 122007.1762 | 1.251
38103 | ND | SB | 2021 | 96315.268 | 145085.9371 | 1.5064
38105 | ND | SB | 2021 | 16187.44 | 18071.1053 | 1.1164
38013 | ND | SB | 2021 | 14164.01 | 20955.9504 | 1.4795
38005 | ND | BA | 2021 | 11128.865 | 27846.9201 | 2.5022
38049 | ND | WH | 2021 | 42216.8435 | 55092.3771 | 1.305
38035 | ND | WH | 2021 | 51314.1848 | 160136.1197 | 3.1207
38055 | ND | CO | 2021 | 30796.6046 | 104779.752 | 3.4023
38057 | ND | CO | 2021 | 6717.7876 | 22937.2403 | 3.4144
38043 | ND | WH | 2021 | 12545.266 | 24466.7525 | 1.9503
38045 | ND | WH | 2021 | 9752.9326 | 24412.3214 | 2.5031
38047 | ND | WH | 2021 | 10481.3674 | 17200.2086 | 1.641
38003 | ND | CO | 2021 | 79561.2676 | 597257.287 | 7.5069
38017 | ND | WH | 2021 | 35053.9013 | 141058.0402 | 4.024
38005 | ND | WH | 2021 | 54025.581 | 143888.4542 | 2.6633
38051 | ND | WH | 2021 | 16713.5318 | 30734.4867 | 1.8389
38053 | ND | WH | 2021 | 53054.3346 | 52063.2898 | 0.98132
38055 | ND | WH | 2021 | 87007.49 | 148052.4288 | 1.7016
38057 | ND | WH | 2021 | 16996.812 | 17254.6397 | 1.0152
38105 | ND | WH | 2021 | 138807.298 | 170995.1122 | 1.2319
38011 | ND | WH | 2021 | 32051.1312 | 31352.279 | 0.9782
38013 | ND | WH | 2021 | 69444.1176 | 187651.0104 | 2.7022
38029 | ND | CO | 2021 | 52204.494 | 245425.9306 | 4.7012
38105 | ND | CO | 2021 | 3035.145 | 11049.5011 | 3.6405
38043 | ND | BA | 2021 | 1452.8227 | 2569.1451 | 1.7684
38001 | ND | CO | 2021 | 15985.097 | 57889.2254 | 3.6214
38015 | ND | SB | 2021 | 54268.3926 | 50729.7293 | 0.93479
38103 | ND | CO | 2021 | 49857.3152 | 263486.1497 | 5.2848
38019 | ND | SB | 2021 | 62888.2044 | 119258.4086 | 1.8964
38055 | ND | BA | 2021 | 3698.83 | 9405.6837 | 2.5429
38051 | ND | CO | 2021 | 22621.9474 | 67719.4712 | 2.9935
38099 | ND | SB | 2021 | 49452.6292 | 87035.233 | 1.76
38087 | ND | BA | 2021 | 700.1068 | 670.5904 | 0.95784
38101 | ND | CO | 2021 | 16308.8458 | 59895.9164 | 3.6726
38015 | ND | WH | 2021 | 16025.5656 | 18860.3554 | 1.1769
38071 | ND | BA | 2021 | 17846.6526 | 59591.1026 | 3.3391
38015 | ND | CO | 2021 | 18089.4642 | 61318.3809 | 3.3897
38017 | ND | CO | 2021 | 139009.641 | 1250752.7245 | 8.9976
38019 | ND | CO | 2021 | 2751.8648 | 13386.4071 | 4.8645
38041 | ND | WH | 2021 | 110681.621 | 207218.9693 | 1.8722
38091 | ND | WH | 2021 | 17049.4212 | 56276.2523 | 3.3008
38093 | ND | WH | 2021 | 23552.7252 | 62895.0667 | 2.6704
38007 | ND | BA | 2021 | 833.6532 | 827.3518 | 0.99244
38091 | ND | BA | 2021 | 3338.6595 | 12192.553 | 3.6519
38093 | ND | BA | 2021 | 3350.8001 | 8948.463 | 2.6705
38073 | ND | SB | 2021 | 58841.3444 | 138091.5485 | 2.3468
38075 | ND | SB | 2021 | 62321.644 | 93458.0957 | 1.4996
38077 | ND | SB | 2021 | 121608.143 | 304242.2981 | 2.5018
38099 | ND | BA | 2021 | 4896.7006 | 17526.7949 | 3.5793
38061 | ND | SB | 2021 | 37514.3922 | 36087.7795 | 0.96197
38003 | ND | BA | 2021 | 4572.9518 | 17330.8431 | 3.7899
38097 | ND | WH | 2021 | 27437.7108 | 106657.6229 | 3.8873
38021 | ND | SB | 2021 | 77659.2434 | 169226.1034 | 2.1791
38023 | ND | SB | 2021 | 16834.9376 | 15403.9843 | 0.915
38998 | ND | SB | 2021 | 19708.2082 | 20955.9504 | 1.0633
38063 | ND | BA | 2021 | 5503.7296 | 16590.581 | 3.0144
38067 | ND | BA | 2021 | 2229.8199 | 7685.6628 | 3.4468
38031 | ND | BA | 2021 | 2666.8807 | 7010.718 | 2.6288
38095 | ND | WH | 2021 | 74057.538 | 214158.9269 | 2.8918
38001 | ND | WH | 2021 | 46457.9528 | 62187.4632 | 1.3386
38101 | ND | WH | 2021 | 122984.0754 | 232910.4202 | 1.8938
38103 | ND | WH | 2021 | 52083.0882 | 116999.5205 | 2.2464
38057 | ND | SB | 2021 | 13314.1694 | 8953.9061 | 0.67251
38059 | ND | SB | 2021 | 26790.2132 | 21799.6315 | 0.81372
38029 | ND | BA | 2021 | 1829.1807 | 3331.1796 | 1.8211
38031 | ND | SB | 2021 | 63414.2962 | 88287.1469 | 1.3922
38063 | ND | SB | 2021 | 61633.6778 | 115230.5117 | 1.8696
38065 | ND | SB | 2021 | 11938.237 | 8681.7509 | 0.72722
38069 | ND | BA | 2021 | 6394.0388 | 12649.7737 | 1.9784
38043 | ND | SB | 2021 | 44232.1798 | 66024.8515 | 1.4927
38039 | ND | BA | 2021 | 2800.4271 | 10407.2148 | 3.7163
38079 | ND | SB | 2021 | 28854.1118 | 50838.5914 | 1.7619
38003 | ND | SB | 2021 | 144068.216 | 306174.6 | 2.1252
38067 | ND | SB | 2021 | 58841.3444 | 115557.0979 | 1.9639
38039 | ND | SB | 2021 | 52609.18 | 91988.4576 | 1.7485
38041 | ND | SB | 2021 | 7365.2852 | 9852.0182 | 1.3376
38071 | ND | SB | 2021 | 67016.0016 | 142418.8162 | 2.1251
38077 | ND | BA | 2021 | 299.4676 | 1010.2401 | 3.3735
38079 | ND | BA | 2021 | 4613.4204 | 11539.3805 | 2.5013
38039 | ND | WH | 2021 | 22743.3532 | 70515.4123 | 3.1005
38055 | ND | SB | 2021 | 92875.437 | 88069.4227 | 0.94825
38037 | ND | WH | 2021 | 37392.9864 | 36468.7968 | 0.97528
38017 | ND | BA | 2021 | 3998.2977 | 14935.8774 | 3.7356
38035 | ND | SB | 2021 | 84377.031 | 166259.6117 | 1.9704
38069 | ND | SB | 2021 | 53782.7694 | 57506.3938 | 1.0692
38047 | ND | SB | 2021 | 49209.8176 | 75441.4214 | 1.5331
38015 | ND | BA | 2021 | 3140.3634 | 4681.0694 | 1.4906
38049 | ND | SB | 2021 | 76283.311 | 81564.9134 | 1.0692
38027 | ND | BA | 2021 | 1962.7271 | 3831.9452 | 1.9524
38998 | ND | WH | 2021 | 296533.6665 | 725944.0589 | 2.4481
38027 | ND | SB | 2021 | 35936.1168 | 48334.7635 | 1.345
38005 | ND | SB | 2021 | 76971.2772 | 106113.3125 | 1.3786
38045 | ND | SB | 2021 | 114728.481 | 242272.559 | 2.1117
38099 | ND | WH | 2021 | 75635.8134 | 216689.9702 | 2.8649
38051 | ND | SB | 2021 | 53985.1124 | 72257.2056 | 1.3385
38053 | ND | SB | 2021 | 6636.8504 | 6259.5696 | 0.94315
38029 | ND | SB | 2021 | 60500.557 | 83823.8016 | 1.3855
39077 | OH | CO | 2021 | 23067.102 | 270750.8792 | 11.7375
39087 | OH | SB | 2021 | 724.3879 | 2267.0528 | 3.1296
39083 | OH | CO | 2021 | 19586.8024 | 228178.5484 | 11.6496
39145 | OH | SB | 2021 | 6636.8504 | 23704.7179 | 3.5717
39083 | OH | SB | 2021 | 24240.6914 | 90137.8022 | 3.7185
39075 | OH | CO | 2021 | 5463.261 | 60429.3406 | 11.061
39081 | OH | CO | 2021 | 1007.6681 | 9398.4262 | 9.3269
39089 | OH | SB | 2021 | 27478.1794 | 99037.2773 | 3.6042
39003 | OH | CO | 2021 | 25899.904 | 330214.976 | 12.7497
39079 | OH | CO | 2021 | 1647.072 | 17018.7718 | 10.3327
39009 | OH | SB | 2021 | 1031.9493 | 3674.0952 | 3.5603
39075 | OH | WH | 2021 | 530.1387 | 2661.6779 | 5.0207
39071 | OH | CO | 2021 | 17603.841 | 212582.2411 | 12.0759
39095 | OH | WH | 2021 | 1756.3372 | 10886.208 | 6.1982
39087 | OH | CO | 2021 | 404.686 | 4064.1843 | 10.0428
39141 | OH | SB | 2021 | 25050.0634 | 94328.9923 | 3.7656
39143 | OH | SB | 2021 | 39416.4164 | 146310.6355 | 3.7119
39091 | OH | SB | 2021 | 36826.426 | 149576.4979 | 4.0617
39007 | OH | CO | 2021 | 7567.6282 | 81690.1048 | 10.7947
39089 | OH | CO | 2021 | 20922.2662 | 236078.3067 | 11.2836
39137 | OH | SB | 2021 | 54389.7984 | 205205.0208 | 3.7729
39061 | OH | CO | 2021 | 1311.1826 | 13792.8255 | 10.5194
39029 | OH | CO | 2021 | 8498.406 | 95279.7212 | 11.2115
39063 | OH | WH | 2021 | 8903.092 | 56689.9282 | 6.3674
39065 | OH | CO | 2021 | 34438.7786 | 414038.7776 | 12.0225
39093 | OH | WH | 2021 | 1428.5416 | 6858.311 | 4.8009
39069 | OH | CO | 2021 | 31160.822 | 384827.4528 | 12.3497
39149 | OH | SB | 2021 | 38283.2956 | 150365.748 | 3.9277
39133 | OH | SB | 2021 | 7082.005 | 21200.8901 | 2.9936
39081 | OH | WH | 2021 | 141.6401 | 713.0466 | 5.0342
39093 | OH | CO | 2021 | 8903.092 | 100207.5446 | 11.2554
39023 | OH | WH | 2021 | 1768.4778 | 10287.4666 | 5.8171
39025 | OH | WH | 2021 | 315.6551 | 1785.3381 | 5.656
39031 | OH | CO | 2021 | 9752.9326 | 111892.0746 | 11.4727
39033 | OH | CO | 2021 | 31120.3534 | 392930.4203 | 12.6262
39093 | OH | SB | 2021 | 23674.131 | 79278.8098 | 3.3488
39077 | OH | WH | 2021 | 5544.1982 | 27732.6149 | 5.0021
39091 | OH | CO | 2021 | 27842.3968 | 350383.4907 | 12.5845
39123 | OH | SB | 2021 | 23350.3822 | 76802.1974 | 3.2891
39065 | OH | WH | 2021 | 4046.86 | 22670.5282 | 5.602
39067 | OH | CO | 2021 | 1481.1508 | 16129.7315 | 10.89
39071 | OH | WH | 2021 | 1926.3054 | 8953.9061 | 4.6482
39097 | OH | WH | 2021 | 2808.5208 | 16247.6654 | 5.7851
39025 | OH | SB | 2021 | 14649.6332 | 53587.3589 | 3.6579
39029 | OH | SB | 2021 | 10359.9616 | 34482.0638 | 3.3284
39091 | OH | WH | 2021 | 2201.4918 | 11838.7512 | 5.3776
39033 | OH | SB | 2021 | 38323.7642 | 160571.568 | 4.1899
39037 | OH | SB | 2021 | 58639.0014 | 227929.98 | 3.887
39131 | OH | SB | 2021 | 5908.4156 | 22806.6058 | 3.86
39009 | OH | CO | 2021 | 1201.9174 | 13310.2036 | 11.0741
39135 | OH | SB | 2021 | 35410.025 | 134308.5912 | 3.793
39998 | OH | SB | 2021 | 229659.305 | 870651.7003 | 3.7911
39047 | OH | CO | 2021 | 34924.4018 | 453994.7897 | 12.9994
39005 | OH | CO | 2021 | 14002.1356 | 156725.1078 | 11.1929
39051 | OH | CO | 2021 | 31160.822 | 375530.6312 | 12.0514
39053 | OH | CO | 2021 | 951.0121 | 9957.2516 | 10.4702
39101 | OH | CO | 2021 | 26911.619 | 322848.6419 | 11.9966
39055 | OH | CO | 2021 | 809.372 | 9195.217 | 11.3609
39057 | OH | CO | 2021 | 22864.759 | 310910.1005 | 13.5978
39059 | OH | CO | 2021 | 1379.9793 | 15062.8831 | 10.9153
39057 | OH | WH | 2021 | 1493.2913 | 7429.837 | 4.9755
39119 | OH | SB | 2021 | 6474.976 | 23813.58 | 3.6778
39121 | OH | SB | 2021 | 364.2174 | 1104.9501 | 3.0338
39125 | OH | SB | 2021 | 47550.605 | 177472.4059 | 3.7323
39069 | OH | WH | 2021 | 10845.5848 | 69426.7915 | 6.4014
39129 | OH | SB | 2021 | 48967.006 | 186725.6827 | 3.8133
39075 | OH | SB | 2021 | 5787.0098 | 19921.7606 | 3.4425
39077 | OH | SB | 2021 | 45324.832 | 171920.4398 | 3.7931
39027 | OH | SB | 2021 | 39537.8222 | 161388.0336 | 4.0819
39021 | OH | WH | 2021 | 1428.5416 | 8001.3629 | 5.6011
39003 | OH | SB | 2021 | 35045.8076 | 152025.8947 | 4.3379
39031 | OH | SB | 2021 | 7850.9084 | 28413.0029 | 3.6191
39029 | OH | WH | 2021 | 1902.0242 | 9471.001 | 4.9794
39037 | OH | CO | 2021 | 49978.721 | 579425.6783 | 11.5934
39095 | OH | SB | 2021 | 11209.8022 | 38509.9608 | 3.4354
39015 | OH | SB | 2021 | 36300.3342 | 124021.1246 | 3.4165
39105 | OH | CO | 2021 | 1242.386 | 12040.146 | 9.6911
39151 | OH | SB | 2021 | 12100.1114 | 41422.0214 | 3.4233
39041 | OH | WH | 2021 | 1703.7281 | 10096.9579 | 5.9264
39043 | OH | WH | 2021 | 2666.8807 | 16166.0189 | 6.0618
39045 | OH | WH | 2021 | 2213.6324 | 12410.2771 | 5.6063
39047 | OH | WH | 2021 | 3063.473 | 17771.7346 | 5.8012
39005 | OH | WH | 2021 | 1897.9773 | 9416.5699 | 4.9614
39051 | OH | WH | 2021 | 5625.1354 | 33828.8914 | 6.0139
39055 | OH | WH | 2021 | 263.0459 | 908.9984 | 3.4557
39065 | OH | SB | 2021 | 48562.32 | 190399.7779 | 3.9207
39173 | OH | SB | 2021 | 62402.5812 | 237863.6448 | 3.8118
39175 | OH | SB | 2021 | 41925.4696 | 159591.8093 | 3.8066
39127 | OH | SB | 2021 | 7689.034 | 29528.8392 | 3.8404
39023 | OH | SB | 2021 | 28328.02 | 117162.8136 | 4.1359
39135 | OH | CO | 2021 | 30230.0442 | 355768.5349 | 11.7687
39137 | OH | CO | 2021 | 30756.136 | 375937.0496 | 12.2232
39141 | OH | CO | 2021 | 19384.4594 | 227645.1242 | 11.7437
39027 | OH | WH | 2021 | 2067.9455 | 11648.2426 | 5.6328
39145 | OH | CO | 2021 | 3577.4242 | 40413.2328 | 11.2967
39003 | OH | WH | 2021 | 3800.0015 | 23949.6576 | 6.3025
39039 | OH | CO | 2021 | 19424.928 | 231912.5178 | 11.9389
39998 | OH | WH | 2021 | 26251.9808 | 138673.9606 | 5.2824
39099 | OH | SB | 2021 | 6879.662 | 23976.8731 | 3.4852
39039 | OH | WH | 2021 | 6879.662 | 41558.099 | 6.0407
39103 | OH | SB | 2021 | 11128.865 | 35407.3915 | 3.1816
39105 | OH | SB | 2021 | 1331.4169 | 4300.0522 | 3.2297
39107 | OH | SB | 2021 | 42734.8416 | 186507.9586 | 4.3643
39109 | OH | SB | 2021 | 33305.6578 | 140894.747 | 4.2304
39049 | OH | WH | 2021 | 607.029 | 2993.7072 | 4.9317
39113 | OH | SB | 2021 | 17441.9666 | 62514.0494 | 3.5841
39115 | OH | SB | 2021 | 967.1995 | 3374.7245 | 3.4892
39117 | OH | SB | 2021 | 30472.8558 | 110876.0285 | 3.6385
39171 | OH | SB | 2021 | 37231.112 | 136213.6776 | 3.6586
39171 | OH | CO | 2021 | 21853.044 | 259929.9884 | 11.8945
39069 | OH | SB | 2021 | 41116.0976 | 156788.6107 | 3.8133
39019 | OH | SB | 2021 | 4492.0146 | 12110.9064 | 2.6961
39021 | OH | SB | 2021 | 36259.8656 | 146065.6958 | 4.0283
39023 | OH | CO | 2021 | 24200.2228 | 318530.4461 | 13.1623
39025 | OH | CO | 2021 | 5908.4156 | 69599.1565 | 11.7797
39081 | OH | SB | 2021 | 602.9821 | 1918.6942 | 3.182
39027 | OH | CO | 2021 | 29663.4838 | 391507.9558 | 13.1983
39129 | OH | WH | 2021 | 3945.6885 | 21854.0626 | 5.5387
39143 | OH | CO | 2021 | 25090.532 | 313094.5996 | 12.4786
39133 | OH | WH | 2021 | 728.4348 | 3592.4486 | 4.9317
39031 | OH | WH | 2021 | 570.6073 | 2775.983 | 4.865
39103 | OH | CO | 2021 | 5341.8552 | 57914.6266 | 10.8417
39107 | OH | CO | 2021 | 38849.856 | 488667.3622 | 12.5784
39095 | OH | CO | 2021 | 8498.406 | 101503.0034 | 11.9438
39097 | OH | CO | 2021 | 36785.9574 | 485111.2009 | 13.1874
39051 | OH | SB | 2021 | 35248.1506 | 128729.4096 | 3.6521
39053 | OH | SB | 2021 | 1893.9305 | 6858.311 | 3.6212
39011 | OH | SB | 2021 | 41116.0976 | 168681.793 | 4.1026
39057 | OH | SB | 2021 | 26628.3388 | 113706.4426 | 4.2701
39059 | OH | SB | 2021 | 1048.1367 | 3320.2934 | 3.1678
39061 | OH | SB | 2021 | 1440.6822 | 4708.285 | 3.2681
39017 | OH | CO | 2021 | 10805.1162 | 122966.9768 | 11.3804
39047 | OH | SB | 2021 | 43746.5566 | 196822.6406 | 4.4992
39125 | OH | CO | 2021 | 23228.9764 | 277024.9637 | 11.9258
39127 | OH | CO | 2021 | 6717.7876 | 79683.4138 | 11.8616
39129 | OH | CO | 2021 | 34600.653 | 425240.6856 | 12.29
39007 | OH | SB | 2021 | 13799.7926 | 42701.1509 | 3.0943
39071 | OH | SB | 2021 | 40913.7546 | 155182.895 | 3.7929
39021 | OH | CO | 2021 | 33184.252 | 419906.4437 | 12.6538
39133 | OH | CO | 2021 | 5260.918 | 55882.5344 | 10.6222
39119 | OH | WH | 2021 | 416.8266 | 1660.1467 | 3.9828
39123 | OH | WH | 2021 | 2986.5827 | 15893.8637 | 5.3218
39125 | OH | WH | 2021 | 11533.551 | 71740.1107 | 6.2201
39131 | OH | WH | 2021 | 214.4836 | 813.744 | 3.794
39099 | OH | CO | 2021 | 5260.918 | 58981.4749 | 11.2113
39998 | OH | CO | 2021 | 124068.6339 | 1467747.1457 | 11.8301
39163 | OH | SB | 2021 | 562.5135 | 2384.0796 | 4.2383
39039 | OH | SB | 2021 | 41116.0976 | 139914.9883 | 3.4029
39097 | OH | SB | 2021 | 50221.5326 | 212090.5474 | 4.2231
39043 | OH | CO | 2021 | 10926.522 | 125227.6794 | 11.4609
39165 | OH | WH | 2021 | 748.6691 | 4000.6814 | 5.3437
39173 | OH | CO | 2021 | 34843.4646 | 425596.3018 | 12.2145
39005 | OH | SB | 2021 | 17603.841 | 63112.7909 | 3.5852
39175 | OH | CO | 2021 | 28206.6142 | 349316.6423 | 12.3842
39013 | OH | CO | 2021 | 182.1087 | 1846.6638 | 10.1404
39055 | OH | SB | 2021 | 1817.0401 | 5660.8282 | 3.1154
39167 | OH | SB | 2021 | 2946.1141 | 11022.2856 | 3.7413
39169 | OH | SB | 2021 | 17765.7154 | 65834.3429 | 3.7057
39017 | OH | SB | 2021 | 14447.2902 | 53043.0485 | 3.6715
39155 | OH | SB | 2021 | 11007.4592 | 37611.8486 | 3.4169
39157 | OH | SB | 2021 | 5665.604 | 22398.373 | 3.9534
39161 | OH | CO | 2021 | 31767.851 | 398594.8772 | 12.5471
39131 | OH | CO | 2021 | 5665.604 | 69370.5461 | 12.2442
39173 | OH | WH | 2021 | 11938.237 | 70406.5502 | 5.8976
39175 | OH | WH | 2021 | 3824.2827 | 21391.3987 | 5.5936
39161 | OH | WH | 2021 | 4330.1402 | 26262.9768 | 6.0652
39107 | OH | WH | 2021 | 5382.3238 | 31243.417 | 5.8048
39019 | OH | CO | 2021 | 4127.7972 | 40260.8259 | 9.7536
39135 | OH | WH | 2021 | 2237.9136 | 12981.803 | 5.8009
39149 | OH | CO | 2021 | 27882.8654 | 343906.1969 | 12.334
39041 | OH | SB | 2021 | 29703.9524 | 118060.9258 | 3.9746
39043 | OH | SB | 2021 | 15256.6622 | 56336.1264 | 3.6926
39151 | OH | CO | 2021 | 10440.8988 | 116261.0727 | 11.1352
39155 | OH | CO | 2021 | 8012.7828 | 91799.7633 | 11.4567
39157 | OH | CO | 2021 | 7284.348 | 77321.1067 | 10.6147
39109 | OH | WH | 2021 | 1201.9174 | 6504.5093 | 5.4118
39159 | OH | SB | 2021 | 43706.088 | 171348.9139 | 3.9205
39161 | OH | SB | 2021 | 50990.436 | 206103.133 | 4.042
39163 | OH | CO | 2021 | 643.4507 | 8052.1652 | 12.514
39165 | OH | CO | 2021 | 8579.3432 | 99420.1089 | 11.5883
39167 | OH | CO | 2021 | 2913.7392 | 31726.0388 | 10.8884
39169 | OH | CO | 2021 | 17401.498 | 193759.9875 | 11.1347
39123 | OH | CO | 2021 | 6434.5074 | 73510.9339 | 11.4245
39109 | OH | CO | 2021 | 28854.1118 | 361128.178 | 12.5157
39167 | OH | WH | 2021 | 178.0618 | 560.6397 | 3.1486
39159 | OH | CO | 2021 | 22379.1358 | 279260.2651 | 12.4786
39011 | OH | WH | 2021 | 4653.889 | 27542.1062 | 5.9181
39113 | OH | WH | 2021 | 679.8725 | 3891.8194 | 5.7243
39171 | OH | WH | 2021 | 6232.1644 | 38509.9608 | 6.1792
39117 | OH | WH | 2021 | 3027.0513 | 16356.5275 | 5.4035
39041 | OH | CO | 2021 | 13597.4496 | 172092.8048 | 12.6563
39015 | OH | WH | 2021 | 631.3102 | 2577.3097 | 4.0825
39137 | OH | WH | 2021 | 12059.6428 | 72175.559 | 5.9849
39119 | OH | CO | 2021 | 6151.2272 | 72190.074 | 11.7359
39103 | OH | WH | 2021 | 1027.9024 | 5143.7333 | 5.0041
39015 | OH | CO | 2021 | 9186.3722 | 106151.4142 | 11.5553
39017 | OH | WH | 2021 | 857.9343 | 4191.1901 | 4.8852
39011 | OH | CO | 2021 | 27397.2422 | 339105.3792 | 12.3774
39111 | OH | CO | 2021 | 121.4058 | 1143.0518 | 9.4151
39165 | OH | SB | 2021 | 15701.8168 | 56172.8333 | 3.5775
39139 | OH | WH | 2021 | 2424.0691 | 13253.9582 | 5.4676
39113 | OH | CO | 2021 | 13273.7008 | 150146.2095 | 11.3116
39121 | OH | CO | 2021 | 214.4836 | 2250.5421 | 10.4928
39143 | OH | WH | 2021 | 4532.4832 | 24412.3214 | 5.3861
39157 | OH | WH | 2021 | 971.2464 | 4762.716 | 4.9037
39151 | OH | WH | 2021 | 2225.773 | 11566.596 | 5.1967
39149 | OH | WH | 2021 | 3759.5329 | 22833.8213 | 6.0736
39141 | OH | WH | 2021 | 2594.0373 | 14914.105 | 5.7494
39033 | OH | WH | 2021 | 4208.7344 | 25011.0629 | 5.9427
39117 | OH | CO | 2021 | 18089.4642 | 217205.2508 | 12.0073
39001 | OH | WH | 2021 | 218.5304 | 800.1363 | 3.6614
39155 | OH | WH | 2021 | 890.3092 | 4953.2246 | 5.5635
39159 | OH | WH | 2021 | 3099.8948 | 15703.355 | 5.0658
39115 | OH | CO | 2021 | 1274.7609 | 13589.6163 | 10.6605
40015 | OK | SB | 2021 | 4411.0774 | 12110.9064 | 2.7456
40151 | OK | SB | 2021 | 2116.5078 | 3891.8194 | 1.8388
40093 | OK | WH | 2021 | 33386.595 | 100806.2861 | 3.0194
40039 | OK | WH | 2021 | 35410.025 | 90736.5437 | 2.5625
40073 | OK | WH | 2021 | 63414.2962 | 204633.4949 | 3.2269
40097 | OK | WH | 2021 | 1011.715 | 1809.8321 | 1.7889
40998 | OK | WH | 2021 | 10914.3814 | 29577.8271 | 2.71
40003 | OK | SB | 2021 | 10602.7732 | 16547.0362 | 1.5606
40047 | OK | SG | 2021 | 11331.208 | 50294.281 | 4.4386
40095 | OK | WH | 2021 | 133.5464 | 220.4457 | 1.6507
40023 | OK | SB | 2021 | 1214.058 | 2637.1839 | 2.1722
40131 | OK | CO | 2021 | 141.6401 | 777.2753 | 5.4877
40041 | OK | WH | 2021 | 886.2623 | 2492.9416 | 2.8129
40143 | OK | SB | 2021 | 1003.6213 | 2207.1787 | 2.1992
40087 | OK | WH | 2021 | 2193.3981 | 6803.88 | 3.102
40045 | OK | WH | 2021 | 11007.4592 | 21554.6918 | 1.9582
40149 | OK | SB | 2021 | 1537.8068 | 3157.0003 | 2.0529
40998 | OK | SG | 2021 | 17753.5748 | 59603.8032 | 3.3573
40075 | OK | WH | 2021 | 54673.0786 | 128321.1768 | 2.3471
40043 | OK | WH | 2021 | 24645.3774 | 58676.6611 | 2.3808
40145 | OK | CO | 2021 | 1647.072 | 11049.5011 | 6.7086
40149 | OK | CO | 2021 | 967.1995 | 7671.1479 | 7.9313
40083 | OK | WH | 2021 | 8457.9374 | 22235.0798 | 2.6289
40049 | OK | WH | 2021 | 3132.2696 | 7048.8197 | 2.2504
40039 | OK | SB | 2021 | 1052.1836 | 2403.1304 | 2.2839
40035 | OK | SB | 2021 | 3642.174 | 4599.4229 | 1.2628
40009 | OK | WH | 2021 | 9226.8408 | 19785.683 | 2.1444
40998 | OK | CO | 2021 | 28659.8625 | 250681.429 | 8.7468
40037 | OK | WH | 2021 | 157.8275 | 517.0949 | 3.2763
40071 | OK | CO | 2021 | 8538.8746 | 60607.1487 | 7.0978
40081 | OK | WH | 2021 | 449.2015 | 775.6423 | 1.7267
40125 | OK | SB | 2021 | 1214.058 | 3020.9227 | 2.4883
40135 | OK | SB | 2021 | 4492.0146 | 11267.2253 | 2.5083
40093 | OK | CO | 2021 | 2047.7112 | 26925.2211 | 13.1489
40145 | OK | SB | 2021 | 14973.382 | 26888.9338 | 1.7958
40147 | OK | SB | 2021 | 3010.8638 | 2803.1986 | 0.93103
40055 | OK | WH | 2021 | 22055.387 | 40197.323 | 1.8226
40139 | OK | CO | 2021 | 36624.083 | 483764.9398 | 13.2089
40141 | OK | CO | 2021 | 4775.2948 | 20498.7297 | 4.2927
40053 | OK | SG | 2021 | 10117.15 | 43562.9757 | 4.3059
40047 | OK | WH | 2021 | 85793.432 | 264643.7165 | 3.0847
40093 | OK | SB | 2021 | 3059.4262 | 6531.7248 | 2.135
40097 | OK | SB | 2021 | 1950.5865 | 1706.4131 | 0.87482
40131 | OK | SB | 2021 | 1396.1667 | 1981.2899 | 1.4191
40115 | OK | CO | 2021 | 3613.846 | 31116.4112 | 8.6103
40125 | OK | WH | 2021 | 728.4348 | 1788.0597 | 2.4547
40131 | OK | WH | 2021 | 392.5454 | 849.1242 | 2.1631
40059 | OK | SG | 2021 | 1618.744 | 5766.0615 | 3.5621
40041 | OK | SB | 2021 | 1246.4329 | 2414.0166 | 1.9367
40047 | OK | SB | 2021 | 21367.4208 | 28168.0632 | 1.3183
40057 | OK | WH | 2021 | 10238.5558 | 16791.9758 | 1.6401
40059 | OK | WH | 2021 | 24078.817 | 56363.3419 | 2.3408
40065 | OK | WH | 2021 | 37190.6434 | 92532.768 | 2.4881
40007 | OK | WH | 2021 | 30553.793 | 76230.6715 | 2.495
40071 | OK | WH | 2021 | 39335.4792 | 108453.8472 | 2.7572
40119 | OK | SB | 2021 | 696.0599 | 1058.6837 | 1.521
40007 | OK | CO | 2021 | 2755.9117 | 38203.3326 | 13.8623
40075 | OK | CO | 2021 | 2169.117 | 8153.7698 | 3.759
40079 | OK | CO | 2021 | 1092.6522 | 8560.1882 | 7.8343
40998 | OK | SB | 2021 | 14350.1656 | 26360.9527 | 1.837
40033 | OK | WH | 2021 | 36583.6144 | 93240.3715 | 2.5487
40097 | OK | CO | 2021 | 493.7169 | 2763.6453 | 5.5976
40103 | OK | SG | 2021 | 4451.546 | 19330.2767 | 4.3424
40129 | OK | WH | 2021 | 6839.1934 | 13798.2686 | 2.0175
40011 | OK | SG | 2021 | 445.1546 | 1328.4802 | 2.9843
40011 | OK | SB | 2021 | 1355.6981 | 2830.4141 | 2.0878
40015 | OK | CO | 2021 | 2634.5059 | 12802.1806 | 4.8594
40053 | OK | WH | 2021 | 83162.973 | 229317.9715 | 2.7575
40101 | OK | SB | 2021 | 5706.0726 | 14206.5014 | 2.4897
40103 | OK | SB | 2021 | 9793.4012 | 10341.8976 | 1.056
40113 | OK | SB | 2021 | 4208.7344 | 4381.6987 | 1.0411
40115 | OK | SB | 2021 | 9145.9036 | 17962.2432 | 1.964
40117 | OK | SB | 2021 | 1829.1807 | 1464.195 | 0.80046
40101 | OK | CO | 2021 | 2796.3803 | 27966.6684 | 10.001
40103 | OK | CO | 2021 | 3403.4093 | 15570.9062 | 4.5751
40107 | OK | CO | 2021 | 538.2324 | 2659.5006 | 4.9412
40003 | OK | WH | 2021 | 71588.9534 | 228202.1352 | 3.1877
40115 | OK | WH | 2021 | 5503.7296 | 14832.4584 | 2.695
40117 | OK | WH | 2021 | 2290.5228 | 4463.3453 | 1.9486
40119 | OK | WH | 2021 | 2055.8049 | 4436.1298 | 2.1579
40049 | OK | SB | 2021 | 2306.7102 | 4272.8366 | 1.8524
40023 | OK | CO | 2021 | 574.6541 | 4826.2189 | 8.3985
40051 | OK | WH | 2021 | 11533.551 | 27542.1062 | 2.388
40003 | OK | CO | 2021 | 1218.1049 | 8712.5951 | 7.1526
40025 | OK | WH | 2021 | 44029.8368 | 62486.8339 | 1.4192
40109 | OK | CO | 2021 | 752.716 | 5842.265 | 7.7616
40049 | OK | CO | 2021 | 1643.0252 | 12217.9541 | 7.4363
40035 | OK | CO | 2021 | 1072.4179 | 7137.7237 | 6.6557
40037 | OK | CO | 2021 | 109.2652 | 883.9601 | 8.09
40027 | OK | WH | 2021 | 469.4358 | 1260.0786 | 2.6842
40047 | OK | CO | 2021 | 5706.0726 | 38254.1349 | 6.7041
40113 | OK | WH | 2021 | 2468.5846 | 6613.3714 | 2.679
40031 | OK | WH | 2021 | 10400.4302 | 24630.0456 | 2.3682
40039 | OK | SG | 2021 | 2428.116 | 8433.1825 | 3.4731
40035 | OK | WH | 2021 | 1962.7271 | 6096.2765 | 3.106
40109 | OK | WH | 2021 | 1679.4469 | 3782.9573 | 2.2525
40041 | OK | CO | 2021 | 461.342 | 3805.0926 | 8.2479
40139 | OK | WH | 2021 | 62928.673 | 142201.092 | 2.2597
40141 | OK | WH | 2021 | 41601.7208 | 112481.7442 | 2.7038
40073 | OK | SG | 2021 | 1052.1836 | 2921.1325 | 2.7763
40075 | OK | SG | 2021 | 5422.7924 | 16409.1442 | 3.026
40011 | OK | WH | 2021 | 59529.3106 | 167729.2498 | 2.8176
40149 | OK | WH | 2021 | 55846.668 | 144215.0405 | 2.5823
40053 | OK | CO | 2021 | 3253.6754 | 19609.6893 | 6.0269
40063 | OK | CO | 2021 | 242.8116 | 1737.4388 | 7.1555
40025 | OK | SG | 2021 | 27235.3678 | 64112.5076 | 2.354
40111 | OK | WH | 2021 | 1157.402 | 3510.8021 | 3.0333
40015 | OK | WH | 2021 | 32698.6288 | 89266.9056 | 2.73
40051 | OK | CO | 2021 | 1448.7759 | 11201.908 | 7.732
40137 | OK | WH | 2021 | 2946.1141 | 7375.4059 | 2.5034
40043 | OK | SG | 2021 | 424.9203 | 1092.2495 | 2.5705
40051 | OK | SB | 2021 | 1420.4479 | 2912.0606 | 2.0501
40007 | OK | SB | 2021 | 453.2483 | 2052.0502 | 4.5274
40151 | OK | WH | 2021 | 42006.4068 | 116672.9342 | 2.7775
40073 | OK | SB | 2021 | 906.4966 | 1749.9579 | 1.9305
40153 | OK | WH | 2021 | 20274.7686 | 50593.6517 | 2.4954
40131 | OK | SG | 2021 | 80.9372 | 411.4987 | 5.0842
40145 | OK | WH | 2021 | 5382.3238 | 12464.7082 | 2.3159
40053 | OK | SB | 2021 | 31484.5708 | 36006.133 | 1.1436
40003 | OK | SG | 2021 | 5301.3866 | 25680.5647 | 4.8441
40075 | OK | SB | 2021 | 481.5763 | 1434.2579 | 2.9783
40065 | OK | SG | 2021 | 3237.488 | 9906.4493 | 3.0599
40017 | OK | WH | 2021 | 46498.4214 | 130389.5563 | 2.8042
40007 | OK | SG | 2021 | 13759.324 | 43435.9699 | 3.1568
40071 | OK | SG | 2021 | 8296.063 | 39270.181 | 4.7336
40147 | OK | WH | 2021 | 1497.3382 | 3429.1555 | 2.2902
40079 | OK | SB | 2021 | 6110.7586 | 9198.8458 | 1.5054
40071 | OK | SB | 2021 | 46984.0446 | 64963.4462 | 1.3827
40149 | OK | SG | 2021 | 2306.7102 | 6401.0903 | 2.775
40083 | OK | SB | 2021 | 983.387 | 1355.3329 | 1.3782
40105 | OK | WH | 2021 | 752.716 | 1913.2511 | 2.5418
40101 | OK | WH | 2021 | 2703.3025 | 8164.656 | 3.0203
40139 | OK | SG | 2021 | 35207.682 | 108818.5352 | 3.0908
40151 | OK | SG | 2021 | 3310.3315 | 14453.2555 | 4.3661
40103 | OK | WH | 2021 | 27963.8026 | 66188.1446 | 2.3669
41067 | OR | WH | 2021 | 3156.5508 | 22724.9592 | 7.1993
41001 | OR | WH | 2021 | 3055.3793 | 14424.2256 | 4.7209
41065 | OR | WH | 2021 | 23916.9426 | 53342.4192 | 2.2303
41049 | OR | WH | 2021 | 48764.663 | 91988.4576 | 1.8864
41071 | OR | WH | 2021 | 687.9662 | 5470.3195 | 7.9514
41998 | OR | WH | 2021 | 13989.995 | 76791.3112 | 5.489
41059 | OR | WH | 2021 | 93077.78 | 304460.0222 | 3.271
41055 | OR | WH | 2021 | 47469.6678 | 139425.109 | 2.9371
41005 | OR | WH | 2021 | 97.1246 | 718.4897 | 7.3976
41053 | OR | WH | 2021 | 404.686 | 3347.509 | 8.2719
41039 | OR | WH | 2021 | 809.372 | 7076.0352 | 8.7426
41021 | OR | WH | 2021 | 39456.885 | 66814.1016 | 1.6933
41047 | OR | WH | 2021 | 1149.3082 | 8708.9664 | 7.5776
41043 | OR | WH | 2021 | 404.686 | 2803.1986 | 6.9268
41045 | OR | WH | 2021 | 8862.6234 | 65317.248 | 7.37
42023 | PA | CO | 2021 | 72.8435 | 675.6706 | 9.2757
42021 | PA | CO | 2021 | 5058.575 | 41657.8893 | 8.2351
42031 | PA | CO | 2021 | 3674.5489 | 39803.6052 | 10.8322
42071 | PA | SB | 2021 | 10521.836 | 44796.7459 | 4.2575
42029 | PA | CO | 2021 | 10076.6814 | 129444.2706 | 12.8459
42077 | PA | SB | 2021 | 5382.3238 | 20384.4245 | 3.7873
42133 | PA | CO | 2021 | 28489.8944 | 329529.1449 | 11.5665
42027 | PA | CO | 2021 | 8174.6572 | 87278.3583 | 10.6767
42003 | PA | CO | 2021 | 157.8275 | 1376.7424 | 8.7231
42007 | PA | SB | 2021 | 1444.729 | 4490.5608 | 3.1082
42077 | PA | CO | 2021 | 6110.7586 | 66500.2159 | 10.8825
42017 | PA | CO | 2021 | 4249.203 | 44147.2022 | 10.3895
42117 | PA | SB | 2021 | 404.686 | 1096.7855 | 2.7102
42129 | PA | CO | 2021 | 4289.6716 | 42419.9238 | 9.8889
42075 | PA | SB | 2021 | 4127.7972 | 16274.881 | 3.9428
42131 | PA | CO | 2021 | 1193.8237 | 10389.0712 | 8.7023
42057 | PA | SB | 2021 | 1444.729 | 5334.2419 | 3.6922
42033 | PA | CO | 2021 | 1699.6812 | 14478.6566 | 8.5185
42063 | PA | SB | 2021 | 7365.2852 | 25609.8043 | 3.4771
42067 | PA | SB | 2021 | 3464.1122 | 12600.7858 | 3.6375
42111 | PA | SB | 2021 | 4856.232 | 14669.1653 | 3.0207
42113 | PA | SB | 2021 | 279.2333 | 781.0854 | 2.7972
42107 | PA | SB | 2021 | 5058.575 | 17798.9501 | 3.5186
42109 | PA | SB | 2021 | 4127.7972 | 15240.6912 | 3.6922
42011 | PA | SB | 2021 | 11533.551 | 41340.3749 | 3.5844
42037 | PA | CO | 2021 | 8053.2514 | 85119.2604 | 10.5696
42125 | PA | CO | 2021 | 1210.0111 | 10820.8908 | 8.9428
42013 | PA | CO | 2021 | 4087.3286 | 46865.1254 | 11.466
42001 | PA | SB | 2021 | 10036.2128 | 38346.6677 | 3.8208
42079 | PA | SB | 2021 | 1367.8387 | 4218.4056 | 3.084
42081 | PA | SB | 2021 | 4572.9518 | 16002.7258 | 3.4994
42001 | PA | CO | 2021 | 10562.3046 | 108716.9306 | 10.2929
42071 | PA | CO | 2021 | 24807.2518 | 329021.1219 | 13.2631
42119 | PA | SB | 2021 | 2970.3952 | 11539.3805 | 3.8848
42125 | PA | SB | 2021 | 1003.6213 | 3483.5866 | 3.471
42129 | PA | SB | 2021 | 4046.86 | 14342.579 | 3.5441
42079 | PA | CO | 2021 | 3290.0972 | 32564.2769 | 9.8977
42061 | PA | SB | 2021 | 1926.3054 | 7565.9146 | 3.9277
42039 | PA | CO | 2021 | 11209.8022 | 112019.0803 | 9.993
42109 | PA | CO | 2021 | 5787.0098 | 59489.498 | 10.2798
42011 | PA | CO | 2021 | 16511.1888 | 173591.4728 | 10.5136
42111 | PA | CO | 2021 | 8215.1258 | 70335.7899 | 8.5617
42035 | PA | CO | 2021 | 2221.7261 | 23927.8852 | 10.77
42059 | PA | CO | 2021 | 307.5614 | 2893.1912 | 9.4069
42065 | PA | CO | 2021 | 3634.0803 | 36222.0428 | 9.9673
42067 | PA | CO | 2021 | 4937.1692 | 50421.2867 | 10.2126
42007 | PA | CO | 2021 | 1558.0411 | 13869.029 | 8.9016
42121 | PA | SB | 2021 | 1525.6662 | 4626.6384 | 3.0325
42123 | PA | SB | 2021 | 352.0768 | 974.3156 | 2.7673
42081 | PA | CO | 2021 | 7001.0678 | 70361.191 | 10.0501
42107 | PA | CO | 2021 | 8053.2514 | 82045.721 | 10.1879
42091 | PA | SB | 2021 | 1521.6194 | 5470.3195 | 3.5951
42093 | PA | SB | 2021 | 3099.8948 | 11376.0874 | 3.6698
42097 | PA | SB | 2021 | 9186.3722 | 33801.6758 | 3.6795
42099 | PA | SB | 2021 | 4492.0146 | 17064.131 | 3.7988
42117 | PA | CO | 2021 | 3346.7532 | 29922.5571 | 8.9408
42119 | PA | CO | 2021 | 3399.3624 | 39778.204 | 11.7017
42121 | PA | CO | 2021 | 2707.3493 | 28246.081 | 10.4331
42123 | PA | CO | 2021 | 1513.5256 | 14529.4589 | 9.5997
42049 | PA | SB | 2021 | 7527.1596 | 24711.6922 | 3.283
42005 | PA | SB | 2021 | 3047.2856 | 9607.0786 | 3.1527
42061 | PA | CO | 2021 | 4775.2948 | 45417.2598 | 9.5109
42063 | PA | CO | 2021 | 9671.9954 | 101147.3873 | 10.4578
42075 | PA | CO | 2021 | 7082.005 | 83798.4004 | 11.8326
42013 | PA | SB | 2021 | 1525.6662 | 5688.0437 | 3.7282
42087 | PA | CO | 2021 | 4127.7972 | 44629.8241 | 10.812
42057 | PA | CO | 2021 | 2990.6295 | 24918.5301 | 8.3322
42095 | PA | SB | 2021 | 5908.4156 | 20139.4848 | 3.4086
42051 | PA | SB | 2021 | 2047.7112 | 6776.6645 | 3.3094
42055 | PA | SB | 2021 | 7648.5654 | 27732.6149 | 3.6259
42998 | PA | SB | 2021 | 11946.3307 | 39715.6083 | 3.3245
42089 | PA | CO | 2021 | 1084.5585 | 8306.1767 | 7.6586
42009 | PA | CO | 2021 | 7203.4108 | 66957.4367 | 9.2952
42091 | PA | CO | 2021 | 1384.0261 | 12268.7564 | 8.8645
42095 | PA | CO | 2021 | 8984.0292 | 100207.5446 | 11.154
42133 | PA | SB | 2021 | 20558.0488 | 79033.8701 | 3.8444
42085 | PA | SB | 2021 | 11007.4592 | 35162.4518 | 3.1944
42085 | PA | CO | 2021 | 11857.2998 | 125100.6736 | 10.5505
42089 | PA | SB | 2021 | 922.6841 | 2661.6779 | 2.8847
42043 | PA | SB | 2021 | 5827.4784 | 21881.2781 | 3.7548
42055 | PA | CO | 2021 | 9348.2466 | 95584.535 | 10.2249
42093 | PA | CO | 2021 | 3209.16 | 32462.6723 | 10.1156
42099 | PA | CO | 2021 | 4775.2948 | 48897.2176 | 10.2396
42998 | PA | CO | 2021 | 22702.8846 | 204037.2936 | 8.9873
42009 | PA | SB | 2021 | 3290.0972 | 12491.9237 | 3.7968
42041 | PA | CO | 2021 | 6272.633 | 74933.3984 | 11.9461
42047 | PA | CO | 2021 | 323.7488 | 3088.7801 | 9.5407
42027 | PA | SB | 2021 | 4977.6378 | 18669.8467 | 3.7507
42043 | PA | CO | 2021 | 5827.4784 | 61038.9683 | 10.4743
42003 | PA | SB | 2021 | 238.7647 | 764.7561 | 3.203
42031 | PA | SB | 2021 | 2088.1798 | 6640.5869 | 3.1801
42097 | PA | CO | 2021 | 10319.493 | 119969.6409 | 11.6255
42037 | PA | SB | 2021 | 5989.3528 | 20166.7003 | 3.3671
42039 | PA | SB | 2021 | 11047.9278 | 31216.2014 | 2.8255
42087 | PA | SB | 2021 | 2246.0073 | 8763.3974 | 3.9018
42029 | PA | SB | 2021 | 5948.8842 | 22534.4506 | 3.788
42035 | PA | SB | 2021 | 1125.0271 | 4245.6211 | 3.7738
42041 | PA | SB | 2021 | 7810.4398 | 30889.6152 | 3.9549
42017 | PA | SB | 2021 | 3852.6107 | 13580.5445 | 3.525
42049 | PA | CO | 2021 | 7486.691 | 79429.4023 | 10.6094
42005 | PA | CO | 2021 | 5503.7296 | 56212.7494 | 10.2136
42053 | PA | CO | 2021 | 275.1865 | 2593.4576 | 9.4244
42019 | PA | SB | 2021 | 4046.86 | 12056.4754 | 2.9792
42021 | PA | SB | 2021 | 4046.86 | 13879.9152 | 3.4298
42051 | PA | CO | 2021 | 3116.0822 | 29414.534 | 9.4396
45043 | SC | SB | 2021 | 1355.6981 | 2607.2468 | 1.9232
45045 | SC | SB | 2021 | 307.5614 | 713.0466 | 2.3184
45041 | SC | SB | 2021 | 17077.7492 | 43435.9699 | 2.5434
45035 | SC | SB | 2021 | 1821.087 | 4980.4402 | 2.7349
45041 | SC | CO | 2021 | 8781.6862 | 75898.6422 | 8.6428
45025 | SC | SB | 2021 | 6191.6958 | 15948.2947 | 2.5758
45049 | SC | SB | 2021 | 1234.2923 | 3238.6469 | 2.6239
45998 | SC | CO | 2021 | 8907.1389 | 71085.1239 | 7.9807
45029 | SC | SB | 2021 | 1355.6981 | 3238.6469 | 2.3889
45027 | SC | SB | 2021 | 11735.894 | 31488.3566 | 2.6831
45035 | SC | CO | 2021 | 3387.2218 | 26899.82 | 7.9416
45003 | SC | SB | 2021 | 1011.715 | 2348.6994 | 2.3215
45005 | SC | SB | 2021 | 2800.4271 | 7375.4059 | 2.6337
45031 | SC | SB | 2021 | 12545.266 | 28358.5718 | 2.2605
45043 | SC | CO | 2021 | 716.2942 | 4696.673 | 6.5569
45085 | SC | CO | 2021 | 11128.865 | 106380.0246 | 9.5589
45089 | SC | CO | 2021 | 9307.778 | 60175.3291 | 6.4651
45033 | SC | SB | 2021 | 12990.4206 | 33366.2275 | 2.5685
45009 | SC | CO | 2021 | 2974.4421 | 22505.4207 | 7.5663
45033 | SC | CO | 2021 | 8700.749 | 76838.4848 | 8.8312
45075 | SC | CO | 2021 | 15216.1936 | 146234.4321 | 9.6104
45061 | SC | CO | 2021 | 11816.8312 | 122890.7734 | 10.3996
45029 | SC | CO | 2021 | 2933.9735 | 20778.1423 | 7.0819
45031 | SC | CO | 2021 | 8984.0292 | 70945.4175 | 7.8968
45071 | SC | CO | 2021 | 546.3261 | 3733.9693 | 6.8347
45073 | SC | CO | 2021 | 186.1556 | 1196.3943 | 6.4269
45019 | SC | CO | 2021 | 493.7169 | 3797.4722 | 7.6916
45025 | SC | CO | 2021 | 3023.0044 | 25223.3439 | 8.3438
45015 | SC | CO | 2021 | 1513.5256 | 10160.4608 | 6.7131
45063 | SC | CO | 2021 | 2043.6643 | 19685.8928 | 9.6326
45027 | SC | CO | 2021 | 16187.44 | 161043.3037 | 9.9487
45051 | SC | SB | 2021 | 13880.7298 | 33339.012 | 2.4018
45998 | SC | SB | 2021 | 14722.4767 | 38156.159 | 2.5917
45077 | SC | SB | 2021 | 117.3589 | 345.6371 | 2.9451
45017 | SC | CO | 2021 | 3804.0484 | 29973.3594 | 7.8793
45089 | SC | SB | 2021 | 13718.8554 | 32740.2706 | 2.3865
45011 | SC | SB | 2021 | 1129.0739 | 2324.2054 | 2.0585
45007 | SC | CO | 2021 | 615.1227 | 6070.8753 | 9.8694
45061 | SC | SB | 2021 | 9793.4012 | 28984.5288 | 2.9596
45063 | SC | SB | 2021 | 1112.8865 | 2699.7796 | 2.4259
45085 | SC | SB | 2021 | 10157.6186 | 26426.2699 | 2.6016
45067 | SC | CO | 2021 | 3965.9228 | 37923.9199 | 9.5624
45009 | SC | SB | 2021 | 1942.4928 | 5252.5954 | 2.704
45051 | SC | CO | 2021 | 8903.092 | 76228.8572 | 8.5621
45049 | SC | CO | 2021 | 3213.2068 | 28728.7029 | 8.9408
45069 | SC | CO | 2021 | 6758.2562 | 53571.0296 | 7.9268
45075 | SC | SB | 2021 | 7891.377 | 23759.149 | 3.0108
45007 | SC | SB | 2021 | 1129.0739 | 3674.0952 | 3.2541
45069 | SC | SB | 2021 | 7810.4398 | 18179.9674 | 2.3276
45073 | SC | SB | 2021 | 546.3261 | 1562.1708 | 2.8594
45005 | SC | CO | 2021 | 3468.159 | 30938.6031 | 8.9208
45071 | SC | SB | 2021 | 1424.4947 | 3619.6642 | 2.541
45011 | SC | CO | 2021 | 2156.9764 | 12776.7795 | 5.9235
46091 | SD | WH | 2021 | 1966.774 | 6939.9576 | 3.5286
46093 | SD | WH | 2021 | 2428.116 | 1826.1614 | 0.75209
46103 | SD | CO | 2021 | 4572.9518 | 15672.5108 | 3.4272
46051 | SD | SB | 2021 | 44960.6146 | 147861.9202 | 3.2887
46102 | SD | CO | 2021 | 3787.861 | 8788.7986 | 2.3203
46998 | SD | WH | 2021 | 216409.8854 | 433344.5603 | 2.0024
46117 | SD | SG | 2021 | 8498.406 | 22073.6011 | 2.5974
46009 | SD | WH | 2021 | 1274.7609 | 5279.8109 | 4.1418
46005 | SD | SB | 2021 | 76283.311 | 190835.2262 | 2.5017
46107 | SD | CO | 2021 | 38485.6386 | 250252.1495 | 6.5025
46057 | SD | SB | 2021 | 36097.9912 | 129627.5218 | 3.591
46087 | SD | WH | 2021 | 295.4208 | 636.8432 | 2.1557
46059 | SD | SB | 2021 | 80532.514 | 215002.608 | 2.6698
46083 | SD | CO | 2021 | 54551.6728 | 548537.8774 | 10.0554
46998 | SD | SG | 2021 | 35171.2603 | 131501.7639 | 3.7389
46119 | SD | SG | 2021 | 3613.846 | 13259.4013 | 3.6691
46085 | SD | CO | 2021 | 17158.6864 | 96295.7672 | 5.6121
46085 | SD | SG | 2021 | 22419.6044 | 102671.4564 | 4.5795
46037 | SD | WH | 2021 | 8275.8287 | 28385.7874 | 3.43
46089 | SD | CO | 2021 | 27842.3968 | 122738.3665 | 4.4083
46061 | SD | SB | 2021 | 32941.4404 | 88613.7331 | 2.69
46085 | SD | WH | 2021 | 23609.3812 | 71685.6797 | 3.0363
46073 | SD | WH | 2021 | 1315.2295 | 4871.5781 | 3.704
46075 | SD | WH | 2021 | 10266.8838 | 21500.2608 | 2.0941
46077 | SD | WH | 2021 | 619.1696 | 2065.658 | 3.3362
46065 | SD | SB | 2021 | 14204.4786 | 34291.5552 | 2.4141
46029 | SD | CO | 2021 | 41318.4406 | 506498.9709 | 12.2584
46039 | SD | WH | 2021 | 2007.2426 | 8327.9491 | 4.149
46087 | SD | CO | 2021 | 44596.3972 | 351018.5195 | 7.871
46009 | SD | CO | 2021 | 37473.9236 | 295669.4093 | 7.89
46077 | SD | CO | 2021 | 57748.6922 | 562559.3133 | 9.7415
46091 | SD | CO | 2021 | 43099.059 | 426078.9236 | 9.886
46011 | SD | CO | 2021 | 55765.7308 | 569493.8278 | 10.2123
46111 | SD | CO | 2021 | 27316.305 | 232674.5523 | 8.5178
46123 | SD | SG | 2021 | 6555.9132 | 24156.4956 | 3.6847
46071 | SD | WH | 2021 | 12480.5162 | 21609.1229 | 1.7314
46998 | SD | SB | 2021 | 507071.558 | 1458153.1306 | 2.8756
46073 | SD | CO | 2021 | 20153.3628 | 161398.9198 | 8.0085
46043 | SD | SB | 2021 | 32132.0684 | 96805.6046 | 3.0127
46045 | SD | SB | 2021 | 72479.2626 | 113570.365 | 1.5669
46079 | SD | CO | 2021 | 46619.8272 | 402938.4742 | 8.6431
46003 | SD | CO | 2021 | 32496.2858 | 231302.8901 | 7.1178
46031 | SD | CO | 2021 | 17320.5608 | 87735.579 | 5.0654
46045 | SD | WH | 2021 | 9752.9326 | 21119.2435 | 2.1654
46998 | SD | CO | 2021 | 481297.1067 | 4308998.0829 | 8.9529
46055 | SD | WH | 2021 | 22702.8846 | 38564.3918 | 1.6987
46057 | SD | WH | 2021 | 1290.9483 | 5459.4333 | 4.229
46059 | SD | WH | 2021 | 9542.4959 | 32114.3136 | 3.3654
46065 | SD | CO | 2021 | 23309.9136 | 136937.6104 | 5.8747
46067 | SD | CO | 2021 | 61431.3348 | 475433.362 | 7.7393
46107 | SD | SB | 2021 | 38364.2328 | 73019.2402 | 1.9033
46011 | SD | SB | 2021 | 51678.4022 | 163701.3528 | 3.1677
46111 | SD | SB | 2021 | 24645.3774 | 66133.7136 | 2.6834
46109 | SD | WH | 2021 | 5099.0436 | 16138.8034 | 3.1651
46037 | SD | CO | 2021 | 50585.75 | 485162.0032 | 9.5909
46043 | SD | CO | 2021 | 29744.421 | 266051.666 | 8.9446
46045 | SD | CO | 2021 | 61714.615 | 349418.2469 | 5.6618
46047 | SD | CO | 2021 | 1153.3551 | 8001.3629 | 6.9375
46015 | SD | SG | 2021 | 679.8725 | 3810.1728 | 5.6042
46085 | SD | SB | 2021 | 28894.5804 | 57315.8851 | 1.9836
46087 | SD | SB | 2021 | 47631.5422 | 114686.2013 | 2.4078
46089 | SD | SB | 2021 | 41035.1604 | 53805.083 | 1.3112
46065 | SD | WH | 2021 | 13476.0438 | 34345.9862 | 2.5487
46067 | SD | WH | 2021 | 2177.2107 | 8164.656 | 3.7501
46063 | SD | CO | 2021 | 1181.6831 | 2212.4403 | 1.8723
46029 | SD | SB | 2021 | 38930.7932 | 142690.9714 | 3.6652
46059 | SD | SG | 2021 | 465.3889 | 2946.5336 | 6.3313
46007 | SD | CO | 2021 | 12342.923 | 63680.6881 | 5.1593
46069 | SD | SG | 2021 | 2104.3672 | 12040.146 | 5.7215
46003 | SD | WH | 2021 | 2614.2716 | 10260.251 | 3.9247
46031 | SD | WH | 2021 | 25976.7943 | 51736.7035 | 1.9917
46049 | SD | SB | 2021 | 66085.2238 | 125762.9179 | 1.903
46103 | SD | WH | 2021 | 15742.2854 | 24330.6749 | 1.5456
46107 | SD | WH | 2021 | 12909.4834 | 35244.0984 | 2.7301
46053 | SD | CO | 2021 | 22014.9184 | 137344.0289 | 6.2387
46093 | SD | CO | 2021 | 2464.5377 | 6375.6892 | 2.587
46067 | SD | SB | 2021 | 63940.388 | 156081.0072 | 2.441
46073 | SD | SB | 2021 | 18494.1502 | 49886.0482 | 2.6974
46049 | SD | CO | 2021 | 54794.4844 | 318479.6438 | 5.8123
46005 | SD | CO | 2021 | 74907.3786 | 611227.9206 | 8.1598
46051 | SD | CO | 2021 | 42815.7788 | 470302.3293 | 10.9843
46009 | SD | SB | 2021 | 37878.6096 | 106739.2694 | 2.8179
46091 | SD | SB | 2021 | 39173.6048 | 126443.3059 | 3.2278
46097 | SD | SB | 2021 | 36664.5516 | 74924.3266 | 2.0435
46003 | SD | SB | 2021 | 35329.0878 | 80775.6634 | 2.2864
46065 | SD | SG | 2021 | 3880.9387 | 17425.1903 | 4.4899
46029 | SD | WH | 2021 | 437.0609 | 1589.3864 | 3.6365
46023 | SD | CO | 2021 | 56332.2912 | 427831.6031 | 7.5948
46025 | SD | CO | 2021 | 58679.47 | 630558.1972 | 10.7458
46027 | SD | CO | 2021 | 38445.17 | 376927.6945 | 9.8043
46077 | SD | SB | 2021 | 63333.359 | 184412.3635 | 2.9118
46079 | SD | SB | 2021 | 44596.3972 | 119067.9 | 2.6699
46023 | SD | SG | 2021 | 692.0131 | 5029.4281 | 7.2678
46011 | SD | WH | 2021 | 995.5276 | 4294.6091 | 4.3139
46119 | SD | SB | 2021 | 17361.0294 | 48579.7032 | 2.7982
46123 | SD | SB | 2021 | 26506.933 | 47599.9445 | 1.7958
46125 | SD | SB | 2021 | 54511.2042 | 160190.5507 | 2.9387
46027 | SD | SB | 2021 | 40387.6628 | 131178.8064 | 3.248
46015 | SD | CO | 2021 | 31403.6336 | 211312.1835 | 6.7289
46083 | SD | SB | 2021 | 50262.0012 | 175104.6557 | 3.4838
46021 | SD | CO | 2021 | 22500.5416 | 114406.7886 | 5.0846
46003 | SD | SG | 2021 | 902.4498 | 6477.2938 | 7.1775
46057 | SD | CO | 2021 | 41885.001 | 468752.859 | 11.1914
46059 | SD | CO | 2021 | 69929.7408 | 614504.6692 | 8.7875
46061 | SD | CO | 2021 | 33872.2182 | 310402.0774 | 9.1639
46127 | SD | SB | 2021 | 42653.9044 | 163782.9994 | 3.8398
46119 | SD | CO | 2021 | 46903.1074 | 336793.8744 | 7.1806
46017 | SD | CO | 2021 | 8619.8118 | 65890.5883 | 7.6441
46135 | SD | SB | 2021 | 34641.1216 | 97377.1306 | 2.811
46015 | SD | SB | 2021 | 35167.2134 | 81592.129 | 2.3201
46097 | SD | CO | 2021 | 29987.2326 | 199475.2467 | 6.652
46017 | SD | WH | 2021 | 805.3251 | 1505.0183 | 1.8688
46129 | SD | SB | 2021 | 32415.3486 | 61044.4114 | 1.8832
46021 | SD | WH | 2021 | 3484.3465 | 8409.5957 | 2.4135
46121 | SD | CO | 2021 | 6758.2562 | 45188.6494 | 6.6864
46019 | SD | CO | 2021 | 1687.5406 | 15418.4993 | 9.1367
46125 | SD | CO | 2021 | 55522.9192 | 521003.0287 | 9.3836
46021 | SD | SB | 2021 | 31970.194 | 49232.8757 | 1.54
46023 | SD | SB | 2021 | 59691.185 | 158176.6022 | 2.6499
46119 | SD | WH | 2021 | 28125.677 | 63167.2219 | 2.2459
46023 | SD | WH | 2021 | 9712.464 | 37666.2797 | 3.8781
46123 | SD | CO | 2021 | 27033.0248 | 119791.8328 | 4.4313
46013 | SD | WH | 2021 | 4613.4204 | 12872.941 | 2.7903
46115 | SD | WH | 2021 | 9307.778 | 28059.2011 | 3.0146
46025 | SD | SB | 2021 | 61512.272 | 201884.7274 | 3.282
46123 | SD | WH | 2021 | 14932.9134 | 45286.6253 | 3.0327
46013 | SD | SB | 2021 | 120798.771 | 321714.6619 | 2.6632
46025 | SD | WH | 2021 | 2711.3962 | 10586.8373 | 3.9046
46129 | SD | WH | 2021 | 7725.4557 | 20193.9158 | 2.6139
46117 | SD | WH | 2021 | 20436.643 | 31025.6928 | 1.5181
46135 | SD | CO | 2021 | 36664.5516 | 301486.2731 | 8.2228
46137 | SD | WH | 2021 | 11614.4882 | 27052.2269 | 2.3292
46051 | SD | WH | 2021 | 4908.8412 | 16378.2999 | 3.3365
46129 | SD | CO | 2021 | 26425.9958 | 180475.185 | 6.8295
46013 | SD | CO | 2021 | 134962.781 | 1203074.7622 | 8.9141
47137 | TN | CO | 2021 | 153.7807 | 1567.2511 | 10.1915
47125 | TN | CO | 2021 | 7041.5364 | 79378.6 | 11.2729
47149 | TN | CO | 2021 | 3286.0503 | 36730.0658 | 11.1776
47147 | TN | CO | 2021 | 14771.039 | 165615.511 | 11.2122
47119 | TN | SB | 2021 | 5463.261 | 18560.9846 | 3.3974
47121 | TN | SB | 2021 | 517.9981 | 1918.6942 | 3.7041
47081 | TN | CO | 2021 | 1509.4788 | 16002.7258 | 10.6015
47011 | TN | SB | 2021 | 712.2474 | 2623.5761 | 3.6835
47123 | TN | SB | 2021 | 2573.803 | 8736.1819 | 3.3943
47109 | TN | SB | 2021 | 9226.8408 | 25446.5112 | 2.7579
47115 | TN | SB | 2021 | 1663.2595 | 6096.2765 | 3.6653
47117 | TN | CO | 2021 | 1736.1029 | 18542.841 | 10.6807
47125 | TN | SB | 2021 | 7769.9712 | 25800.313 | 3.3205
47119 | TN | CO | 2021 | 3686.6895 | 40387.8317 | 10.955
47089 | TN | CO | 2021 | 263.0459 | 2118.4561 | 8.0536
47103 | TN | WH | 2021 | 2246.0073 | 12165.3374 | 5.4164
47079 | TN | CO | 2021 | 15378.068 | 171584.7818 | 11.1578
47095 | TN | WH | 2021 | 2776.146 | 11103.9322 | 3.9998
47073 | TN | CO | 2021 | 445.1546 | 3789.8519 | 8.5136
47111 | TN | SB | 2021 | 2946.1141 | 9906.4493 | 3.3625
47079 | TN | WH | 2021 | 4653.889 | 24004.0886 | 5.1579
47081 | TN | SB | 2021 | 2003.1957 | 6259.5696 | 3.1248
47103 | TN | SB | 2021 | 8619.8118 | 30018.7186 | 3.4825
47105 | TN | SB | 2021 | 1829.1807 | 6858.311 | 3.7494
47107 | TN | SB | 2021 | 2885.4112 | 10831.777 | 3.754
47123 | TN | CO | 2021 | 2274.3353 | 27814.2614 | 12.2296
47113 | TN | SB | 2021 | 17199.155 | 62241.8942 | 3.6189
47131 | TN | CO | 2021 | 30756.136 | 312688.1811 | 10.1667
47077 | TN | CO | 2021 | 4002.3445 | 41353.0755 | 10.3322
47115 | TN | CO | 2021 | 955.059 | 10135.0596 | 10.612
47009 | TN | WH | 2021 | 283.2802 | 947.1001 | 3.3433
47031 | TN | CO | 2021 | 8498.406 | 99826.5274 | 11.7465
47009 | TN | CO | 2021 | 384.4517 | 3327.5509 | 8.6553
47023 | TN | CO | 2021 | 2161.0232 | 22810.2345 | 10.5553
47998 | TN | CO | 2021 | 56227.0728 | 580096.2687 | 10.317
47103 | TN | CO | 2021 | 7162.9422 | 82248.9302 | 11.4826
47107 | TN | CO | 2021 | 1740.1498 | 20219.317 | 11.6193
47015 | TN | CO | 2021 | 2326.9445 | 24994.7336 | 10.7414
47179 | TN | CO | 2021 | 898.4029 | 7671.1479 | 8.5386
47181 | TN | CO | 2021 | 2003.1957 | 17552.196 | 8.7621
47183 | TN | CO | 2021 | 30756.136 | 310656.089 | 10.1006
47121 | TN | CO | 2021 | 586.7947 | 6020.073 | 10.2592
47007 | TN | CO | 2021 | 1181.6831 | 11379.7161 | 9.6301
47187 | TN | CO | 2021 | 829.6063 | 8509.3859 | 10.2571
47075 | TN | WH | 2021 | 6151.2272 | 27705.3994 | 4.504
47079 | TN | SB | 2021 | 18210.87 | 55982.3246 | 3.0741
47003 | TN | CO | 2021 | 3387.2218 | 35815.6243 | 10.5737
47089 | TN | SB | 2021 | 1011.715 | 3157.0003 | 3.1204
47009 | TN | SB | 2021 | 1582.3223 | 4599.4229 | 2.9068
47097 | TN | WH | 2021 | 2885.4112 | 13498.8979 | 4.6783
47161 | TN | CO | 2021 | 1145.2614 | 10795.4896 | 9.4262
47163 | TN | CO | 2021 | 194.2493 | 1661.2353 | 8.5521
47165 | TN | CO | 2021 | 4613.4204 | 45849.0794 | 9.9382
47111 | TN | CO | 2021 | 1922.2585 | 18034.8179 | 9.3821
47113 | TN | CO | 2021 | 11938.237 | 127259.7715 | 10.6598
47059 | TN | CO | 2021 | 1416.401 | 13437.2094 | 9.4869
47177 | TN | CO | 2021 | 4572.9518 | 52834.3962 | 11.5537
47185 | TN | CO | 2021 | 1566.1348 | 17602.9983 | 11.2398
47161 | TN | WH | 2021 | 424.9203 | 1537.6769 | 3.6187
47165 | TN | WH | 2021 | 3035.145 | 12791.2944 | 4.2144
47167 | TN | WH | 2021 | 3035.145 | 13553.329 | 4.4655
47017 | TN | WH | 2021 | 4734.8262 | 25228.787 | 5.3283
47183 | TN | WH | 2021 | 11250.2708 | 46456.8926 | 4.1294
47033 | TN | CO | 2021 | 9914.807 | 106253.0188 | 10.7166
47035 | TN | CO | 2021 | 258.999 | 2207.3601 | 8.5227
47131 | TN | SB | 2021 | 39497.3536 | 139180.1693 | 3.5238
47051 | TN | CO | 2021 | 9307.778 | 111028.4354 | 11.9286
47053 | TN | CO | 2021 | 32374.88 | 346217.7018 | 10.694
47055 | TN | CO | 2021 | 6070.29 | 67567.0643 | 11.1308
47057 | TN | CO | 2021 | 218.5304 | 1628.2138 | 7.4507
47053 | TN | WH | 2021 | 20962.7348 | 107555.735 | 5.1308
47147 | TN | WH | 2021 | 16915.8748 | 92832.1387 | 5.4879
47153 | TN | WH | 2021 | 101.1715 | 400.0681 | 3.9544
47075 | TN | SB | 2021 | 33953.1554 | 133002.2462 | 3.9172
47029 | TN | SB | 2021 | 793.1846 | 3102.5693 | 3.9115
47095 | TN | SB | 2021 | 18656.0246 | 71005.2917 | 3.806
47039 | TN | CO | 2021 | 1469.0102 | 15164.4877 | 10.3229
47113 | TN | WH | 2021 | 4896.7006 | 22534.4506 | 4.602
47049 | TN | CO | 2021 | 352.0768 | 3299.6096 | 9.3718
47119 | TN | WH | 2021 | 785.0908 | 3347.509 | 4.2638
47167 | TN | CO | 2021 | 14164.01 | 143516.5088 | 10.1325
47017 | TN | CO | 2021 | 15580.411 | 165869.5226 | 10.646
47149 | TN | WH | 2021 | 756.7628 | 3293.0779 | 4.3515
47015 | TN | WH | 2021 | 307.5614 | 1330.8389 | 4.3271
47183 | TN | SB | 2021 | 32132.0684 | 109787.4077 | 3.4168
47185 | TN | SB | 2021 | 1804.8996 | 6314.0006 | 3.4983
47187 | TN | SB | 2021 | 2177.2107 | 6912.7421 | 3.175
47045 | TN | CO | 2021 | 21043.672 | 238008.7942 | 11.3102
47189 | TN | SB | 2021 | 1384.0261 | 4109.5435 | 2.9693
47047 | TN | CO | 2021 | 9388.7152 | 97362.6156 | 10.3702
47023 | TN | SB | 2021 | 6758.2562 | 21037.597 | 3.1129
47095 | TN | CO | 2021 | 4977.6378 | 58041.6323 | 11.6605
47097 | TN | CO | 2021 | 8336.5316 | 91266.3391 | 10.9478
47059 | TN | SB | 2021 | 1978.9145 | 7212.1128 | 3.6445
47167 | TN | SB | 2021 | 32617.6916 | 107474.0885 | 3.295
47147 | TN | SB | 2021 | 21569.7638 | 68310.9552 | 3.167
47007 | TN | SB | 2021 | 712.2474 | 2566.4235 | 3.6033
47045 | TN | WH | 2021 | 8984.0292 | 41993.5474 | 4.6742
47047 | TN | WH | 2021 | 2832.802 | 12872.941 | 4.5442
47051 | TN | WH | 2021 | 3116.0822 | 15594.493 | 5.0045
47003 | TN | WH | 2021 | 1145.2614 | 4653.8539 | 4.0636
47099 | TN | CO | 2021 | 11128.865 | 122179.5411 | 10.9786
47149 | TN | SB | 2021 | 4289.6716 | 13907.1307 | 3.242
47179 | TN | SB | 2021 | 910.5435 | 2939.2762 | 3.228
47073 | TN | SB | 2021 | 198.2961 | 601.463 | 3.0332
47023 | TN | WH | 2021 | 635.357 | 2830.4141 | 4.4548
47077 | TN | SB | 2021 | 13556.981 | 47953.7462 | 3.5372
47165 | TN | SB | 2021 | 5503.7296 | 16928.0534 | 3.0757
47017 | TN | SB | 2021 | 12788.0776 | 43435.9699 | 3.3966
47177 | TN | SB | 2021 | 7446.2224 | 26235.7613 | 3.5234
47123 | TN | WH | 2021 | 526.0918 | 2403.1304 | 4.5679
47125 | TN | WH | 2021 | 3184.8788 | 16982.4845 | 5.3322
47998 | TN | SB | 2021 | 65818.131 | 208163.3478 | 3.1627
47041 | TN | SB | 2021 | 3164.6445 | 11729.8891 | 3.7065
47031 | TN | WH | 2021 | 1719.9155 | 8219.087 | 4.7788
47047 | TN | SB | 2021 | 21043.672 | 68909.6966 | 3.2746
47015 | TN | SB | 2021 | 4208.7344 | 15785.0016 | 3.7505
47998 | TN | WH | 2021 | 18360.6038 | 81477.8238 | 4.4376
47131 | TN | WH | 2021 | 6839.1934 | 30345.3048 | 4.437
47045 | TN | SB | 2021 | 50990.436 | 160680.4301 | 3.1512
47003 | TN | SB | 2021 | 5908.4156 | 20711.0107 | 3.5053
47051 | TN | SB | 2021 | 10764.6476 | 39380.8574 | 3.6584
47053 | TN | SB | 2021 | 42734.8416 | 132212.9962 | 3.0938
47055 | TN | SB | 2021 | 5665.604 | 19323.0192 | 3.4106
47039 | TN | SB | 2021 | 4022.5788 | 12818.5099 | 3.1866
47031 | TN | SB | 2021 | 11735.894 | 42782.7974 | 3.6455
47099 | TN | SB | 2021 | 10886.0534 | 38591.6074 | 3.5451
47097 | TN | SB | 2021 | 33750.8124 | 115747.6066 | 3.4295
47153 | TN | SB | 2021 | 323.7488 | 1224.6984 | 3.7829
47033 | TN | SB | 2021 | 19505.8652 | 64664.0755 | 3.3151
47161 | TN | SB | 2021 | 1655.1657 | 4599.4229 | 2.7788
48177 | TX | CO | 2021 | 1752.2904 | 10516.0769 | 6.0013
48155 | TX | WH | 2021 | 12261.9858 | 22833.8213 | 1.8622
48173 | TX | CO | 2021 | 263.0459 | 2829.6883 | 10.7574
48163 | TX | CO | 2021 | 2594.0373 | 24054.8909 | 9.2731
48151 | TX | WH | 2021 | 3804.0484 | 6286.7851 | 1.6527
48171 | TX | CO | 2021 | 578.701 | 2778.886 | 4.8019
48179 | TX | CO | 2021 | 2124.6015 | 28500.0925 | 13.4143
48039 | TX | SB | 2021 | 2347.1788 | 7647.5611 | 3.2582
48153 | TX | WH | 2021 | 19586.8024 | 29365.5461 | 1.4993
48175 | TX | CO | 2021 | 1133.1208 | 4729.6945 | 4.174
48149 | TX | CO | 2021 | 2824.7083 | 18060.2191 | 6.3937
48145 | TX | CO | 2021 | 26345.0586 | 155937.6721 | 5.919
48015 | TX | CO | 2021 | 2120.5546 | 11709.9311 | 5.5221
48139 | TX | CO | 2021 | 16956.3434 | 75365.218 | 4.4447
48291 | TX | SB | 2021 | 1432.5884 | 2152.7476 | 1.5027
48399 | TX | SG | 2021 | 1274.7609 | 2641.7198 | 2.0723
48181 | TX | CO | 2021 | 7041.5364 | 29262.1271 | 4.1556
48147 | TX | WH | 2021 | 6879.662 | 24657.2611 | 3.5841
48139 | TX | WH | 2021 | 8417.4688 | 29773.7789 | 3.5371
48145 | TX | WH | 2021 | 4896.7006 | 16057.1568 | 3.2792
48215 | TX | SG | 2021 | 30958.479 | 104551.1416 | 3.3771
48157 | TX | CO | 2021 | 6313.1016 | 52148.5651 | 8.2604
48111 | TX | WH | 2021 | 16470.7202 | 57152.592 | 3.47
48111 | TX | CO | 2021 | 34964.8704 | 327674.8608 | 9.3715
48321 | TX | SB | 2021 | 1104.7928 | 1850.6554 | 1.6751
48231 | TX | SB | 2021 | 2043.6643 | 3401.94 | 1.6646
48233 | TX | SB | 2021 | 202.343 | 688.5527 | 3.4029
48277 | TX | SB | 2021 | 5018.1064 | 14641.9498 | 2.9178
48453 | TX | CO | 2021 | 5746.5412 | 28144.4764 | 4.8976
48409 | TX | SG | 2021 | 37028.769 | 180119.5688 | 4.8643
48041 | TX | SG | 2021 | 1982.9614 | 10516.0769 | 5.3032
48219 | TX | SG | 2021 | 10562.3046 | 40565.6397 | 3.8406
48469 | TX | SB | 2021 | 930.7778 | 2966.4917 | 3.1871
48189 | TX | CO | 2021 | 10157.6186 | 91367.9437 | 8.995
48107 | TX | WH | 2021 | 3605.7523 | 6504.5093 | 1.8039
48011 | TX | WH | 2021 | 14447.2902 | 27787.0459 | 1.9233
48115 | TX | WH | 2021 | 1189.7768 | 4626.6384 | 3.8887
48117 | TX | CO | 2021 | 11007.4592 | 134524.501 | 12.2212
48123 | TX | CO | 2021 | 1562.088 | 10414.4723 | 6.667
48179 | TX | SG | 2021 | 6191.6958 | 35434.607 | 5.7229
48477 | TX | SG | 2021 | 388.4986 | 1417.3843 | 3.6484
48181 | TX | SG | 2021 | 2096.2735 | 7798.1537 | 3.72
48187 | TX | SG | 2021 | 5665.604 | 21667.1827 | 3.8243
48491 | TX | SG | 2021 | 2881.3643 | 12090.9484 | 4.1963
48451 | TX | CO | 2021 | 1691.5875 | 11684.5299 | 6.9074
48187 | TX | CO | 2021 | 8377.0002 | 49430.6418 | 5.9008
48171 | TX | WH | 2021 | 428.9672 | 1208.3691 | 2.8169
48145 | TX | SB | 2021 | 526.0918 | 1510.4614 | 2.8711
48147 | TX | SB | 2021 | 1999.1488 | 3510.8021 | 1.7561
48117 | TX | WH | 2021 | 24362.0972 | 61779.2304 | 2.5359
48119 | TX | WH | 2021 | 3674.5489 | 14560.3032 | 3.9625
48121 | TX | WH | 2021 | 7122.4736 | 21309.7522 | 2.9919
48481 | TX | SG | 2021 | 10602.7732 | 43994.7953 | 4.1494
48189 | TX | SG | 2021 | 26830.6818 | 93476.2394 | 3.4839
48381 | TX | SG | 2021 | 8417.4688 | 21667.1827 | 2.5741
48139 | TX | SG | 2021 | 3868.7982 | 11659.1288 | 3.0136
48413 | TX | SG | 2021 | 635.357 | 1915.2469 | 3.0144
48061 | TX | SG | 2021 | 27761.4596 | 94974.9073 | 3.4211
48481 | TX | SB | 2021 | 2581.8967 | 8790.613 | 3.4047
48205 | TX | CO | 2021 | 32293.9428 | 362017.2183 | 11.2101
48209 | TX | CO | 2021 | 1319.2764 | 7620.3456 | 5.7762
48165 | TX | SG | 2021 | 4208.7344 | 6858.311 | 1.6295
48157 | TX | SB | 2021 | 728.4348 | 2509.2709 | 3.4447
48181 | TX | SB | 2021 | 809.372 | 1197.4829 | 1.4795
48085 | TX | CO | 2021 | 7001.0678 | 23902.484 | 3.4141
48089 | TX | CO | 2021 | 4087.3286 | 21641.7815 | 5.2948
48485 | TX | SG | 2021 | 2387.6474 | 6883.7122 | 2.8831
48489 | TX | SG | 2021 | 35005.339 | 146564.647 | 4.1869
48998 | TX | CO | 2021 | 161939.1498 | 1283149.3537 | 7.9237
48375 | TX | WH | 2021 | 2266.2416 | 3456.371 | 1.5252
48381 | TX | WH | 2021 | 8215.1258 | 14533.0877 | 1.7691
48399 | TX | WH | 2021 | 11331.208 | 18669.8467 | 1.6476
48101 | TX | WH | 2021 | 3002.7701 | 5987.4144 | 1.994
48153 | TX | SG | 2021 | 12909.4834 | 31116.4112 | 2.4104
48157 | TX | SG | 2021 | 5625.1354 | 20066.9101 | 3.5674
48045 | TX | SG | 2021 | 3168.6914 | 5766.0615 | 1.8197
48017 | TX | SG | 2021 | 5422.7924 | 16713.958 | 3.0822
48171 | TX | SG | 2021 | 129.4995 | 320.0545 | 2.4715
48239 | TX | CO | 2021 | 32010.6626 | 233461.988 | 7.2933
48251 | TX | CO | 2021 | 4370.6088 | 15748.7142 | 3.6033
48027 | TX | CO | 2021 | 28570.8316 | 195639.6727 | 6.8475
48277 | TX | CO | 2021 | 7891.377 | 31853.0446 | 4.0364
48285 | TX | CO | 2021 | 801.2783 | 3957.4995 | 4.939
48287 | TX | CO | 2021 | 141.6401 | 764.5747 | 5.398
48029 | TX | CO | 2021 | 2452.3972 | 11379.7161 | 4.6402
48469 | TX | CO | 2021 | 14366.353 | 89818.4735 | 6.252
48233 | TX | SG | 2021 | 2144.8358 | 7366.3341 | 3.4345
48179 | TX | WH | 2021 | 8700.749 | 29964.2875 | 3.4439
48215 | TX | CO | 2021 | 8053.2514 | 52173.9662 | 6.4786
48451 | TX | SG | 2021 | 8336.5316 | 22708.6299 | 2.724
48453 | TX | SG | 2021 | 1092.6522 | 3530.7601 | 3.2314
48463 | TX | SG | 2021 | 5584.6668 | 17044.173 | 3.052
48357 | TX | SG | 2021 | 22338.6672 | 101096.585 | 4.5256
48359 | TX | SG | 2021 | 3484.3465 | 7975.9617 | 2.2891
48409 | TX | CO | 2021 | 7324.8166 | 41200.6685 | 5.6248
48421 | TX | CO | 2021 | 35490.9622 | 466822.3715 | 13.1533
48391 | TX | SG | 2021 | 11897.7684 | 46230.0966 | 3.8856
48303 | TX | WH | 2021 | 3035.145 | 3565.2331 | 1.1747
48305 | TX | WH | 2021 | 647.4976 | 1488.6889 | 2.2991
48307 | TX | WH | 2021 | 3897.1262 | 7484.268 | 1.9205
48463 | TX | CO | 2021 | 5665.604 | 37669.9084 | 6.6489
48473 | TX | CO | 2021 | 1169.5425 | 6909.1133 | 5.9075
48065 | TX | SG | 2021 | 15216.1936 | 69345.145 | 4.5573
48411 | TX | WH | 2021 | 1278.8078 | 3674.0952 | 2.8731
48481 | TX | RI | 2021 | 15459.0052 | 146963.808 | 9.5067
48998 | TX | RI | 2021 | 38080.9526 | 254029.6637 | 6.6708
48357 | TX | WH | 2021 | 26952.0876 | 82844.0429 | 3.0738
48359 | TX | WH | 2021 | 4694.3576 | 7429.837 | 1.5827
48217 | TX | WH | 2021 | 9631.5268 | 39244.7798 | 4.0746
48305 | TX | SG | 2021 | 4087.3286 | 17171.1788 | 4.2011
48309 | TX | WH | 2021 | 6758.2562 | 25500.9422 | 3.7733
48145 | TX | SG | 2021 | 1926.3054 | 8331.5779 | 4.3252
48415 | TX | WH | 2021 | 2460.4909 | 4354.4832 | 1.7698
48239 | TX | SG | 2021 | 2096.2735 | 8356.979 | 3.9866
48249 | TX | SG | 2021 | 16713.5318 | 53596.4307 | 3.2068
48181 | TX | WH | 2021 | 11290.7394 | 44198.0045 | 3.9145
48187 | TX | WH | 2021 | 562.5135 | 715.7682 | 1.2724
48217 | TX | CO | 2021 | 35976.5854 | 219491.3544 | 6.101
48231 | TX | CO | 2021 | 2602.131 | 8128.3686 | 3.1237
48233 | TX | CO | 2021 | 9429.1838 | 129901.4913 | 13.7765
48197 | TX | WH | 2021 | 17806.184 | 32440.8998 | 1.8219
48205 | TX | WH | 2021 | 8093.72 | 19050.864 | 2.3538
48207 | TX | WH | 2021 | 33184.252 | 72093.9125 | 2.1725
48211 | TX | WH | 2021 | 388.4986 | 576.969 | 1.4851
48295 | TX | WH | 2021 | 4694.3576 | 14152.0704 | 3.0147
48437 | TX | CO | 2021 | 1679.4469 | 19812.8986 | 11.7973
48097 | TX | WH | 2021 | 5220.4494 | 17445.1483 | 3.3417
48231 | TX | WH | 2021 | 6191.6958 | 25038.2784 | 4.0438
48295 | TX | CO | 2021 | 1687.5406 | 18517.4398 | 10.973
48321 | TX | CO | 2021 | 15742.2854 | 102773.061 | 6.5285
48325 | TX | CO | 2021 | 10238.5558 | 51411.9316 | 5.0214
48331 | TX | CO | 2021 | 14366.353 | 100893.3757 | 7.0229
48341 | TX | CO | 2021 | 18777.4304 | 255789.6006 | 13.6222
48349 | TX | CO | 2021 | 8377.0002 | 47627.16 | 5.6855
48355 | TX | CO | 2021 | 4127.7972 | 19355.6778 | 4.6891
48357 | TX | CO | 2021 | 12019.1742 | 170644.9391 | 14.1977
48277 | TX | WH | 2021 | 6191.6958 | 20765.4418 | 3.3538
48279 | TX | WH | 2021 | 4370.6088 | 13498.8979 | 3.0886
48369 | TX | SG | 2021 | 17482.4352 | 50472.089 | 2.887
48029 | TX | SG | 2021 | 1651.1189 | 5410.4454 | 3.2768
48295 | TX | SG | 2021 | 3197.0194 | 9550.8332 | 2.9874
48023 | TX | WH | 2021 | 19141.6478 | 37448.5555 | 1.9564
48309 | TX | CO | 2021 | 20234.3 | 153295.9523 | 7.576
48321 | TX | RI | 2021 | 4613.4204 | 43862.3464 | 9.5076
48051 | TX | CO | 2021 | 4006.3914 | 32716.6838 | 8.1661
48055 | TX | CO | 2021 | 2545.4749 | 14529.4589 | 5.708
48065 | TX | CO | 2021 | 11088.3964 | 153397.5569 | 13.8341
48083 | TX | CO | 2021 | 870.0749 | 2862.7098 | 3.2902
48277 | TX | SG | 2021 | 898.4029 | 3886.3763 | 4.3259
48279 | TX | SG | 2021 | 20072.4256 | 76863.886 | 3.8293
48121 | TX | SG | 2021 | 2355.2725 | 4445.2016 | 1.8873
48095 | TX | WH | 2021 | 2938.0204 | 9280.4923 | 3.1588
48485 | TX | WH | 2021 | 12504.7974 | 35815.6243 | 2.8642
48049 | TX | WH | 2021 | 1007.6681 | 1945.9097 | 1.9311
48309 | TX | SG | 2021 | 1169.5425 | 2997.3359 | 2.5628
48421 | TX | SG | 2021 | 21812.5754 | 152254.5051 | 6.9801
48069 | TX | SG | 2021 | 16025.5656 | 63071.0604 | 3.9357
48097 | TX | SB | 2021 | 242.8116 | 410.9544 | 1.6925
48189 | TX | WH | 2021 | 9712.464 | 31025.6928 | 3.1944
48193 | TX | WH | 2021 | 959.1058 | 2775.983 | 2.8943
48195 | TX | WH | 2021 | 40792.3488 | 99581.5877 | 2.4412
48273 | TX | SG | 2021 | 15661.3482 | 59083.0796 | 3.7725
48107 | TX | SG | 2021 | 1982.9614 | 6883.7122 | 3.4714
48011 | TX | SG | 2021 | 5463.261 | 15774.1154 | 2.8873
48463 | TX | WH | 2021 | 1760.3841 | 3946.2504 | 2.2417
48331 | TX | SG | 2021 | 2784.2397 | 12446.5645 | 4.4704
48487 | TX | WH | 2021 | 28813.6432 | 66841.3171 | 2.3198
48998 | TX | WH | 2021 | 138592.8144 | 272215.0741 | 1.9641
48341 | TX | SG | 2021 | 12464.3288 | 77067.0952 | 6.183
48233 | TX | WH | 2021 | 10117.15 | 24630.0456 | 2.4345
48321 | TX | SG | 2021 | 9307.778 | 34062.9448 | 3.6596
48427 | TX | SG | 2021 | 7082.005 | 23597.6702 | 3.3321
48325 | TX | SG | 2021 | 4653.889 | 17069.5741 | 3.6678
48447 | TX | WH | 2021 | 13435.5752 | 28004.7701 | 2.0844
48355 | TX | SG | 2021 | 60824.3058 | 284543.7047 | 4.6781
48337 | TX | WH | 2021 | 1125.0271 | 1597.551 | 1.42
48115 | TX | SG | 2021 | 6677.319 | 14173.8428 | 2.1227
48009 | TX | WH | 2021 | 7567.6282 | 16900.8379 | 2.2333
48491 | TX | CO | 2021 | 39659.228 | 244460.6868 | 6.164
48099 | TX | WH | 2021 | 3601.7054 | 9062.7682 | 2.5162
48451 | TX | WH | 2021 | 6394.0388 | 17254.6397 | 2.6986
48237 | TX | WH | 2021 | 619.1696 | 685.8311 | 1.1077
48481 | TX | CO | 2021 | 35410.025 | 306947.5208 | 8.6684
48489 | TX | CO | 2021 | 1327.3701 | 7569.5433 | 5.7027
48353 | TX | WH | 2021 | 2743.7711 | 7076.0352 | 2.5789
48077 | TX | WH | 2021 | 5260.918 | 11865.9667 | 2.2555
48998 | TX | SB | 2021 | 20501.3928 | 52139.4932 | 2.5432
48341 | TX | WH | 2021 | 17684.7782 | 43517.6165 | 2.4607
48349 | TX | WH | 2021 | 1784.6653 | 6041.8454 | 3.3854
48035 | TX | WH | 2021 | 1351.6512 | 4681.0694 | 3.4632
48251 | TX | WH | 2021 | 3921.4073 | 15403.9843 | 3.9282
48998 | TX | SG | 2021 | 159583.8772 | 551235.4798 | 3.4542
48421 | TX | WH | 2021 | 22257.73 | 81129.4651 | 3.645
48087 | TX | WH | 2021 | 3302.2378 | 6096.2765 | 1.8461
48117 | TX | SG | 2021 | 19343.9908 | 72240.8763 | 3.7345
48027 | TX | SG | 2021 | 2581.8967 | 11608.3265 | 4.496
48491 | TX | WH | 2021 | 2533.3344 | 8355.1646 | 3.2981
48255 | TX | SG | 2021 | 1566.1348 | 6528.0961 | 4.1683
48253 | TX | WH | 2021 | 16915.8748 | 37775.1418 | 2.2331
48331 | TX | WH | 2021 | 2213.6324 | 6994.3886 | 3.1597
48083 | TX | WH | 2021 | 4896.7006 | 7103.2507 | 1.4506
48085 | TX | WH | 2021 | 8296.063 | 33583.9517 | 4.0482
48239 | TX | RI | 2021 | 3779.7672 | 40052.1736 | 10.5965
48285 | TX | RI | 2021 | 1683.4938 | 13952.4899 | 8.2878
48099 | TX | SG | 2021 | 1347.6044 | 4216.5912 | 3.129
48027 | TX | WH | 2021 | 4896.7006 | 16138.8034 | 3.2959
48503 | TX | WH | 2021 | 9955.2756 | 21500.2608 | 2.1597
48079 | TX | SG | 2021 | 14690.1018 | 40667.2444 | 2.7683
48507 | TX | WH | 2021 | 1537.8068 | 2296.9899 | 1.4937
48335 | TX | WH | 2021 | 4046.86 | 7865.2853 | 1.9436
48497 | TX | WH | 2021 | 1319.2764 | 3728.5262 | 2.8262
48441 | TX | WH | 2021 | 7931.8456 | 18397.6915 | 2.3195
48437 | TX | WH | 2021 | 14690.1018 | 33774.4603 | 2.2991
48085 | TX | SG | 2021 | 1335.4638 | 5181.835 | 3.8802
48065 | TX | WH | 2021 | 24078.817 | 73182.5333 | 3.0393
48325 | TX | WH | 2021 | 1084.5585 | 2296.9899 | 2.1179
48245 | TX | RI | 2021 | 9226.8408 | 61416.3568 | 6.6563
48059 | TX | WH | 2021 | 2132.6952 | 4490.5608 | 2.1056
48069 | TX | WH | 2021 | 21043.672 | 60282.3768 | 2.8646
48075 | TX | WH | 2021 | 6394.0388 | 9280.4923 | 1.4514
48097 | TX | SG | 2021 | 1230.2454 | 3048.1382 | 2.4777
48095 | TX | SG | 2021 | 2594.0373 | 7594.9444 | 2.9278
51097 | VA | WH | 2021 | 801.2783 | 3755.7418 | 4.6872
51093 | VA | WH | 2021 | 1120.9802 | 5062.0867 | 4.5158
51025 | VA | CO | 2021 | 263.0459 | 2595.9977 | 9.869
51135 | VA | CO | 2021 | 647.4976 | 6528.0961 | 10.082
51007 | VA | WH | 2021 | 481.5763 | 2160.9123 | 4.4872
51800 | VA | WH | 2021 | 720.3411 | 2912.0606 | 4.0426
51019 | VA | WH | 2021 | 607.029 | 2667.121 | 4.3937
51075 | VA | WH | 2021 | 667.7319 | 2558.2589 | 3.8313
51033 | VA | CO | 2021 | 4492.0146 | 44198.0045 | 9.8392
51181 | VA | CO | 2021 | 3399.3624 | 38025.5245 | 11.1861
51019 | VA | CO | 2021 | 263.0459 | 1894.9259 | 7.2038
51023 | VA | CO | 2021 | 687.9662 | 6731.3053 | 9.7844
51181 | VA | WH | 2021 | 627.2633 | 2721.552 | 4.3388
51159 | VA | SB | 2021 | 5422.7924 | 19921.7606 | 3.6737
51031 | VA | CO | 2021 | 728.4348 | 5258.0385 | 7.2183
51175 | VA | SB | 2021 | 8741.2176 | 26126.8992 | 2.9889
51193 | VA | CO | 2021 | 4249.203 | 50421.2867 | 11.8661
51179 | VA | CO | 2021 | 526.0918 | 5385.0442 | 10.2359
51137 | VA | SB | 2021 | 2913.7392 | 11212.7942 | 3.8482
51139 | VA | SB | 2021 | 319.7019 | 936.2139 | 2.9284
51183 | VA | CO | 2021 | 3318.4252 | 33148.5034 | 9.9892
51998 | VA | CO | 2021 | 24863.9078 | 232072.545 | 9.3337
51097 | VA | CO | 2021 | 5058.575 | 51183.3213 | 10.1181
51998 | VA | WH | 2021 | 13293.9351 | 57079.1101 | 4.2936
51037 | VA | CO | 2021 | 465.3889 | 4211.511 | 9.0494
51149 | VA | SB | 2021 | 4370.6088 | 12818.5099 | 2.9329
51015 | VA | SB | 2021 | 2869.2237 | 8300.7336 | 2.893
51083 | VA | WH | 2021 | 1011.715 | 3211.4314 | 3.1742
51133 | VA | CO | 2021 | 4613.4204 | 52072.3616 | 11.2871
51007 | VA | BA | 2021 | 97.1246 | 413.6759 | 4.2592
51135 | VA | SB | 2021 | 1517.5725 | 5089.3022 | 3.3536
51109 | VA | BA | 2021 | 56.656 | 193.7745 | 3.4202
51177 | VA | SB | 2021 | 1873.6962 | 6232.3541 | 3.3262
51067 | VA | WH | 2021 | 465.3889 | 1837.0476 | 3.9473
51165 | VA | SB | 2021 | 3710.9706 | 13390.0358 | 3.6082
51193 | VA | WH | 2021 | 1752.2904 | 8872.2595 | 5.0632
51143 | VA | SB | 2021 | 3460.0653 | 6613.3714 | 1.9113
51036 | VA | CO | 2021 | 2326.9445 | 24486.7105 | 10.5231
51179 | VA | SB | 2021 | 598.9353 | 2296.9899 | 3.8351
51107 | VA | WH | 2021 | 368.2643 | 1692.8053 | 4.5967
51810 | VA | CO | 2021 | 2407.8817 | 25274.1462 | 10.4964
51045 | VA | CO | 2021 | 198.2961 | 1244.6564 | 6.2768
51047 | VA | CO | 2021 | 2994.6764 | 27103.0292 | 9.0504
51093 | VA | CO | 2021 | 4653.889 | 52580.3846 | 11.2982
51143 | VA | BA | 2021 | 125.4527 | 498.5883 | 3.9743
51171 | VA | SB | 2021 | 2023.43 | 6776.6645 | 3.3491
51015 | VA | BA | 2021 | 141.6401 | 613.9821 | 4.3348
51053 | VA | WH | 2021 | 902.4498 | 3810.1728 | 4.222
51067 | VA | BA | 2021 | 60.7029 | 243.8511 | 4.0171
51177 | VA | CO | 2021 | 1133.1208 | 10922.4954 | 9.6393
51015 | VA | WH | 2021 | 1096.6991 | 5443.104 | 4.9632
51800 | VA | CO | 2021 | 3642.174 | 34926.584 | 9.5895
51081 | VA | CO | 2021 | 1031.9493 | 9093.6124 | 8.8121
51171 | VA | WH | 2021 | 505.8575 | 2539.208 | 5.0196
51061 | VA | WH | 2021 | 1165.4957 | 5170.9488 | 4.4367
51998 | VA | BA | 2021 | 1748.2435 | 6716.7903 | 3.842
51131 | VA | CO | 2021 | 2488.8189 | 28322.2845 | 11.3798
51073 | VA | SB | 2021 | 2314.8039 | 6885.5266 | 2.9746
51001 | VA | WH | 2021 | 4006.3914 | 19323.0192 | 4.823
51139 | VA | CO | 2021 | 627.2633 | 4833.8392 | 7.7062
51181 | VA | SB | 2021 | 5827.4784 | 18261.6139 | 3.1337
51193 | VA | SB | 2021 | 6515.4446 | 21064.8125 | 3.2331
51119 | VA | WH | 2021 | 910.5435 | 4544.9918 | 4.9915
51121 | VA | WH | 2021 | 149.7338 | 631.4001 | 4.2168
51133 | VA | WH | 2021 | 1796.8058 | 9715.9406 | 5.4073
51057 | VA | WH | 2021 | 1938.4459 | 9117.1992 | 4.7034
51175 | VA | CO | 2021 | 5867.947 | 56212.7494 | 9.5796
51073 | VA | CO | 2021 | 1922.2585 | 20701.9389 | 10.7696
51053 | VA | SB | 2021 | 6070.29 | 19078.0795 | 3.1429
51550 | VA | SB | 2021 | 7284.348 | 20928.7349 | 2.8731
51159 | VA | WH | 2021 | 1521.6194 | 7484.268 | 4.9186
51165 | VA | WH | 2021 | 619.1696 | 3265.8624 | 5.2746
51061 | VA | SB | 2021 | 4815.7634 | 16465.3896 | 3.4191
51067 | VA | SB | 2021 | 3188.9257 | 9280.4923 | 2.9102
51069 | VA | SB | 2021 | 679.8725 | 2533.7649 | 3.7268
51007 | VA | SB | 2021 | 4330.1402 | 15104.6136 | 3.4883
51117 | VA | WH | 2021 | 1189.7768 | 4735.5005 | 3.9802
51037 | VA | WH | 2021 | 890.3092 | 3238.6469 | 3.6377
51075 | VA | SB | 2021 | 1578.2754 | 5307.0264 | 3.3625
51800 | VA | SB | 2021 | 7203.4108 | 21064.8125 | 2.9243
51137 | VA | CO | 2021 | 1942.4928 | 21209.9619 | 10.9189
51001 | VA | SB | 2021 | 12949.952 | 35461.8226 | 2.7384
51165 | VA | BA | 2021 | 117.3589 | 518.1835 | 4.4154
51183 | VA | SB | 2021 | 8417.4688 | 24466.7525 | 2.9067
51113 | VA | WH | 2021 | 206.3899 | 911.7199 | 4.4175
51133 | VA | SB | 2021 | 6272.633 | 21010.3814 | 3.3495
51047 | VA | WH | 2021 | 607.029 | 2667.121 | 4.3937
51131 | VA | WH | 2021 | 4046.86 | 20139.4848 | 4.9766
51165 | VA | CO | 2021 | 4006.3914 | 33275.5091 | 8.3056
51137 | VA | WH | 2021 | 566.5604 | 2857.6296 | 5.0438
51139 | VA | WH | 2021 | 97.1246 | 476.2716 | 4.9037
51143 | VA | WH | 2021 | 1679.4469 | 6450.0782 | 3.8406
51057 | VA | SB | 2021 | 7769.9712 | 28276.9253 | 3.6393
51007 | VA | CO | 2021 | 2306.7102 | 25782.1693 | 11.177
51023 | VA | SB | 2021 | 505.8575 | 1766.2872 | 3.4917
51053 | VA | CO | 2021 | 2347.1788 | 26112.3843 | 11.125
51101 | VA | WH | 2021 | 2015.3363 | 9552.6475 | 4.74
51810 | VA | SB | 2021 | 3990.204 | 10967.8546 | 2.7487
51101 | VA | SB | 2021 | 6434.5074 | 22888.2523 | 3.5571
51031 | VA | WH | 2021 | 623.2164 | 1741.7933 | 2.7948
51171 | VA | BA | 2021 | 161.8744 | 653.1725 | 4.0351
51131 | VA | SB | 2021 | 8903.092 | 25092.7094 | 2.8184
51550 | VA | CO | 2021 | 2225.773 | 19584.2882 | 8.7989
51171 | VA | CO | 2021 | 2954.2078 | 24334.3036 | 8.2372
51127 | VA | SB | 2021 | 1954.6334 | 5660.8282 | 2.8961
51193 | VA | BA | 2021 | 323.7488 | 1578.5002 | 4.8757
51119 | VA | CO | 2021 | 2185.3044 | 24766.1232 | 11.333
51011 | VA | WH | 2021 | 109.2652 | 465.3854 | 4.2592
51127 | VA | CO | 2021 | 1537.8068 | 15926.5223 | 10.3566
51111 | VA | CO | 2021 | 667.7319 | 6807.5087 | 10.195
51081 | VA | SB | 2021 | 4087.3286 | 11757.1046 | 2.8765
51093 | VA | SB | 2021 | 6394.0388 | 21282.5366 | 3.3285
51047 | VA | SB | 2021 | 4896.7006 | 18533.7691 | 3.785
51097 | VA | SB | 2021 | 6434.5074 | 20166.7003 | 3.1341
51069 | VA | CO | 2021 | 1335.4638 | 13106.9944 | 9.8146
51109 | VA | SB | 2021 | 1833.2276 | 6314.0006 | 3.4442
51011 | VA | CO | 2021 | 327.7957 | 3063.3789 | 9.3454
51025 | VA | SB | 2021 | 4694.3576 | 12845.7254 | 2.7364
51113 | VA | CO | 2021 | 2063.8986 | 20447.9274 | 9.9074
51113 | VA | SB | 2021 | 2472.6315 | 8219.087 | 3.324
51115 | VA | SB | 2021 | 517.9981 | 1270.9648 | 2.4536
51117 | VA | CO | 2021 | 930.7778 | 10058.8562 | 10.8069
51119 | VA | SB | 2021 | 2674.9745 | 9334.9234 | 3.4897
51067 | VA | CO | 2021 | 1335.4638 | 11455.9196 | 8.5782
51159 | VA | CO | 2021 | 4127.7972 | 42292.9181 | 10.2459
51087 | VA | SB | 2021 | 1756.3372 | 5524.7506 | 3.1456
51115 | VA | CO | 2021 | 485.6232 | 4584.9079 | 9.4413
51117 | VA | SB | 2021 | 8012.7828 | 21282.5366 | 2.6561
51061 | VA | CO | 2021 | 2751.8648 | 26417.1981 | 9.5997
51015 | VA | CO | 2021 | 4492.0146 | 33275.5091 | 7.4077
51057 | VA | CO | 2021 | 5665.604 | 60454.7418 | 10.6705
51031 | VA | SB | 2021 | 2120.5546 | 4191.1901 | 1.9765
51001 | VA | CO | 2021 | 8296.063 | 92460.1933 | 11.1451
51107 | VA | SB | 2021 | 1634.9314 | 4953.2246 | 3.0296
51101 | VA | CO | 2021 | 4532.4832 | 55501.5171 | 12.2453
51037 | VA | SB | 2021 | 3350.8001 | 7538.699 | 2.2498
51998 | VA | SB | 2021 | 28295.6451 | 87761.8873 | 3.1016
51033 | VA | SB | 2021 | 8781.6862 | 28004.7701 | 3.189
51105 | VA | CO | 2021 | 226.6242 | 1795.8614 | 7.9244
51036 | VA | SB | 2021 | 2913.7392 | 9824.8027 | 3.3719
51111 | VA | SB | 2021 | 2549.5218 | 7212.1128 | 2.8288
51041 | VA | SB | 2021 | 513.9512 | 1328.1174 | 2.5841
53013 | WA | BA | 2021 | 3338.6595 | 7424.3939 | 2.2238
53998 | WA | WH | 2021 | 16365.5018 | 23369.967 | 1.428
53005 | WA | WH | 2021 | 33184.252 | 82463.0256 | 2.485
53047 | WA | WH | 2021 | 4463.6866 | 6474.5722 | 1.4505
53057 | WA | WH | 2021 | 157.8275 | 1162.1027 | 7.3631
53063 | WA | WH | 2021 | 60338.6826 | 140704.2384 | 2.3319
53021 | WA | WH | 2021 | 25632.8112 | 48307.548 | 1.8846
53071 | WA | WH | 2021 | 74340.8182 | 270386.1912 | 3.6371
53077 | WA | CO | 2021 | 2193.3981 | 29719.3478 | 13.5495
53017 | WA | WH | 2021 | 63122.9223 | 91648.2636 | 1.4519
53065 | WA | WH | 2021 | 675.8256 | 1126.7225 | 1.6672
53998 | WA | CO | 2021 | 14277.3221 | 237145.1551 | 16.6099
53065 | WA | BA | 2021 | 789.1377 | 596.5642 | 0.75597
53001 | WA | CO | 2021 | 2549.5218 | 33275.5091 | 13.0517
53001 | WA | WH | 2021 | 106837.104 | 253104.336 | 2.3691
53077 | WA | WH | 2021 | 4176.3595 | 11240.0098 | 2.6913
53071 | WA | CO | 2021 | 2589.9904 | 36501.4554 | 14.0933
53023 | WA | WH | 2021 | 35855.1796 | 102439.2173 | 2.857
53025 | WA | WH | 2021 | 48299.2741 | 145875.1872 | 3.0202
53075 | WA | WH | 2021 | 215090.609 | 668277.0936 | 3.107
53057 | WA | BA | 2021 | 647.4976 | 4093.2142 | 6.3216
53063 | WA | BA | 2021 | 2662.8339 | 3744.8556 | 1.4063
53039 | WA | WH | 2021 | 15701.8168 | 20302.7779 | 1.293
53998 | WA | BA | 2021 | 7256.02 | 14121.589 | 1.9462
53003 | WA | WH | 2021 | 9582.9645 | 19290.3606 | 2.013
53075 | WA | BA | 2021 | 12221.5172 | 26801.8441 | 2.193
53025 | WA | CO | 2021 | 12788.0776 | 198814.8167 | 15.5469
53043 | WA | WH | 2021 | 147669.9214 | 354618.2256 | 2.4014
53043 | WA | BA | 2021 | 2221.7261 | 2786.8692 | 1.2544
53013 | WA | WH | 2021 | 40954.2232 | 131859.1944 | 3.2197
55015 | WI | CO | 2021 | 9064.9664 | 106176.8154 | 11.7129
55017 | WI | CO | 2021 | 29015.9862 | 310173.4671 | 10.6897
55023 | WI | CO | 2021 | 12464.3288 | 139655.5337 | 11.2044
55021 | WI | CO | 2021 | 44191.7112 | 531747.716 | 12.0327
55019 | WI | CO | 2021 | 19060.7106 | 194649.0278 | 10.2121
55131 | WI | CO | 2021 | 8700.749 | 98200.8536 | 11.2865
55137 | WI | CO | 2021 | 11047.9278 | 130231.7063 | 11.7879
55059 | WI | SB | 2021 | 9348.2466 | 33066.8568 | 3.5372
55135 | WI | CO | 2021 | 16146.9714 | 174023.2924 | 10.7775
55005 | WI | SB | 2021 | 21731.6382 | 75985.7318 | 3.4965
55015 | WI | WH | 2021 | 4856.232 | 28358.5718 | 5.8396
55057 | WI | SB | 2021 | 10926.522 | 35053.5898 | 3.2081
55055 | WI | SB | 2021 | 21893.5126 | 85402.3018 | 3.9008
55053 | WI | SB | 2021 | 12869.0148 | 44905.608 | 3.4894
55017 | WI | WH | 2021 | 424.9203 | 1409.7639 | 3.3177
55141 | WI | WH | 2021 | 590.8416 | 2939.2762 | 4.9747
55035 | WI | SB | 2021 | 10400.4302 | 37203.6158 | 3.5771
55133 | WI | CO | 2021 | 7608.0968 | 88065.794 | 11.5753
55043 | WI | SB | 2021 | 30391.9186 | 128566.1165 | 4.2303
55045 | WI | SB | 2021 | 25535.6866 | 103037.9587 | 4.0351
55047 | WI | SB | 2021 | 7405.7538 | 27977.5546 | 3.7778
55141 | WI | CO | 2021 | 10562.3046 | 114101.9748 | 10.8028
55129 | WI | CO | 2021 | 3379.1281 | 35485.4093 | 10.5014
55001 | WI | CO | 2021 | 10036.2128 | 81131.2795 | 8.0839
55101 | WI | CO | 2021 | 12585.7346 | 143135.4915 | 11.3728
55013 | WI | CO | 2021 | 4694.3576 | 40565.6397 | 8.6414
55139 | WI | CO | 2021 | 15742.2854 | 171229.1656 | 10.877
55127 | WI | SB | 2021 | 23026.6334 | 82680.7498 | 3.5907
55039 | WI | SB | 2021 | 23228.9764 | 92478.337 | 3.9812
55009 | WI | WH | 2021 | 4492.0146 | 21391.3987 | 4.7621
55073 | WI | WH | 2021 | 1489.2445 | 7892.5008 | 5.2997
55079 | WI | WH | 2021 | 133.5464 | 503.4871 | 3.7701
55067 | WI | CO | 2021 | 3342.7064 | 34926.584 | 10.4486
55033 | WI | SB | 2021 | 25697.561 | 93675.8198 | 3.6453
55089 | WI | WH | 2021 | 1695.6343 | 9008.3371 | 5.3127
55059 | WI | CO | 2021 | 8822.1548 | 96956.1972 | 10.9901
55025 | WI | CO | 2021 | 54470.7356 | 657889.8368 | 12.0779
55075 | WI | WH | 2021 | 793.1846 | 3429.1555 | 4.3233
55049 | WI | SB | 2021 | 18048.9956 | 74407.2317 | 4.1225
55063 | WI | WH | 2021 | 64.7498 | 236.775 | 3.6568
55023 | WI | WH | 2021 | 339.9362 | 1760.8441 | 5.1799
55103 | WI | CO | 2021 | 14568.696 | 150705.0348 | 10.3444
55131 | WI | WH | 2021 | 1987.0083 | 10260.251 | 5.1637
55061 | WI | SB | 2021 | 4977.6378 | 18669.8467 | 3.7507
55061 | WI | CO | 2021 | 9429.1838 | 107954.896 | 11.449
55063 | WI | CO | 2021 | 10481.3674 | 113365.3414 | 10.8159
55065 | WI | CO | 2021 | 43787.0252 | 579628.8875 | 13.2375
55139 | WI | WH | 2021 | 3767.6267 | 20438.8555 | 5.4249
55117 | WI | WH | 2021 | 4411.0774 | 26643.9941 | 6.0402
55129 | WI | SB | 2021 | 3520.7682 | 11103.9322 | 3.1538
55021 | WI | WH | 2021 | 2614.2716 | 12954.5875 | 4.9553
55135 | WI | WH | 2021 | 1351.6512 | 5497.535 | 4.0673
55127 | WI | CO | 2021 | 35531.4308 | 398544.0749 | 11.2167
55998 | WI | CO | 2021 | 728.4348 | 6248.6834 | 8.5782
55123 | WI | SB | 2021 | 12869.0148 | 46647.4013 | 3.6248
55083 | WI | WH | 2021 | 2258.1479 | 9988.0958 | 4.4231
55055 | WI | CO | 2021 | 29582.5466 | 341289.8783 | 11.5369
55057 | WI | CO | 2021 | 14042.6042 | 136886.8081 | 9.748
55071 | WI | WH | 2021 | 6313.1016 | 35815.6243 | 5.6732
55097 | WI | SB | 2021 | 7082.005 | 24521.1835 | 3.4625
55099 | WI | SB | 2021 | 279.2333 | 767.4777 | 2.7485
55123 | WI | CO | 2021 | 21084.1406 | 224063.5618 | 10.6271
55029 | WI | SB | 2021 | 5422.7924 | 18533.7691 | 3.4178
55069 | WI | CO | 2021 | 3156.5508 | 31649.8354 | 10.0267
55061 | WI | WH | 2021 | 5018.1064 | 24493.968 | 4.8811
55087 | WI | WH | 2021 | 2865.1769 | 15485.6309 | 5.4048
55073 | WI | CO | 2021 | 32617.6916 | 320816.5498 | 9.8357
55075 | WI | CO | 2021 | 10764.6476 | 114584.5967 | 10.6445
55063 | WI | SB | 2021 | 6798.7248 | 24929.4163 | 3.6668
55027 | WI | CO | 2021 | 46296.0784 | 579730.4921 | 12.5222
55998 | WI | SB | 2021 | 1060.2773 | 2503.8278 | 2.3615
55007 | WI | CO | 2021 | 987.4338 | 7823.5548 | 7.9231
55073 | WI | SB | 2021 | 22662.416 | 75904.0853 | 3.3493
55117 | WI | CO | 2021 | 12100.1114 | 135489.7448 | 11.1974
55043 | WI | CO | 2021 | 49654.9722 | 649202.6428 | 13.0743
55119 | WI | CO | 2021 | 11452.6138 | 125303.8828 | 10.9411
55121 | WI | CO | 2021 | 30958.479 | 320435.5325 | 10.3505
55025 | WI | SB | 2021 | 34600.653 | 146446.7131 | 4.2325
55027 | WI | SB | 2021 | 32051.1312 | 135587.7206 | 4.2304
55053 | WI | CO | 2021 | 16511.1888 | 184691.7762 | 11.1859
55009 | WI | SB | 2021 | 8579.3432 | 28794.0202 | 3.3562
55091 | WI | SB | 2021 | 7284.348 | 27242.7355 | 3.7399
55067 | WI | WH | 2021 | 809.372 | 3102.5693 | 3.8333
55095 | WI | SB | 2021 | 14730.5704 | 50920.2379 | 3.4568
55133 | WI | WH | 2021 | 1234.2923 | 5334.2419 | 4.3217
55117 | WI | SB | 2021 | 12828.5462 | 46320.815 | 3.6108
55119 | WI | SB | 2021 | 9510.121 | 33828.8914 | 3.5571
55121 | WI | SB | 2021 | 17320.5608 | 59874.144 | 3.4568
55069 | WI | SB | 2021 | 2274.3353 | 6395.6472 | 2.8121
55007 | WI | SB | 2021 | 465.3889 | 1300.9019 | 2.7953
55033 | WI | CO | 2021 | 36259.8656 | 433343.6531 | 11.9511
55071 | WI | SB | 2021 | 9833.8698 | 39217.5643 | 3.988
55071 | WI | CO | 2021 | 12707.1404 | 151060.6509 | 11.8879
55013 | WI | SB | 2021 | 3889.0325 | 9988.0958 | 2.5683
55093 | WI | WH | 2021 | 258.999 | 1472.3596 | 5.6848
55029 | WI | CO | 2021 | 7284.348 | 80470.8495 | 11.0471
55107 | WI | SB | 2021 | 5503.7296 | 17200.2086 | 3.1252
55009 | WI | CO | 2021 | 11209.8022 | 122357.3492 | 10.9152
55091 | WI | CO | 2021 | 8377.0002 | 92968.2163 | 11.098
55093 | WI | CO | 2021 | 30918.0104 | 360772.5619 | 11.6687
55095 | WI | CO | 2021 | 22298.1986 | 223657.1434 | 10.0303
55097 | WI | CO | 2021 | 15094.7878 | 158223.7758 | 10.482
55099 | WI | CO | 2021 | 1177.6363 | 9373.0251 | 7.9592
55089 | WI | SB | 2021 | 4451.546 | 17036.9155 | 3.8272
55113 | WI | CO | 2021 | 2274.3353 | 21540.1769 | 9.471
55093 | WI | SB | 2021 | 18332.2758 | 68800.8346 | 3.753
55115 | WI | SB | 2021 | 11978.7056 | 42701.1509 | 3.5648
55065 | WI | SB | 2021 | 26385.5272 | 112672.2528 | 4.2702
55059 | WI | WH | 2021 | 1622.7909 | 7239.3283 | 4.461
55111 | WI | CO | 2021 | 26709.276 | 287185.4245 | 10.7523
55123 | WI | WH | 2021 | 400.6391 | 1458.7519 | 3.6411
55019 | WI | SB | 2021 | 16794.469 | 57479.1782 | 3.4225
55105 | WI | CO | 2021 | 51273.7162 | 625630.3738 | 12.2018
55067 | WI | SB | 2021 | 2630.459 | 8872.2595 | 3.3729
55057 | WI | WH | 2021 | 724.3879 | 2637.1839 | 3.6406
55035 | WI | CO | 2021 | 16875.4062 | 188425.7455 | 11.1657
55115 | WI | CO | 2021 | 21407.8894 | 236764.1378 | 11.0597
55021 | WI | SB | 2021 | 21326.9522 | 87334.6037 | 4.095
55023 | WI | SB | 2021 | 8943.5606 | 32957.9947 | 3.6851
55055 | WI | WH | 2021 | 2262.1947 | 10804.5614 | 4.7761
55083 | WI | CO | 2021 | 18372.7444 | 194547.4232 | 10.5889
55005 | WI | CO | 2021 | 31201.2906 | 331078.6152 | 10.6111
55075 | WI | SB | 2021 | 3557.1899 | 11675.4581 | 3.2822
55011 | WI | CO | 2021 | 22581.4788 | 241387.1475 | 10.6896
55087 | WI | CO | 2021 | 25009.5948 | 284772.3151 | 11.3865
55089 | WI | CO | 2021 | 3864.7513 | 45544.2655 | 11.7845
55127 | WI | WH | 2021 | 1792.759 | 8436.8112 | 4.706
55131 | WI | SB | 2021 | 8700.749 | 31542.7877 | 3.6253
55025 | WI | WH | 2021 | 5018.1064 | 26807.2872 | 5.3421
55047 | WI | CO | 2021 | 17441.9666 | 195309.4577 | 11.1977
55998 | WI | WH | 2021 | 10117.15 | 40559.2895 | 4.009
55081 | WI | CO | 2021 | 18089.4642 | 166123.5341 | 9.1834
55049 | WI | CO | 2021 | 27113.962 | 322162.8108 | 11.8818
55141 | WI | SB | 2021 | 8741.2176 | 29800.9944 | 3.4092
55109 | WI | SB | 2021 | 24240.6914 | 85102.931 | 3.5107
55015 | WI | SB | 2021 | 9550.5896 | 35842.8398 | 3.7529
55011 | WI | SB | 2021 | 13111.8264 | 45068.9011 | 3.4373
55101 | WI | WH | 2021 | 2602.131 | 12219.7685 | 4.6961
55077 | WI | SB | 2021 | 6191.6958 | 20248.3469 | 3.2702
55077 | WI | CO | 2021 | 12747.609 | 113212.9345 | 8.8811
55045 | WI | CO | 2021 | 36017.054 | 444672.5669 | 12.3462
55027 | WI | WH | 2021 | 6232.1644 | 34645.357 | 5.5591
55107 | WI | CO | 2021 | 7608.0968 | 77067.0952 | 10.1296
55111 | WI | WH | 2021 | 1841.3213 | 8436.8112 | 4.5819
55109 | WI | CO | 2021 | 31201.2906 | 336260.4502 | 10.7771
55139 | WI | SB | 2021 | 15580.411 | 55955.1091 | 3.5914
55111 | WI | SB | 2021 | 15580.411 | 57207.023 | 3.6717
55113 | WI | SB | 2021 | 1315.2295 | 4027.897 | 3.0625
55087 | WI | SB | 2021 | 20962.7348 | 72747.085 | 3.4703
55035 | WI | WH | 2021 | 133.5464 | 609.6276 | 4.5649
55017 | WI | SB | 2021 | 23957.4112 | 84095.9568 | 3.5102
55045 | WI | WH | 2021 | 2217.6793 | 10532.4062 | 4.7493
55047 | WI | WH | 2021 | 1780.6184 | 9933.6648 | 5.5788
55105 | WI | WH | 2021 | 2861.13 | 13879.9152 | 4.8512
55079 | WI | CO | 2021 | 594.8884 | 6934.5145 | 11.6568
55137 | WI | SB | 2021 | 7729.5026 | 27269.951 | 3.528
55039 | WI | CO | 2021 | 23674.131 | 289014.3075 | 12.208
55039 | WI | WH | 2021 | 7203.4108 | 42347.3491 | 5.8788
55083 | WI | SB | 2021 | 9955.2756 | 33420.6586 | 3.3571
55133 | WI | SB | 2021 | 7567.6282 | 26725.6406 | 3.5316
55005 | WI | WH | 2021 | 635.357 | 3265.8624 | 5.1402
55081 | WI | SB | 2021 | 11290.7394 | 35625.1157 | 3.1553
55103 | WI | SB | 2021 | 6394.0388 | 20765.4418 | 3.2476
55101 | WI | SB | 2021 | 13678.3868 | 48742.9963 | 3.5635
55135 | WI | SB | 2021 | 10886.0534 | 37693.4952 | 3.4625
55105 | WI | SB | 2021 | 37878.6096 | 144949.8595 | 3.8267
55079 | WI | SB | 2021 | 797.2314 | 2803.1986 | 3.5162
55001 | WI | SB | 2021 | 5139.5122 | 18179.9674 | 3.5373
55029 | WI | WH | 2021 | 3933.5479 | 17853.3811 | 4.5387
56003 | WY | BA | 2021 | 8700.749 | 41955.4456 | 4.822
56029 | WY | BA | 2021 | 7162.9422 | 41846.5836 | 5.8421
56998 | WY | BA | 2021 | 13273.7008 | 58850.8404 | 4.4336
1015 | AL | SB | 2022 | 1173.5894 | 3592.4486 | 3.0611
1093 | AL | CO | 2022 | 744.6222 | 5613.6546 | 7.5389
1105 | AL | SB | 2022 | 2581.8967 | 6831.0955 | 2.6458
1103 | AL | SB | 2022 | 4330.1402 | 9715.9406 | 2.2438
1019 | AL | SB | 2022 | 2444.3034 | 6450.0782 | 2.6388
1031 | AL | CO | 2022 | 1942.4928 | 15291.4935 | 7.8721
1003 | AL | CO | 2022 | 2970.3952 | 25909.175 | 8.7225
1091 | AL | CO | 2022 | 469.4358 | 1780.6208 | 3.7931
1069 | AL | SB | 2022 | 364.2174 | 1042.3544 | 2.8619
1033 | AL | CO | 2022 | 6920.1306 | 40819.6513 | 5.8987
1095 | AL | CO | 2022 | 2270.2885 | 17552.196 | 7.7313
1079 | AL | SB | 2022 | 12949.952 | 37394.1245 | 2.8876
1015 | AL | CO | 2022 | 906.4966 | 8102.9675 | 8.9388
1121 | AL | SB | 2022 | 2869.2237 | 8926.6906 | 3.1112
1109 | AL | SB | 2022 | 420.8734 | 957.9863 | 2.2762
1009 | AL | CO | 2022 | 975.2933 | 6147.0788 | 6.3028
1121 | AL | CO | 2022 | 2152.9295 | 20930.5492 | 9.7219
1125 | AL | CO | 2022 | 857.9343 | 6502.6949 | 7.5795
1071 | AL | SB | 2022 | 10602.7732 | 32440.8998 | 3.0597
1099 | AL | CO | 2022 | 1481.1508 | 12294.1576 | 8.3004
1003 | AL | SB | 2022 | 4856.232 | 12110.9064 | 2.4939
1083 | AL | SB | 2022 | 23269.445 | 58132.3507 | 2.4982
1019 | AL | CO | 2022 | 1849.415 | 16078.9292 | 8.6941
1021 | AL | CO | 2022 | 331.8425 | 1925.4073 | 5.8022
1009 | AL | SB | 2022 | 1048.1367 | 2637.1839 | 2.5161
1093 | AL | SB | 2022 | 1112.8865 | 3456.371 | 3.1058
1077 | AL | SB | 2022 | 8943.5606 | 25555.3733 | 2.8574
1125 | AL | SB | 2022 | 1691.5875 | 4463.3453 | 2.6386
1087 | AL | SB | 2022 | 546.3261 | 1562.1708 | 2.8594
1089 | AL | SB | 2022 | 14042.6042 | 44470.1597 | 3.1668
1071 | AL | CO | 2022 | 9307.778 | 64671.333 | 6.9481
1033 | AL | SB | 2022 | 9105.435 | 21799.6315 | 2.3941
1069 | AL | CO | 2022 | 1141.2145 | 11481.3207 | 10.0606
1998 | AL | CO | 2022 | 19813.4266 | 151855.707 | 7.6643
1083 | AL | CO | 2022 | 9226.8408 | 67871.8781 | 7.3559
1043 | AL | SB | 2022 | 3318.4252 | 10586.8373 | 3.1903
1095 | AL | SB | 2022 | 3710.9706 | 10750.1304 | 2.8969
1077 | AL | CO | 2022 | 9550.5896 | 49760.8568 | 5.2102
1079 | AL | CO | 2022 | 13516.5124 | 81690.1048 | 6.0437
1113 | AL | CO | 2022 | 246.8585 | 1536.7697 | 6.2253
1089 | AL | CO | 2022 | 10602.7732 | 101477.6022 | 9.5709
1005 | AL | CO | 2022 | 663.685 | 6655.1018 | 10.0275
1047 | AL | SB | 2022 | 3945.6885 | 10967.8546 | 2.7797
1055 | AL | CO | 2022 | 1173.5894 | 9754.0424 | 8.3113
1043 | AL | CO | 2022 | 1092.6522 | 9220.6182 | 8.4387
1103 | AL | CO | 2022 | 2116.5078 | 11862.338 | 5.6047
1998 | AL | SB | 2022 | 23103.5237 | 59101.2232 | 2.5581
1049 | AL | SB | 2022 | 5179.9808 | 17009.7 | 3.2837
1105 | AL | CO | 2022 | 2581.8967 | 11024.1 | 4.2698
1111 | AL | CO | 2022 | 380.4048 | 3340.2515 | 8.7808
1045 | AL | CO | 2022 | 631.3102 | 5080.2304 | 8.0471
1067 | AL | CO | 2022 | 1173.5894 | 11887.7391 | 10.1294
1049 | AL | CO | 2022 | 4937.1692 | 44706.0275 | 9.055
1055 | AL | SB | 2022 | 1246.4329 | 3891.8194 | 3.1224
1057 | AL | SB | 2022 | 805.3251 | 2275.2175 | 2.8252
1057 | AL | CO | 2022 | 748.6691 | 4770.3363 | 6.3718
1053 | AL | CO | 2022 | 2751.8648 | 28855.7087 | 10.4859
1047 | AL | CO | 2022 | 1829.1807 | 12776.7795 | 6.985
4013 | AZ | WH | 2022 | 5382.3238 | 40142.892 | 7.4583
4015 | AZ | WH | 2022 | 809.372 | 6667.8024 | 8.2382
4027 | AZ | WH | 2022 | 14649.6332 | 121109.064 | 8.267
4021 | AZ | BA | 2022 | 3035.145 | 21794.1884 | 7.1806
4021 | AZ | WH | 2022 | 7972.3142 | 55655.7384 | 6.9811
4998 | AZ | BA | 2022 | 3439.831 | 24537.5128 | 7.1333
4998 | AZ | WH | 2022 | 5179.9808 | 37040.3227 | 7.1507
5077 | AR | RI | 2022 | 6272.633 | 50893.0224 | 8.1135
5079 | AR | RI | 2022 | 7931.8456 | 68628.4696 | 8.6523
5085 | AR | RI | 2022 | 32698.6288 | 275058.1888 | 8.4119
5998 | AR | RI | 2022 | 50294.3761 | 417241.1371 | 8.296
5075 | AR | RI | 2022 | 26628.3388 | 218495.2664 | 8.2054
5029 | AR | CO | 2022 | 1027.9024 | 9144.4147 | 8.8962
5003 | AR | CO | 2022 | 13597.4496 | 140747.7832 | 10.351
5093 | AR | RI | 2022 | 17441.9666 | 153450.1736 | 8.7978
5095 | AR | RI | 2022 | 14366.353 | 116255.6296 | 8.0922
5069 | AR | RI | 2022 | 22298.1986 | 183432.6048 | 8.2263
5055 | AR | CO | 2022 | 10562.3046 | 115295.8289 | 10.9158
5063 | AR | CO | 2022 | 3314.3783 | 29719.3478 | 8.9668
5067 | AR | CO | 2022 | 7001.0678 | 69878.5692 | 9.9811
5069 | AR | CO | 2022 | 13233.2322 | 151492.4705 | 11.4479
5035 | AR | CO | 2022 | 6515.4446 | 63909.2984 | 9.8089
5037 | AR | CO | 2022 | 11614.4882 | 126853.3531 | 10.922
5041 | AR | CO | 2022 | 13597.4496 | 141941.6374 | 10.4388
5043 | AR | CO | 2022 | 4694.3576 | 54104.4538 | 11.5254
5035 | AR | RI | 2022 | 9712.464 | 81782.6376 | 8.4204
5037 | AR | RI | 2022 | 21893.5126 | 188830.3496 | 8.6249
5041 | AR | RI | 2022 | 8215.1258 | 69989.2456 | 8.5196
5043 | AR | RI | 2022 | 3702.8769 | 30753.5376 | 8.3053
5055 | AR | RI | 2022 | 25050.0634 | 204071.0408 | 8.1465
5067 | AR | RI | 2022 | 33022.3776 | 259454.624 | 7.8569
5069 | AR | WH | 2022 | 4694.3576 | 17254.6397 | 3.6756
5115 | AR | SB | 2022 | 3277.9566 | 9661.5096 | 2.9474
5075 | AR | WH | 2022 | 137.5932 | 381.0173 | 2.7692
5077 | AR | WH | 2022 | 3140.3634 | 10913.4235 | 3.4752
5079 | AR | WH | 2022 | 1282.8546 | 4871.5781 | 3.7975
5095 | AR | WH | 2022 | 2148.8827 | 7756.4232 | 3.6095
5998 | AR | WH | 2022 | 22120.1368 | 76040.1629 | 3.4376
5147 | AR | RI | 2022 | 21043.672 | 177626.6272 | 8.4409
5017 | AR | RI | 2022 | 7729.5026 | 65680.1216 | 8.4973
5021 | AR | RI | 2022 | 24847.7204 | 211918.1824 | 8.5287
5073 | AR | CO | 2022 | 4208.7344 | 39549.5937 | 9.397
5075 | AR | CO | 2022 | 3884.9856 | 39193.9775 | 10.0886
5077 | AR | CO | 2022 | 15701.8168 | 177808.064 | 11.324
5079 | AR | CO | 2022 | 6515.4446 | 76025.6479 | 11.6685
5085 | AR | CO | 2022 | 15256.6622 | 164320.0523 | 10.7704
5093 | AR | CO | 2022 | 6920.1306 | 75797.0376 | 10.9531
5095 | AR | CO | 2022 | 10036.2128 | 106024.4084 | 10.5642
5998 | AR | CO | 2022 | 32269.6616 | 331205.6209 | 10.2637
5067 | AR | WH | 2022 | 3431.7373 | 12764.0789 | 3.7194
5107 | AR | SB | 2022 | 81341.886 | 302799.8755 | 3.7226
5111 | AR | SB | 2022 | 79480.3304 | 262847.4922 | 3.3071
5117 | AR | SB | 2022 | 40387.6628 | 137438.376 | 3.403
5119 | AR | SB | 2022 | 6879.662 | 16465.3896 | 2.3933
5123 | AR | SB | 2022 | 59812.5908 | 209151.2712 | 3.4968
5145 | AR | SB | 2022 | 12302.4544 | 30100.3651 | 2.4467
5147 | AR | SB | 2022 | 48238.5712 | 130090.1856 | 2.6968
5149 | AR | SB | 2022 | 2703.3025 | 6286.7851 | 2.3256
5017 | AR | SB | 2022 | 69079.9002 | 251117.603 | 3.6352
5021 | AR | SB | 2022 | 44920.146 | 165252.6374 | 3.6788
5003 | AR | RI | 2022 | 1889.8836 | 15803.1453 | 8.362
5035 | AR | WH | 2022 | 4451.546 | 17771.7346 | 3.9923
5037 | AR | WH | 2022 | 2638.5527 | 10287.4666 | 3.8989
5041 | AR | WH | 2022 | 2144.8358 | 6776.6645 | 3.1595
5055 | AR | WH | 2022 | 1428.5416 | 3946.2504 | 2.7624
5001 | AR | SB | 2022 | 69322.7118 | 260860.7592 | 3.763
5063 | AR | SB | 2022 | 9186.3722 | 26507.9165 | 2.8856
5067 | AR | SB | 2022 | 43018.1218 | 111066.5371 | 2.5819
5111 | AR | WH | 2022 | 2383.6005 | 9498.2165 | 3.9848
5117 | AR | WH | 2022 | 441.1077 | 1464.195 | 3.3194
5123 | AR | WH | 2022 | 2108.4141 | 8681.7509 | 4.1177
5145 | AR | WH | 2022 | 720.3411 | 2280.6606 | 3.1661
5021 | AR | WH | 2022 | 1052.1836 | 3265.8624 | 3.1039
5029 | AR | SB | 2022 | 6434.5074 | 13852.6997 | 2.1529
5003 | AR | SB | 2022 | 21205.5464 | 85130.1466 | 4.0145
5031 | AR | SB | 2022 | 38080.9526 | 119095.1155 | 3.1274
5035 | AR | SB | 2022 | 88221.548 | 315455.0923 | 3.5757
5037 | AR | SB | 2022 | 65478.1948 | 228528.7214 | 3.4901
5041 | AR | SB | 2022 | 64021.3252 | 252968.2584 | 3.9513
5043 | AR | SB | 2022 | 11857.2998 | 49368.9533 | 4.1636
5045 | AR | SB | 2022 | 2666.8807 | 7157.6818 | 2.6839
5055 | AR | SB | 2022 | 29461.1408 | 103010.7432 | 3.4965
5147 | AR | CO | 2022 | 7324.8166 | 69700.7611 | 9.5157
5149 | AR | CO | 2022 | 752.716 | 6807.5087 | 9.0439
5017 | AR | CO | 2022 | 11735.894 | 130612.7236 | 11.1293
5021 | AR | CO | 2022 | 12585.7346 | 154997.8295 | 12.3154
5033 | AR | WH | 2022 | 509.9044 | 1534.9553 | 3.0103
5001 | AR | CO | 2022 | 21812.5754 | 257237.4663 | 11.7931
5107 | AR | CO | 2022 | 11857.2998 | 126827.9519 | 10.6962
5111 | AR | CO | 2022 | 10805.1162 | 115702.2474 | 10.7081
5117 | AR | CO | 2022 | 11169.3336 | 132085.9904 | 11.8258
5123 | AR | CO | 2022 | 10319.493 | 116921.5027 | 11.3302
5145 | AR | CO | 2022 | 2942.0672 | 30201.9697 | 10.2656
5069 | AR | SB | 2022 | 42127.8126 | 163129.8269 | 3.8723
5075 | AR | SB | 2022 | 26466.4644 | 86681.4312 | 3.2751
5077 | AR | SB | 2022 | 53094.8032 | 206021.4864 | 3.8803
5079 | AR | SB | 2022 | 26142.7156 | 106902.5626 | 4.0892
5081 | AR | SB | 2022 | 4168.2658 | 8763.3974 | 2.1024
5085 | AR | SB | 2022 | 35814.711 | 119476.1328 | 3.336
5093 | AR | SB | 2022 | 112502.708 | 448375.692 | 3.9855
5095 | AR | SB | 2022 | 36219.397 | 107664.5971 | 2.9726
5998 | AR | SB | 2022 | 36798.098 | 102520.8638 | 2.786
5107 | AR | WH | 2022 | 5867.947 | 20874.3038 | 3.5573
5001 | AR | RI | 2022 | 26425.9958 | 230424.736 | 8.7196
5107 | AR | RI | 2022 | 7931.8456 | 67131.616 | 8.4636
5111 | AR | RI | 2022 | 33791.281 | 260996.8368 | 7.7238
5117 | AR | RI | 2022 | 20922.2662 | 177309.1128 | 8.4747
5123 | AR | RI | 2022 | 12949.952 | 105823.0136 | 8.1717
6101 | CA | CO | 2022 | 153.7807 | 1305.6192 | 8.4901
6101 | CA | RI | 2022 | 20234.3 | 191642.62 | 9.4712
6011 | CA | RI | 2022 | 8215.1258 | 76611.6888 | 9.3257
6101 | CA | WH | 2022 | 1375.9324 | 9035.5526 | 6.5669
6025 | CA | WH | 2022 | 9833.8698 | 77564.232 | 7.8875
6113 | CA | WH | 2022 | 3965.9228 | 23949.6576 | 6.0389
6029 | CA | WH | 2022 | 242.8116 | 1907.808 | 7.8572
6998 | CA | CO | 2022 | 6608.5224 | 74222.1661 | 11.2313
6007 | CA | RI | 2022 | 34843.4646 | 359743.8152 | 10.3246
6998 | CA | WH | 2022 | 23916.9426 | 115037.2815 | 4.8099
6093 | CA | BA | 2022 | 692.0131 | 3004.5934 | 4.3418
6031 | CA | WH | 2022 | 1173.5894 | 7320.9749 | 6.2381
6998 | CA | RI | 2022 | 30027.7012 | 288484.512 | 9.6073
6998 | CA | BA | 2022 | 5103.0905 | 17156.6638 | 3.362
6067 | CA | CO | 2022 | 959.1058 | 11278.1115 | 11.759
6021 | CA | RI | 2022 | 8660.2804 | 86091.7616 | 9.941
6077 | CA | WH | 2022 | 1982.9614 | 9035.5526 | 4.5566
6025 | CA | CO | 2022 | 372.3111 | 3114.1812 | 8.3645
6079 | CA | BA | 2022 | 1893.9305 | 3004.5934 | 1.5864
8099 | CO | WH | 2022 | 26952.0876 | 33175.7189 | 1.2309
8998 | CO | WH | 2022 | 140790.2594 | 266396.396 | 1.8922
8061 | CO | CO | 2022 | 5746.5412 | 14427.8543 | 2.5107
8029 | CO | CO | 2022 | 1031.9493 | 15240.6912 | 14.7688
8121 | CO | WH | 2022 | 78063.9294 | 96587.8805 | 1.2373
8021 | CO | BA | 2022 | 2104.3672 | 13237.6289 | 6.2906
8123 | CO | BA | 2022 | 1359.745 | 5486.6488 | 4.0351
8023 | CO | BA | 2022 | 1335.4638 | 9645.1803 | 7.2223
8087 | CO | WH | 2022 | 10562.3046 | 19840.1141 | 1.8784
8001 | CO | CO | 2022 | 3921.4073 | 12065.5472 | 3.0768
8125 | CO | WH | 2022 | 38445.17 | 94383.4234 | 2.455
8121 | CO | CO | 2022 | 32496.2858 | 89945.4792 | 2.7679
8017 | CO | CO | 2022 | 21610.2324 | 51132.519 | 2.3661
8998 | CO | SG | 2022 | 112692.9104 | 141641.9038 | 1.2569
8073 | CO | WH | 2022 | 32739.0974 | 51083.531 | 1.5603
8011 | CO | CO | 2022 | 1477.1039 | 12446.5645 | 8.4263
8123 | CO | CO | 2022 | 32496.2858 | 264146.5796 | 8.1285
8095 | CO | WH | 2022 | 32577.223 | 46674.6168 | 1.4327
8075 | CO | WH | 2022 | 32536.7544 | 52525.9536 | 1.6144
8101 | CO | CO | 2022 | 801.2783 | 9881.0481 | 12.3316
8001 | CO | SG | 2022 | 3545.0494 | 3098.9405 | 0.87416
8115 | CO | CO | 2022 | 16066.0342 | 134626.1056 | 8.3795
8125 | CO | CO | 2022 | 80937.2 | 1018484.5906 | 12.5836
8077 | CO | CO | 2022 | 692.0131 | 10211.2631 | 14.7559
8039 | CO | WH | 2022 | 9307.778 | 15022.967 | 1.614
8001 | CO | WH | 2022 | 31970.194 | 42619.5043 | 1.3331
8998 | CO | BA | 2022 | 5345.9021 | 25125.3681 | 4.6999
8061 | CO | SG | 2022 | 29339.735 | 37949.3211 | 1.2934
8087 | CO | CO | 2022 | 19263.0536 | 167698.4055 | 8.7057
8073 | CO | SG | 2022 | 6920.1306 | 8687.194 | 1.2554
8063 | CO | CO | 2022 | 81139.543 | 433750.0716 | 5.3457
8069 | CO | CO | 2022 | 635.357 | 7620.3456 | 11.9938
8089 | CO | CO | 2022 | 1966.774 | 18822.2536 | 9.5701
8123 | CO | SG | 2022 | 1282.8546 | 1671.3958 | 1.3029
8075 | CO | CO | 2022 | 27113.962 | 227213.3046 | 8.3799
8005 | CO | WH | 2022 | 7972.3142 | 5524.7506 | 0.69299
8109 | CO | BA | 2022 | 2420.0223 | 16721.2155 | 6.9095
8998 | CO | CO | 2022 | 37065.1907 | 199043.4271 | 5.3701
8105 | CO | BA | 2022 | 3621.9397 | 26453.4854 | 7.3037
8069 | CO | WH | 2022 | 1335.4638 | 2547.3727 | 1.9075
8063 | CO | WH | 2022 | 72479.2626 | 154693.0157 | 2.1343
8061 | CO | WH | 2022 | 57667.755 | 88777.0262 | 1.5395
8095 | CO | CO | 2022 | 28085.2084 | 294577.1597 | 10.4887
8033 | CO | WH | 2022 | 5301.3866 | 3102.5693 | 0.58524
10003 | DE | CO | 2022 | 6070.29 | 59184.6842 | 9.7499
10001 | DE | SB | 2022 | 24969.1262 | 76747.7664 | 3.0737
10003 | DE | SB | 2022 | 8579.3432 | 21282.5366 | 2.4807
10005 | DE | CO | 2022 | 37595.3294 | 397350.2207 | 10.5691
10005 | DE | SB | 2022 | 30391.9186 | 86871.9398 | 2.8584
10001 | DE | CO | 2022 | 19465.3966 | 217103.6461 | 11.1533
13107 | GA | CO | 2022 | 752.716 | 7620.3456 | 10.1238
13011 | GA | CO | 2022 | 169.9681 | 1153.2123 | 6.7849
13277 | GA | CO | 2022 | 1290.9483 | 14732.6682 | 11.4123
13119 | GA | CO | 2022 | 214.4836 | 1582.4918 | 7.3781
13273 | GA | CO | 2022 | 6677.319 | 79302.3965 | 11.8764
13275 | GA | CO | 2022 | 1193.8237 | 13005.3898 | 10.8939
13243 | GA | SB | 2022 | 2687.115 | 7565.9146 | 2.8156
13019 | GA | CO | 2022 | 2832.802 | 27103.0292 | 9.5676
13017 | GA | CO | 2022 | 1541.8537 | 18187.2248 | 11.7957
13129 | GA | CO | 2022 | 1246.4329 | 10389.0712 | 8.335
13225 | GA | SB | 2022 | 752.716 | 1970.4036 | 2.6177
13167 | GA | CO | 2022 | 793.1846 | 5105.6316 | 6.4369
13197 | GA | SB | 2022 | 323.7488 | 898.1122 | 2.7741
13007 | GA | CO | 2022 | 3808.0953 | 44655.2252 | 11.7264
13131 | GA | CO | 2022 | 3168.6914 | 31141.8124 | 9.828
13193 | GA | CO | 2022 | 3346.7532 | 42750.1388 | 12.7736
13201 | GA | CO | 2022 | 6677.319 | 83341.1797 | 12.4812
13251 | GA | CO | 2022 | 2573.803 | 25629.7624 | 9.9579
13269 | GA | CO | 2022 | 356.1237 | 2344.5263 | 6.5835
13139 | GA | CO | 2022 | 348.03 | 2199.7398 | 6.3205
13161 | GA | CO | 2022 | 1469.0102 | 16536.15 | 11.2567
13321 | GA | CO | 2022 | 2071.9923 | 25883.7739 | 12.4922
13005 | GA | CO | 2022 | 1153.3551 | 9576.2343 | 8.3029
13055 | GA | CO | 2022 | 679.8725 | 6731.3053 | 9.9008
13061 | GA | CO | 2022 | 764.8565 | 8102.9675 | 10.5941
13069 | GA | CO | 2022 | 2521.1938 | 25274.1462 | 10.0247
13205 | GA | CO | 2022 | 4492.0146 | 60226.1314 | 13.4074
13147 | GA | CO | 2022 | 748.6691 | 3398.6741 | 4.5396
13033 | GA | CO | 2022 | 8093.72 | 94314.4774 | 11.6528
13033 | GA | SB | 2022 | 1299.0421 | 3347.509 | 2.5769
13283 | GA | CO | 2022 | 258.999 | 3307.23 | 12.7693
13085 | GA | CO | 2022 | 72.8435 | 436.8998 | 5.9978
13225 | GA | CO | 2022 | 615.1227 | 4795.7375 | 7.7964
13229 | GA | CO | 2022 | 2302.6633 | 19762.0963 | 8.5823
13023 | GA | CO | 2022 | 1691.5875 | 21819.5896 | 12.8989
13233 | GA | CO | 2022 | 400.6391 | 2242.9217 | 5.5984
13155 | GA | CO | 2022 | 3524.8151 | 40210.0236 | 11.4077
13025 | GA | CO | 2022 | 218.5304 | 1214.1751 | 5.5561
13998 | GA | SB | 2022 | 41621.9551 | 112334.7804 | 2.6989
13253 | GA | CO | 2022 | 4815.7634 | 57889.2254 | 12.0208
13037 | GA | CO | 2022 | 4010.4383 | 56492.162 | 14.0863
13045 | GA | CO | 2022 | 101.1715 | 711.2323 | 7.03
13129 | GA | SB | 2022 | 1651.1189 | 4898.7936 | 2.967
13131 | GA | SB | 2022 | 1254.5266 | 4408.9142 | 3.5144
13211 | GA | CO | 2022 | 825.5594 | 3279.2887 | 3.9722
13175 | GA | SB | 2022 | 2804.474 | 6749.449 | 2.4067
13261 | GA | CO | 2022 | 7486.691 | 80928.0703 | 10.8096
13153 | GA | SB | 2022 | 594.8884 | 1997.6192 | 3.358
13269 | GA | SB | 2022 | 951.0121 | 2389.5227 | 2.5126
13015 | GA | CO | 2022 | 720.3411 | 9017.409 | 12.5182
13273 | GA | SB | 2022 | 1169.5425 | 3864.6038 | 3.3044
13001 | GA | SB | 2022 | 687.9662 | 1744.5148 | 2.5358
13105 | GA | SB | 2022 | 675.8256 | 1445.1441 | 2.1383
13069 | GA | SB | 2022 | 768.9034 | 2378.6364 | 3.0935
13241 | GA | CO | 2022 | 72.8435 | 355.6161 | 4.8819
13243 | GA | CO | 2022 | 4572.9518 | 55730.1275 | 12.1869
13075 | GA | SB | 2022 | 736.5285 | 2394.9658 | 3.2517
13107 | GA | SB | 2022 | 1303.0889 | 2748.7675 | 2.1094
13091 | GA | CO | 2022 | 857.9343 | 10592.2804 | 12.3463
13027 | GA | SB | 2022 | 3403.4093 | 10940.639 | 3.2146
13275 | GA | SB | 2022 | 712.2474 | 2495.6632 | 3.5039
13998 | GA | CO | 2022 | 55794.0588 | 587152.7087 | 10.5236
13161 | GA | SB | 2022 | 542.2792 | 1728.1855 | 3.1869
13099 | GA | CO | 2022 | 3613.846 | 46001.4863 | 12.7292
13299 | GA | CO | 2022 | 667.7319 | 4015.9221 | 6.0143
13297 | GA | CO | 2022 | 145.687 | 708.6921 | 4.8645
16019 | ID | BA | 2022 | 26021.3098 | 149990.1738 | 5.7641
16021 | ID | BA | 2022 | 857.9343 | 4463.3453 | 5.2024
16041 | ID | BA | 2022 | 1384.0261 | 6749.449 | 4.8767
16031 | ID | BA | 2022 | 13233.2322 | 115785.7083 | 8.7496
16005 | ID | BA | 2022 | 1088.6053 | 4419.8004 | 4.0601
16051 | ID | BA | 2022 | 20436.643 | 129632.9649 | 6.3432
16053 | ID | BA | 2022 | 10602.7732 | 88308.9193 | 8.3289
16057 | ID | BA | 2022 | 2589.9904 | 10341.8976 | 3.993
16047 | ID | BA | 2022 | 607.029 | 5617.2833 | 9.2537
16049 | ID | BA | 2022 | 2185.3044 | 7141.3524 | 3.2679
16011 | ID | BA | 2022 | 9024.4978 | 59242.7439 | 6.5647
16013 | ID | BA | 2022 | 4330.1402 | 27389.6993 | 6.3254
16007 | ID | BA | 2022 | 1428.5416 | 4550.4349 | 3.1854
16063 | ID | BA | 2022 | 3771.6735 | 34879.4104 | 9.2477
16065 | ID | BA | 2022 | 18129.9328 | 97758.1478 | 5.3921
16998 | ID | BA | 2022 | 50925.6862 | 220972.6045 | 4.3391
16019 | ID | WH | 2022 | 19020.242 | 81755.4221 | 4.2983
16021 | ID | WH | 2022 | 3520.7682 | 24630.0456 | 6.9956
16025 | ID | WH | 2022 | 1497.3382 | 5443.104 | 3.6352
16027 | ID | WH | 2022 | 11719.7066 | 102575.2949 | 8.7524
16029 | ID | WH | 2022 | 15661.3482 | 52281.0139 | 3.3382
16031 | ID | WH | 2022 | 15459.0052 | 93757.4664 | 6.0649
16033 | ID | WH | 2022 | 2343.1319 | 15512.8464 | 6.6206
16041 | ID | WH | 2022 | 5418.7455 | 24194.5973 | 4.465
16045 | ID | WH | 2022 | 647.4976 | 5606.3971 | 8.6586
16047 | ID | WH | 2022 | 566.5604 | 5742.4747 | 10.1357
16049 | ID | WH | 2022 | 30108.6384 | 146610.0062 | 4.8694
16005 | ID | WH | 2022 | 5220.4494 | 28603.5115 | 5.4791
16067 | ID | BA | 2022 | 17118.2178 | 151296.5188 | 8.8383
16055 | ID | WH | 2022 | 3884.9856 | 17717.3035 | 4.5605
16057 | ID | WH | 2022 | 32415.3486 | 195325.787 | 6.0257
16061 | ID | WH | 2022 | 26345.0586 | 120129.3053 | 4.5598
16063 | ID | WH | 2022 | 1541.8537 | 13689.4066 | 8.8785
16027 | ID | BA | 2022 | 226.6242 | 1715.6664 | 7.5705
16029 | ID | BA | 2022 | 22217.2614 | 83671.3947 | 3.7661
16087 | ID | BA | 2022 | 210.4367 | 1110.3932 | 5.2766
16011 | ID | WH | 2022 | 47429.1992 | 366810.7786 | 7.7339
16075 | ID | WH | 2022 | 1618.744 | 15077.3981 | 9.3143
16083 | ID | WH | 2022 | 8174.6572 | 82272.517 | 10.0643
16087 | ID | WH | 2022 | 1578.2754 | 10812.7261 | 6.851
16998 | ID | WH | 2022 | 135666.9346 | 734729.2288 | 5.4157
16039 | ID | CO | 2022 | 7001.0678 | 108666.1283 | 15.5214
16041 | ID | CO | 2022 | 153.7807 | 1745.0591 | 11.3477
16045 | ID | CO | 2022 | 1335.4638 | 19508.0847 | 14.6077
16047 | ID | CO | 2022 | 2711.3962 | 36882.4727 | 13.6028
16053 | ID | CO | 2022 | 1902.0242 | 24969.3324 | 13.1278
16063 | ID | CO | 2022 | 991.4807 | 12598.9714 | 12.7072
16075 | ID | CO | 2022 | 1307.1358 | 16612.3534 | 12.709
16077 | ID | CO | 2022 | 1497.3382 | 19711.294 | 13.1642
16083 | ID | CO | 2022 | 2792.3334 | 37263.49 | 13.3449
16051 | ID | WH | 2022 | 8984.0292 | 58377.2904 | 6.4979
16053 | ID | WH | 2022 | 2031.5237 | 18179.9674 | 8.9489
16065 | ID | WH | 2022 | 17826.4183 | 124075.5557 | 6.9602
16027 | ID | CO | 2022 | 6313.1016 | 87176.7537 | 13.8089
16069 | ID | WH | 2022 | 31970.194 | 170940.6811 | 5.3469
16011 | ID | CO | 2022 | 2144.8358 | 23394.461 | 10.9073
16001 | ID | CO | 2022 | 951.0121 | 12979.9887 | 13.6486
16083 | ID | BA | 2022 | 12140.58 | 100000.7067 | 8.2369
16998 | ID | CO | 2022 | 7498.8316 | 91908.9883 | 12.2564
16087 | ID | CO | 2022 | 1116.9334 | 16205.935 | 14.5093
16073 | ID | CO | 2022 | 4775.2948 | 66474.8148 | 13.9206
16001 | ID | WH | 2022 | 2363.3662 | 17826.1656 | 7.5427
17015 | IL | CO | 2022 | 49493.0978 | 708920.7512 | 14.3236
17147 | IL | CO | 2022 | 49047.9432 | 677601.1308 | 13.8151
17119 | IL | CO | 2022 | 40306.7256 | 508023.04 | 12.6039
17117 | IL | CO | 2022 | 66166.161 | 868821.003 | 13.1309
17133 | IL | CO | 2022 | 18413.213 | 197646.3637 | 10.7339
17013 | IL | CO | 2022 | 5908.4156 | 68913.3254 | 11.6636
17121 | IL | CO | 2022 | 31039.4162 | 378553.3683 | 12.1959
17131 | IL | CO | 2022 | 54227.924 | 771280.5793 | 14.2229
17129 | IL | CO | 2022 | 28854.1118 | 415283.434 | 14.3925
17135 | IL | CO | 2022 | 62362.1126 | 836891.7549 | 13.4199
17059 | IL | CO | 2022 | 21731.6382 | 249210.7023 | 11.4676
17055 | IL | CO | 2022 | 13799.7926 | 152533.9178 | 11.0533
17057 | IL | CO | 2022 | 52649.6486 | 702240.2482 | 13.338
17139 | IL | CO | 2022 | 33993.624 | 449143.1697 | 13.2126
17061 | IL | CO | 2022 | 40954.2232 | 533144.7793 | 13.0181
17137 | IL | CO | 2022 | 50666.6872 | 693603.8565 | 13.6895
17007 | IL | CO | 2022 | 27275.8364 | 358156.2432 | 13.1309
17071 | IL | CO | 2022 | 36705.0202 | 507311.8077 | 13.8213
17073 | IL | CO | 2022 | 86602.804 | 1260582.9703 | 14.5559
17075 | IL | CO | 2022 | 123429.23 | 1645537.4289 | 13.3318
17077 | IL | CO | 2022 | 12140.58 | 133279.8445 | 10.978
17123 | IL | CO | 2022 | 36381.2714 | 506270.3605 | 13.9157
17141 | IL | CO | 2022 | 80532.514 | 1186360.8042 | 14.7315
17127 | IL | CO | 2022 | 9550.5896 | 102392.0437 | 10.721
17087 | IL | CO | 2022 | 2343.1319 | 24715.3209 | 10.548
17089 | IL | CO | 2022 | 27680.5224 | 373549.3413 | 13.495
17009 | IL | CO | 2022 | 13395.1066 | 169425.6838 | 12.6483
17091 | IL | CO | 2022 | 69970.2094 | 920105.9289 | 13.15
17093 | IL | CO | 2022 | 27923.334 | 387824.7887 | 13.8889
17125 | IL | CO | 2022 | 45486.7064 | 627840.274 | 13.8027
17143 | IL | CO | 2022 | 40306.7256 | 567969.7587 | 14.0912
17145 | IL | CO | 2022 | 16996.812 | 172143.6071 | 10.128
17113 | IL | SB | 2022 | 124643.288 | 576588.0067 | 4.6259
17115 | IL | SB | 2022 | 55077.7646 | 273352.6829 | 4.963
17117 | IL | SB | 2022 | 73207.6974 | 320517.179 | 4.3782
17153 | IL | CO | 2022 | 5584.6668 | 61623.1948 | 11.0344
17097 | IL | CO | 2022 | 3035.145 | 36018.8335 | 11.8673
17161 | IL | CO | 2022 | 26506.933 | 373015.9171 | 14.0724
17163 | IL | CO | 2022 | 35733.7738 | 415613.649 | 11.6308
17165 | IL | CO | 2022 | 17118.2178 | 194166.4059 | 11.3427
17167 | IL | CO | 2022 | 76445.1854 | 1109852.5343 | 14.5183
17169 | IL | CO | 2022 | 23431.3194 | 290182.7604 | 12.3844
17079 | IL | CO | 2022 | 37190.6434 | 475280.9551 | 12.7796
17081 | IL | CO | 2022 | 19060.7106 | 194293.4116 | 10.1934
17083 | IL | CO | 2022 | 21367.4208 | 276415.3361 | 12.9363
17085 | IL | CO | 2022 | 35410.025 | 468549.6498 | 13.2321
17175 | IL | CO | 2022 | 34276.9042 | 517650.0766 | 15.102
17177 | IL | CO | 2022 | 61026.6488 | 803260.6297 | 13.1625
17179 | IL | CO | 2022 | 55401.5134 | 799450.4569 | 14.4301
17181 | IL | CO | 2022 | 4451.546 | 46560.3116 | 10.4594
17183 | IL | CO | 2022 | 85995.775 | 1178867.4643 | 13.7084
17185 | IL | CO | 2022 | 19141.6478 | 218424.506 | 11.411
17187 | IL | CO | 2022 | 58193.8468 | 772169.6196 | 13.2689
17189 | IL | CO | 2022 | 41116.0976 | 476932.03 | 11.5996
17019 | IL | CO | 2022 | 107039.447 | 1472047.5607 | 13.7524
17191 | IL | CO | 2022 | 46336.547 | 549706.3304 | 11.8633
17193 | IL | CO | 2022 | 33184.252 | 396156.3666 | 11.9381
17195 | IL | CO | 2022 | 83770.002 | 1155727.0148 | 13.7964
17197 | IL | CO | 2022 | 35450.4936 | 462377.1699 | 13.0429
17199 | IL | CO | 2022 | 7567.6282 | 82325.1336 | 10.8786
17201 | IL | CO | 2022 | 33993.624 | 440608.3826 | 12.9615
17203 | IL | CO | 2022 | 49654.9722 | 734601.3158 | 14.7941
17021 | IL | CO | 2022 | 73693.3206 | 1045130.399 | 14.1822
17023 | IL | CO | 2022 | 35976.5854 | 467660.6095 | 12.999
17025 | IL | CO | 2022 | 28085.2084 | 359096.0858 | 12.786
17027 | IL | CO | 2022 | 38647.513 | 476678.0184 | 12.334
17003 | IL | CO | 2022 | 1914.1648 | 19482.6836 | 10.1782
17017 | IL | CO | 2022 | 31444.1022 | 424148.4361 | 13.489
17171 | IL | CO | 2022 | 20072.4256 | 261682.6679 | 13.0369
17173 | IL | CO | 2022 | 68918.0258 | 927878.6814 | 13.4635
17039 | IL | CO | 2022 | 40711.4116 | 595148.9914 | 14.6187
17041 | IL | CO | 2022 | 43099.059 | 568096.7645 | 13.1812
17043 | IL | CO | 2022 | 635.357 | 7366.3341 | 11.594
17045 | IL | CO | 2022 | 61552.7406 | 818679.129 | 13.3004
17047 | IL | CO | 2022 | 16308.8458 | 183751.9336 | 11.267
17049 | IL | CO | 2022 | 33103.3148 | 458998.8166 | 13.8656
17005 | IL | CO | 2022 | 28125.677 | 349189.6365 | 12.4153
17053 | IL | CO | 2022 | 54592.1414 | 762415.5773 | 13.9657
17001 | IL | SB | 2022 | 58679.47 | 241510.5245 | 4.1158
17101 | IL | SB | 2022 | 36421.74 | 142065.0144 | 3.9006
17103 | IL | SB | 2022 | 57060.726 | 256342.9829 | 4.4925
17105 | IL | SB | 2022 | 114121.452 | 487348.3166 | 4.2704
17107 | IL | SB | 2022 | 61714.615 | 298009.944 | 4.8288
17109 | IL | SB | 2022 | 49614.5036 | 221207.7466 | 4.4585
17011 | IL | SB | 2022 | 70010.678 | 317822.8426 | 4.5396
17173 | IL | WH | 2022 | 2654.7402 | 14043.2083 | 5.2899
17177 | IL | WH | 2022 | 1080.5116 | 6586.1558 | 6.0954
17179 | IL | WH | 2022 | 1355.6981 | 8246.3026 | 6.0827
17119 | IL | SB | 2022 | 47550.605 | 190590.2866 | 4.0082
17121 | IL | SB | 2022 | 41925.4696 | 153087.3 | 3.6514
17155 | IL | CO | 2022 | 12423.8602 | 168587.4458 | 13.5697
17157 | IL | CO | 2022 | 23512.2566 | 253249.4854 | 10.771
17189 | IL | WH | 2022 | 21933.9812 | 125000.8834 | 5.699
17019 | IL | WH | 2022 | 1222.1517 | 6504.5093 | 5.3222
17191 | IL | WH | 2022 | 7486.691 | 36795.383 | 4.9148
17193 | IL | WH | 2022 | 2513.1001 | 13988.7773 | 5.5663
17197 | IL | WH | 2022 | 1137.1677 | 5987.4144 | 5.2652
17201 | IL | WH | 2022 | 1290.9483 | 7048.8197 | 5.4602
17023 | IL | WH | 2022 | 1327.3701 | 8300.7336 | 6.2535
17025 | IL | WH | 2022 | 5746.5412 | 33012.4258 | 5.7447
17027 | IL | WH | 2022 | 11169.3336 | 60608.963 | 5.4264
17003 | IL | WH | 2022 | 627.2633 | 3048.1382 | 4.8594
17033 | IL | WH | 2022 | 2339.0851 | 12628.0013 | 5.3987
17037 | IL | WH | 2022 | 2371.46 | 11648.2426 | 4.9118
17041 | IL | WH | 2022 | 408.7329 | 2427.6244 | 5.9394
17045 | IL | WH | 2022 | 489.6701 | 2373.1933 | 4.8465
17047 | IL | WH | 2022 | 1849.415 | 8872.2595 | 4.7973
17049 | IL | WH | 2022 | 2642.5996 | 13907.1307 | 5.2627
17005 | IL | WH | 2022 | 3646.2209 | 18207.1829 | 4.9934
17055 | IL | WH | 2022 | 6717.7876 | 33393.443 | 4.9709
17057 | IL | WH | 2022 | 453.2483 | 2457.5615 | 5.4221
17059 | IL | WH | 2022 | 2330.9914 | 15267.9067 | 6.55
17061 | IL | WH | 2022 | 833.6532 | 4735.5005 | 5.6804
17033 | IL | CO | 2022 | 31282.2278 | 417442.532 | 13.3444
17035 | IL | CO | 2022 | 24362.0972 | 340070.623 | 13.959
17037 | IL | CO | 2022 | 73855.195 | 1038856.3145 | 14.0661
17117 | IL | WH | 2022 | 3719.0643 | 15893.8637 | 4.2736
17119 | IL | WH | 2022 | 5908.4156 | 31025.6928 | 5.2511
17121 | IL | WH | 2022 | 5544.1982 | 31107.3394 | 5.6108
17123 | IL | WH | 2022 | 210.4367 | 1020.582 | 4.8498
17125 | IL | WH | 2022 | 833.6532 | 3728.5262 | 4.4725
17129 | IL | WH | 2022 | 485.6232 | 2857.6296 | 5.8845
17013 | IL | WH | 2022 | 942.9184 | 4926.0091 | 5.2242
17131 | IL | WH | 2022 | 68.7966 | 375.5742 | 5.4592
17133 | IL | WH | 2022 | 9793.4012 | 46293.5995 | 4.727
17135 | IL | WH | 2022 | 3532.9088 | 18424.907 | 5.2152
17141 | IL | WH | 2022 | 1598.5097 | 10505.1907 | 6.5719
17143 | IL | WH | 2022 | 457.2952 | 2299.7114 | 5.0289
17145 | IL | WH | 2022 | 12181.0486 | 62105.8166 | 5.0986
17147 | IL | WH | 2022 | 558.4667 | 3129.7848 | 5.6042
17015 | IL | WH | 2022 | 667.7319 | 3755.7418 | 5.6246
17053 | IL | SB | 2022 | 54268.3926 | 243415.6109 | 4.4854
17157 | IL | WH | 2022 | 13111.8264 | 69835.0243 | 5.3261
17159 | IL | WH | 2022 | 3322.4721 | 17935.0277 | 5.3981
17163 | IL | WH | 2022 | 8660.2804 | 48933.505 | 5.6503
17169 | IL | WH | 2022 | 348.03 | 1665.5898 | 4.7858
17007 | IL | SB | 2022 | 20396.1744 | 85320.6552 | 4.1832
17071 | IL | SB | 2022 | 24281.16 | 109732.9766 | 4.5193
17073 | IL | SB | 2022 | 74017.0694 | 332519.2234 | 4.4925
17075 | IL | SB | 2022 | 120798.771 | 518292.3629 | 4.2905
17185 | IL | WH | 2022 | 1744.1967 | 9198.8458 | 5.274
17125 | IL | SB | 2022 | 39942.5082 | 168164.6981 | 4.2102
17127 | IL | SB | 2022 | 14690.1018 | 49396.1688 | 3.3625
17129 | IL | SB | 2022 | 28044.7398 | 128049.0216 | 4.5659
17013 | IL | SB | 2022 | 10643.2418 | 41340.3749 | 3.8842
17131 | IL | SB | 2022 | 43341.8706 | 189474.4502 | 4.3716
17133 | IL | SB | 2022 | 35248.1506 | 125871.78 | 3.571
17135 | IL | SB | 2022 | 64547.417 | 297792.2198 | 4.6135
17137 | IL | SB | 2022 | 49574.035 | 233373.084 | 4.7076
17139 | IL | SB | 2022 | 32820.0346 | 145058.7216 | 4.4198
17141 | IL | SB | 2022 | 52447.3056 | 238435.1707 | 4.5462
17143 | IL | SB | 2022 | 35248.1506 | 151699.3085 | 4.3038
17145 | IL | SB | 2022 | 38971.2618 | 113733.6581 | 2.9184
17147 | IL | SB | 2022 | 48602.7886 | 242517.4987 | 4.9898
17015 | IL | SB | 2022 | 20193.8314 | 93566.9578 | 4.6334
17153 | IL | SB | 2022 | 18170.4014 | 65371.679 | 3.5977
17155 | IL | SB | 2022 | 10481.3674 | 45531.565 | 4.344
17157 | IL | SB | 2022 | 48602.7886 | 164408.9563 | 3.3827
17159 | IL | SB | 2022 | 34641.1216 | 130688.927 | 3.7727
17161 | IL | SB | 2022 | 20760.3918 | 92559.9835 | 4.4585
17163 | IL | SB | 2022 | 45972.3296 | 165715.3013 | 3.6047
17165 | IL | SB | 2022 | 25535.6866 | 90682.1126 | 3.5512
17167 | IL | SB | 2022 | 74340.8182 | 363463.2696 | 4.8891
17169 | IL | SB | 2022 | 25131.0006 | 106684.8384 | 4.2451
17017 | IL | SB | 2022 | 25252.4064 | 109705.7611 | 4.3444
17171 | IL | SB | 2022 | 21165.0778 | 102629.7259 | 4.849
17173 | IL | SB | 2022 | 70172.5524 | 316652.5752 | 4.5125
17067 | IL | WH | 2022 | 732.4817 | 3919.0349 | 5.3504
17071 | IL | WH | 2022 | 105.2184 | 500.7656 | 4.7593
17081 | IL | WH | 2022 | 7365.2852 | 36496.0123 | 4.9551
17083 | IL | WH | 2022 | 1428.5416 | 7484.268 | 5.2391
17085 | IL | WH | 2022 | 416.8266 | 2079.2657 | 4.9883
17089 | IL | WH | 2022 | 946.9652 | 5769.6902 | 6.0928
17009 | IL | WH | 2022 | 311.6082 | 1507.7398 | 4.8386
17095 | IL | WH | 2022 | 210.4367 | 1192.0398 | 5.6646
17099 | IL | WH | 2022 | 1432.5884 | 9062.7682 | 6.3261
17998 | IL | WH | 2022 | 35422.1656 | 182349.4271 | 5.1479
17001 | IL | CO | 2022 | 58841.3444 | 741764.4407 | 12.6062
17101 | IL | CO | 2022 | 26911.619 | 324499.7168 | 12.058
17103 | IL | CO | 2022 | 90649.664 | 1276814.3064 | 14.0852
17105 | IL | CO | 2022 | 117156.597 | 1569587.9844 | 13.3974
17063 | IL | CO | 2022 | 37554.8608 | 507743.6273 | 13.5201
17065 | IL | CO | 2022 | 26223.6528 | 281800.3803 | 10.746
17067 | IL | CO | 2022 | 65963.818 | 886881.2221 | 13.445
17113 | IL | CO | 2022 | 123631.573 | 1802999.1701 | 14.5836
17115 | IL | CO | 2022 | 56615.5714 | 826223.2711 | 14.5936
17041 | IL | SB | 2022 | 46174.6726 | 214267.789 | 4.6404
17045 | IL | SB | 2022 | 66368.504 | 303072.0307 | 4.5665
17047 | IL | SB | 2022 | 20679.4546 | 74407.2317 | 3.5981
17049 | IL | SB | 2022 | 39659.228 | 159755.1024 | 4.0282
17005 | IL | SB | 2022 | 33750.8124 | 133002.2462 | 3.9407
17099 | IL | SB | 2022 | 105218.36 | 464895.5126 | 4.4184
17998 | IL | SB | 2022 | 225491.0392 | 919313.0501 | 4.0769
17055 | IL | SB | 2022 | 34762.5274 | 109869.0542 | 3.1606
17057 | IL | SB | 2022 | 51637.9336 | 217043.772 | 4.2032
17059 | IL | SB | 2022 | 31970.194 | 118904.6069 | 3.7192
17061 | IL | SB | 2022 | 45567.6436 | 204089.1845 | 4.4788
17095 | IL | CO | 2022 | 59974.4652 | 862064.2966 | 14.3739
17063 | IL | SB | 2022 | 39254.542 | 166586.1979 | 4.2437
17065 | IL | SB | 2022 | 40266.257 | 135941.5224 | 3.3761
17099 | IL | CO | 2022 | 111288.65 | 1536769.696 | 13.8089
17998 | IL | CO | 2022 | 214851.8443 | 2747286.9957 | 12.7869
17067 | IL | SB | 2022 | 63535.702 | 288838.3138 | 4.5461
17021 | IL | SB | 2022 | 75069.253 | 350862.4838 | 4.6739
17023 | IL | SB | 2022 | 39092.6676 | 161170.3094 | 4.1228
17025 | IL | SB | 2022 | 43746.5566 | 168464.0688 | 3.8509
17027 | IL | SB | 2022 | 42127.8126 | 154693.0157 | 3.672
17077 | IL | SB | 2022 | 37109.7062 | 127531.9267 | 3.4366
17123 | IL | SB | 2022 | 34802.996 | 150039.1618 | 4.3111
17083 | IL | SB | 2022 | 23309.9136 | 99064.4928 | 4.2499
17085 | IL | SB | 2022 | 21084.1406 | 88722.5952 | 4.208
17087 | IL | SB | 2022 | 10117.15 | 30699.1066 | 3.0344
17089 | IL | SB | 2022 | 23876.474 | 103418.976 | 4.3314
17009 | IL | SB | 2022 | 15459.0052 | 66950.1792 | 4.3308
17091 | IL | SB | 2022 | 56049.011 | 225017.9194 | 4.0147
17095 | IL | SB | 2022 | 54066.0496 | 243606.1195 | 4.5057
17097 | IL | SB | 2022 | 3561.2368 | 13716.6221 | 3.8516
17001 | IL | WH | 2022 | 1954.6334 | 9579.863 | 4.9011
17105 | IL | WH | 2022 | 2132.6952 | 12328.6306 | 5.7808
17107 | IL | WH | 2022 | 489.6701 | 3374.7245 | 6.8918
17109 | IL | WH | 2022 | 141.6401 | 707.6035 | 4.9958
17011 | IL | WH | 2022 | 627.2633 | 4082.328 | 6.5082
17111 | IL | WH | 2022 | 1999.1488 | 11212.7942 | 5.6088
17115 | IL | WH | 2022 | 959.1058 | 5769.6902 | 6.0157
17175 | IL | SB | 2022 | 26709.276 | 127096.4784 | 4.7585
17177 | IL | SB | 2022 | 35693.3052 | 149549.2824 | 4.1898
17179 | IL | SB | 2022 | 50423.8756 | 240775.7054 | 4.775
17107 | IL | CO | 2022 | 71103.3302 | 1022472.5715 | 14.3801
17109 | IL | CO | 2022 | 54834.953 | 748597.3506 | 13.6518
17011 | IL | CO | 2022 | 97934.012 | 1383702.354 | 14.1289
17033 | IL | SB | 2022 | 38566.5758 | 160299.4128 | 4.1564
17035 | IL | SB | 2022 | 30958.479 | 139914.9883 | 4.5194
17037 | IL | SB | 2022 | 53054.3346 | 231549.6442 | 4.3644
17019 | IL | SB | 2022 | 106027.732 | 494859.8002 | 4.6673
17191 | IL | SB | 2022 | 64061.7938 | 242980.1626 | 3.7929
17193 | IL | SB | 2022 | 53378.0834 | 195652.3733 | 3.6654
17181 | IL | SB | 2022 | 13556.981 | 43762.5562 | 3.228
17073 | IL | WH | 2022 | 315.6551 | 1798.9459 | 5.6991
17075 | IL | WH | 2022 | 2076.0392 | 11049.5011 | 5.3224
17077 | IL | WH | 2022 | 7729.5026 | 39707.4437 | 5.1371
17079 | IL | WH | 2022 | 2509.0532 | 13934.3462 | 5.5536
17189 | IL | SB | 2022 | 61026.6488 | 207246.1848 | 3.396
17039 | IL | SB | 2022 | 40509.0686 | 185256.0446 | 4.5732
17199 | IL | SB | 2022 | 14771.039 | 45585.996 | 3.0862
17079 | IL | SB | 2022 | 49614.5036 | 186181.3723 | 3.7526
17195 | IL | SB | 2022 | 41156.5662 | 183786.4066 | 4.4655
17203 | IL | SB | 2022 | 45769.9866 | 212689.2888 | 4.6469
17185 | IL | SB | 2022 | 21772.1068 | 85075.7155 | 3.9076
17003 | IL | SB | 2022 | 16834.9376 | 58077.9197 | 3.4498
17081 | IL | SB | 2022 | 42937.1846 | 138880.7986 | 3.2345
17187 | IL | SB | 2022 | 49412.1606 | 214322.22 | 4.3374
17183 | IL | SB | 2022 | 86602.804 | 393699.7123 | 4.546
17197 | IL | SB | 2022 | 42370.6242 | 162993.7493 | 3.8469
17201 | IL | SB | 2022 | 23026.6334 | 97241.053 | 4.223
18111 | IN | SB | 2022 | 29825.3582 | 118931.8224 | 3.9876
18113 | IN | SB | 2022 | 25009.5948 | 99391.079 | 3.9741
18079 | IN | CO | 2022 | 12059.6428 | 136404.1862 | 11.3108
18115 | IN | SB | 2022 | 1331.4169 | 4708.285 | 3.5363
18003 | IN | CO | 2022 | 28975.5176 | 335930.2352 | 11.5936
18149 | IN | SB | 2022 | 16511.1888 | 56172.8333 | 3.4021
18155 | IN | SB | 2022 | 3621.9397 | 13444.4669 | 3.712
18095 | IN | SB | 2022 | 39375.9478 | 150148.0238 | 3.8132
18077 | IN | CO | 2022 | 6232.1644 | 71986.8648 | 11.5509
18001 | IN | SB | 2022 | 33427.0636 | 124102.7712 | 3.7126
18101 | IN | SB | 2022 | 7486.691 | 29011.7443 | 3.8751
18151 | IN | SB | 2022 | 15539.9424 | 56635.4971 | 3.6445
18153 | IN | SB | 2022 | 33346.1264 | 123123.0125 | 3.6923
18107 | IN | SB | 2022 | 46174.6726 | 200360.6582 | 4.3392
18157 | IN | SB | 2022 | 37150.1748 | 145902.4027 | 3.9274
18011 | IN | SB | 2022 | 38930.7932 | 163374.7666 | 4.1965
18029 | IN | CO | 2022 | 2662.8339 | 26849.0177 | 10.0829
18091 | IN | SB | 2022 | 36826.426 | 128783.8406 | 3.497
18117 | IN | SB | 2022 | 9307.778 | 39435.2885 | 4.2368
18119 | IN | SB | 2022 | 11574.0196 | 39625.7971 | 3.4237
18021 | IN | CO | 2022 | 20679.4546 | 250912.5795 | 12.1334
18023 | IN | CO | 2022 | 42289.687 | 531671.5125 | 12.5721
18027 | IN | CO | 2022 | 29137.392 | 361382.1895 | 12.4027
18145 | IN | SB | 2022 | 40306.7256 | 172410.3192 | 4.2775
18009 | IN | SB | 2022 | 18858.3676 | 71141.3693 | 3.7724
18075 | IN | SB | 2022 | 40063.914 | 149004.972 | 3.7192
18183 | IN | CO | 2022 | 22783.8218 | 266991.5087 | 11.7185
18019 | IN | CO | 2022 | 6313.1016 | 72952.1085 | 11.5557
18083 | IN | SB | 2022 | 51678.4022 | 199489.7616 | 3.8602
18109 | IN | SB | 2022 | 18372.7444 | 73264.1798 | 3.9877
18087 | IN | SB | 2022 | 13921.1984 | 52417.0915 | 3.7653
18089 | IN | SB | 2022 | 20922.2662 | 72883.1626 | 3.4835
18161 | IN | SB | 2022 | 13556.981 | 54240.5314 | 4.0009
18163 | IN | SB | 2022 | 12747.609 | 50675.2982 | 3.9753
18093 | IN | SB | 2022 | 11007.4592 | 37013.1072 | 3.3625
18153 | IN | CO | 2022 | 23390.8508 | 273087.7852 | 11.675
18097 | IN | SB | 2022 | 3156.5508 | 12274.1995 | 3.8885
18085 | IN | SB | 2022 | 34115.0298 | 125953.4266 | 3.692
18159 | IN | SB | 2022 | 29825.3582 | 124755.9437 | 4.1829
18179 | IN | CO | 2022 | 30958.479 | 369993.18 | 11.9513
18077 | IN | SB | 2022 | 17765.7154 | 59030.4629 | 3.3227
18095 | IN | WH | 2022 | 424.9203 | 2318.7623 | 5.4569
18075 | IN | CO | 2022 | 30432.3872 | 353380.8266 | 11.612
18047 | IN | SB | 2022 | 16430.2516 | 62976.7133 | 3.833
18079 | IN | SB | 2022 | 23309.9136 | 82762.3963 | 3.5505
18167 | IN | SB | 2022 | 24443.0344 | 91553.0093 | 3.7456
18081 | IN | SB | 2022 | 18858.3676 | 78897.7925 | 4.1837
18121 | IN | SB | 2022 | 26345.0586 | 101704.3982 | 3.8605
18123 | IN | SB | 2022 | 6232.1644 | 21636.3384 | 3.4717
18145 | IN | CO | 2022 | 35167.2134 | 434410.5015 | 12.3527
18073 | IN | SB | 2022 | 40185.3198 | 147562.5494 | 3.6721
18133 | IN | CO | 2022 | 24766.7832 | 312307.1638 | 12.6099
18181 | IN | CO | 2022 | 48845.6002 | 555548.5954 | 11.3736
18105 | IN | SB | 2022 | 3031.0981 | 11240.0098 | 3.7082
18141 | IN | CO | 2022 | 24523.9716 | 256450.0306 | 10.4571
18143 | IN | CO | 2022 | 5382.3238 | 63071.0604 | 11.7182
18125 | IN | SB | 2022 | 17684.7782 | 59928.575 | 3.3887
18127 | IN | SB | 2022 | 22055.387 | 81292.7582 | 3.6858
18149 | IN | CO | 2022 | 18898.8362 | 214715.9379 | 11.3613
18015 | IN | CO | 2022 | 35248.1506 | 450464.0296 | 12.7798
18151 | IN | CO | 2022 | 16066.0342 | 179611.5458 | 11.1796
18089 | IN | WH | 2022 | 404.686 | 2386.8011 | 5.8979
18155 | IN | CO | 2022 | 2529.2875 | 28449.2902 | 11.2479
18157 | IN | CO | 2022 | 35410.025 | 419195.2115 | 11.8383
18998 | IN | SB | 2022 | 181222.4377 | 701343.9504 | 3.8701
18141 | IN | SB | 2022 | 23471.788 | 84286.4654 | 3.591
18071 | IN | SB | 2022 | 30675.1988 | 122333.7624 | 3.988
18135 | IN | CO | 2022 | 41682.658 | 477744.8668 | 11.4615
18103 | IN | SB | 2022 | 33386.595 | 128212.3147 | 3.8402
18071 | IN | CO | 2022 | 22864.759 | 272833.7736 | 11.9325
18073 | IN | CO | 2022 | 54632.61 | 629948.5696 | 11.5306
18099 | IN | WH | 2022 | 756.7628 | 4191.1901 | 5.5383
18998 | IN | WH | 2022 | 34859.652 | 185326.805 | 5.3164
18001 | IN | CO | 2022 | 24159.7542 | 282968.8333 | 11.7124
18083 | IN | WH | 2022 | 4977.6378 | 30182.0117 | 6.0635
18031 | IN | CO | 2022 | 29987.2326 | 392244.5892 | 13.0804
18033 | IN | CO | 2022 | 17482.4352 | 204758.6863 | 11.7123
18035 | IN | CO | 2022 | 26871.1504 | 311011.7051 | 11.5742
18057 | IN | WH | 2022 | 582.7478 | 3401.94 | 5.8378
18159 | IN | CO | 2022 | 26992.5562 | 347335.3524 | 12.8678
18161 | IN | CO | 2022 | 12181.0486 | 149638.1864 | 12.2845
18129 | IN | SB | 2022 | 36178.9284 | 147698.627 | 4.0824
18013 | IN | SB | 2022 | 955.059 | 3456.371 | 3.619
18131 | IN | SB | 2022 | 32415.3486 | 111175.3992 | 3.4297
18133 | IN | SB | 2022 | 29582.5466 | 119966.0122 | 4.0553
18183 | IN | SB | 2022 | 27235.3678 | 100017.036 | 3.6723
18137 | IN | SB | 2022 | 26183.1842 | 90165.0178 | 3.4436
18139 | IN | SB | 2022 | 43179.9962 | 179459.1389 | 4.1561
18175 | IN | CO | 2022 | 15499.4738 | 175115.5419 | 11.2982
18177 | IN | CO | 2022 | 23431.3194 | 266635.8925 | 11.3795
18085 | IN | WH | 2022 | 1343.5575 | 7974.1474 | 5.9351
18031 | IN | WH | 2022 | 2250.0542 | 13226.7427 | 5.8784
18033 | IN | WH | 2022 | 1602.5566 | 8246.3026 | 5.1457
18137 | IN | CO | 2022 | 15539.9424 | 162795.9832 | 10.476
18139 | IN | CO | 2022 | 41480.315 | 508759.6734 | 12.2651
18039 | IN | WH | 2022 | 550.373 | 3157.0003 | 5.7361
18041 | IN | WH | 2022 | 700.1068 | 3891.8194 | 5.5589
18041 | IN | SB | 2022 | 15256.6622 | 58785.5232 | 3.8531
18101 | IN | CO | 2022 | 5584.6668 | 64671.333 | 11.5802
18005 | IN | SB | 2022 | 28732.706 | 110712.7354 | 3.8532
18169 | IN | SB | 2022 | 37069.2376 | 146092.9114 | 3.9411
18017 | IN | SB | 2022 | 32981.909 | 126661.0301 | 3.8403
18171 | IN | SB | 2022 | 31241.7592 | 135941.5224 | 4.3513
18059 | IN | WH | 2022 | 1201.9174 | 6259.5696 | 5.208
18163 | IN | CO | 2022 | 10319.493 | 123729.0114 | 11.9898
18177 | IN | SB | 2022 | 29703.9524 | 111665.2786 | 3.7593
18179 | IN | SB | 2022 | 41561.2522 | 160435.4904 | 3.8602
18181 | IN | SB | 2022 | 45162.9576 | 170695.7414 | 3.7796
18065 | IN | SB | 2022 | 37635.798 | 141221.3333 | 3.7523
18067 | IN | SB | 2022 | 26223.6528 | 113216.5632 | 4.3173
18069 | IN | SB | 2022 | 37635.798 | 145548.601 | 3.8673
18007 | IN | SB | 2022 | 43706.088 | 180466.1131 | 4.1291
18129 | IN | CO | 2022 | 31120.3534 | 377765.9325 | 12.1389
18131 | IN | CO | 2022 | 36988.3004 | 413022.7315 | 11.1663
18003 | IN | WH | 2022 | 3399.3624 | 19241.3726 | 5.6603
18007 | IN | CO | 2022 | 47267.3248 | 631599.6445 | 13.3623
18039 | IN | SB | 2022 | 14973.382 | 59003.2474 | 3.9405
18047 | IN | WH | 2022 | 861.9812 | 4544.9918 | 5.2727
18157 | IN | WH | 2022 | 542.2792 | 3129.7848 | 5.7715
18005 | IN | WH | 2022 | 2063.8986 | 12655.2168 | 6.1317
18037 | IN | CO | 2022 | 20234.3 | 228356.3565 | 11.2856
18039 | IN | CO | 2022 | 16389.783 | 206155.7496 | 12.5783
18173 | IN | SB | 2022 | 18089.4642 | 69590.0846 | 3.847
18175 | IN | SB | 2022 | 22864.759 | 84123.1723 | 3.6792
18165 | IN | CO | 2022 | 17522.9038 | 219643.7613 | 12.5347
18167 | IN | CO | 2022 | 16632.5946 | 194191.807 | 11.6754
18135 | IN | SB | 2022 | 46984.0446 | 176302.1386 | 3.7524
18173 | IN | CO | 2022 | 12909.4834 | 145116.7814 | 11.2411
18079 | IN | WH | 2022 | 1481.1508 | 7974.1474 | 5.3838
18029 | IN | SB | 2022 | 4977.6378 | 15866.6482 | 3.1876
18003 | IN | SB | 2022 | 41763.5952 | 153631.6104 | 3.6786
18031 | IN | SB | 2022 | 32739.0974 | 150365.748 | 4.5928
18035 | IN | WH | 2022 | 829.6063 | 4544.9918 | 5.4785
18037 | IN | SB | 2022 | 20274.7686 | 79632.6115 | 3.9277
18047 | IN | CO | 2022 | 13880.7298 | 161805.3382 | 11.6568
18001 | IN | WH | 2022 | 1699.6812 | 8491.2422 | 4.9958
18101 | IN | WH | 2022 | 202.343 | 1094.0639 | 5.407
18083 | IN | CO | 2022 | 39821.1024 | 495652.679 | 12.447
18051 | IN | SB | 2022 | 41925.4696 | 174805.285 | 4.1694
18053 | IN | SB | 2022 | 41763.5952 | 158122.1712 | 3.7861
18041 | IN | CO | 2022 | 13597.4496 | 157791.9562 | 11.6045
18005 | IN | CO | 2022 | 20477.1116 | 238034.1954 | 11.6244
18051 | IN | CO | 2022 | 36624.083 | 453334.3597 | 12.378
18019 | IN | SB | 2022 | 13152.295 | 46538.5392 | 3.5384
18021 | IN | SB | 2022 | 28449.4258 | 111148.1837 | 3.9069
18023 | IN | SB | 2022 | 42168.2812 | 172981.8451 | 4.1022
18027 | IN | SB | 2022 | 27680.5224 | 109079.8042 | 3.9407
18063 | IN | CO | 2022 | 24119.2856 | 305499.6551 | 12.6662
18065 | IN | CO | 2022 | 27478.1794 | 319419.4864 | 11.6245
18067 | IN | CO | 2022 | 25535.6866 | 339333.9896 | 13.2886
18033 | IN | SB | 2022 | 31241.7592 | 113869.7357 | 3.6448
18035 | IN | SB | 2022 | 34115.0298 | 132838.9531 | 3.8939
18111 | IN | WH | 2022 | 809.372 | 4300.0522 | 5.3128
18159 | IN | WH | 2022 | 538.2324 | 2607.2468 | 4.8441
18103 | IN | CO | 2022 | 27437.7108 | 327395.4481 | 11.9323
18081 | IN | CO | 2022 | 13840.2612 | 158020.5666 | 11.4175
18105 | IN | CO | 2022 | 2055.8049 | 21540.1769 | 10.4777
18107 | IN | WH | 2022 | 776.9971 | 4626.6384 | 5.9545
18109 | IN | WH | 2022 | 210.4367 | 993.3665 | 4.7205
18127 | IN | CO | 2022 | 21650.701 | 255764.1995 | 11.8132
18045 | IN | CO | 2022 | 33872.2182 | 407155.0654 | 12.0203
18061 | IN | SB | 2022 | 13718.8554 | 51763.919 | 3.7732
18063 | IN | SB | 2022 | 28004.2712 | 112617.8218 | 4.0215
18121 | IN | CO | 2022 | 22905.2276 | 263663.9578 | 11.5111
18123 | IN | CO | 2022 | 4815.7634 | 52123.1639 | 10.8234
18125 | IN | CO | 2022 | 11574.0196 | 121112.6927 | 10.4642
18055 | IN | SB | 2022 | 22379.1358 | 78707.2838 | 3.517
18027 | IN | WH | 2022 | 473.4826 | 2473.8908 | 5.2249
18029 | IN | WH | 2022 | 343.9831 | 1690.0838 | 4.9133
18061 | IN | CO | 2022 | 9388.7152 | 108259.7098 | 11.5308
18137 | IN | WH | 2022 | 1193.8237 | 6749.449 | 5.6536
18139 | IN | WH | 2022 | 2662.8339 | 15621.7085 | 5.8666
18141 | IN | WH | 2022 | 805.3251 | 4218.4056 | 5.2381
18069 | IN | CO | 2022 | 25738.0296 | 299835.1982 | 11.6495
18147 | IN | WH | 2022 | 647.4976 | 3619.6642 | 5.5902
18109 | IN | CO | 2022 | 13192.7636 | 157512.5436 | 11.9393
18077 | IN | WH | 2022 | 1044.0899 | 4953.2246 | 4.7441
18113 | IN | WH | 2022 | 789.1377 | 4027.897 | 5.1042
18065 | IN | WH | 2022 | 1282.8546 | 6695.0179 | 5.2188
18067 | IN | WH | 2022 | 776.9971 | 4408.9142 | 5.6743
18075 | IN | WH | 2022 | 2035.5706 | 10423.5442 | 5.1207
18011 | IN | CO | 2022 | 32820.0346 | 402125.6373 | 12.2524
18059 | IN | CO | 2022 | 21650.701 | 252893.8693 | 11.6806
18059 | IN | SB | 2022 | 28085.2084 | 106140.528 | 3.7792
18169 | IN | CO | 2022 | 29865.8268 | 364989.1531 | 12.221
18017 | IN | CO | 2022 | 36988.3004 | 451099.0584 | 12.1957
18087 | IN | CO | 2022 | 16349.3144 | 183497.922 | 11.2236
18057 | IN | CO | 2022 | 19020.242 | 207146.3946 | 10.8908
18111 | IN | CO | 2022 | 40509.0686 | 520723.616 | 12.8545
18057 | IN | SB | 2022 | 22257.73 | 89375.7677 | 4.0155
18113 | IN | CO | 2022 | 24078.817 | 301206.8604 | 12.5092
18177 | IN | WH | 2022 | 1315.2295 | 7048.8197 | 5.3594
18163 | IN | WH | 2022 | 1853.4619 | 8790.613 | 4.7428
18145 | IN | WH | 2022 | 1780.6184 | 9634.2941 | 5.4106
18085 | IN | CO | 2022 | 39659.228 | 475712.7747 | 11.995
18135 | IN | WH | 2022 | 1371.8855 | 6749.449 | 4.9198
18091 | IN | CO | 2022 | 42937.1846 | 461132.5134 | 10.7397
18179 | IN | WH | 2022 | 1088.6053 | 5851.3368 | 5.3751
18053 | IN | CO | 2022 | 29906.2954 | 345023.8476 | 11.5368
18173 | IN | WH | 2022 | 1582.3223 | 8817.8285 | 5.5727
18183 | IN | WH | 2022 | 1768.4778 | 8981.1216 | 5.0784
18093 | IN | CO | 2022 | 7527.1596 | 79835.8207 | 10.6064
18095 | IN | CO | 2022 | 33467.5322 | 403954.5203 | 12.07
18119 | IN | CO | 2022 | 8053.2514 | 89335.8516 | 11.0931
18169 | IN | WH | 2022 | 1258.5735 | 7348.1904 | 5.8385
18021 | IN | WH | 2022 | 473.4826 | 2558.2589 | 5.4031
18089 | IN | CO | 2022 | 19546.3338 | 225867.0436 | 11.5555
18071 | IN | WH | 2022 | 1384.0261 | 7620.3456 | 5.5059
18009 | IN | CO | 2022 | 11897.7684 | 136734.4012 | 11.4924
18099 | IN | CO | 2022 | 33872.2182 | 411600.267 | 12.1516
18127 | IN | WH | 2022 | 538.2324 | 2830.4141 | 5.2587
18019 | IN | WH | 2022 | 1027.9024 | 5769.6902 | 5.6131
18129 | IN | WH | 2022 | 6555.9132 | 37421.34 | 5.708
18998 | IN | CO | 2022 | 169357.0441 | 2050558.7975 | 12.1079
19081 | IA | CO | 2022 | 68149.1224 | 904712.8308 | 13.2755
19083 | IA | CO | 2022 | 69686.9292 | 943043.1692 | 13.5326
19167 | IA | CO | 2022 | 62443.0498 | 770543.9459 | 12.3399
19163 | IA | CO | 2022 | 41237.5034 | 559612.7797 | 13.5705
19091 | IA | SB | 2022 | 43422.8078 | 172301.4571 | 3.968
19151 | IA | CO | 2022 | 69605.992 | 865976.074 | 12.4411
19165 | IA | CO | 2022 | 66449.4412 | 871716.7343 | 13.1185
19161 | IA | CO | 2022 | 64061.7938 | 854062.9337 | 13.3319
19153 | IA | CO | 2022 | 28732.706 | 340146.8264 | 11.8383
19077 | IA | CO | 2022 | 42046.8754 | 510944.1725 | 12.1518
19079 | IA | CO | 2022 | 72479.2626 | 948987.0387 | 13.0932
19155 | IA | CO | 2022 | 93887.152 | 1149148.1165 | 12.2397
19169 | IA | CO | 2022 | 63171.4846 | 821168.4419 | 12.999
19159 | IA | CO | 2022 | 21043.672 | 200516.6939 | 9.5286
19087 | IA | SB | 2022 | 28935.049 | 117244.4602 | 4.052
19089 | IA | SB | 2022 | 33103.3148 | 135587.7206 | 4.0959
19013 | IA | SB | 2022 | 39982.9768 | 173444.509 | 4.338
19009 | IA | SB | 2022 | 38202.3584 | 148760.0323 | 3.894
19081 | IA | SB | 2022 | 53661.3636 | 227358.4541 | 4.2369
19157 | IA | CO | 2022 | 55361.0448 | 671682.6623 | 12.1328
19087 | IA | CO | 2022 | 31201.2906 | 328436.8954 | 10.5264
19073 | IA | CO | 2022 | 65154.446 | 806867.5933 | 12.3839
19129 | IA | SB | 2022 | 36705.0202 | 128593.332 | 3.5034
19075 | IA | CO | 2022 | 62240.7068 | 810652.3649 | 13.0245
19149 | IA | CO | 2022 | 81139.543 | 874968.0818 | 10.7835
19127 | IA | CO | 2022 | 56615.5714 | 760840.7059 | 13.4387
19085 | IA | SB | 2022 | 53054.3346 | 186970.6224 | 3.5241
19127 | IA | SB | 2022 | 47833.8852 | 209096.8402 | 4.3713
19117 | IA | CO | 2022 | 11897.7684 | 104170.1244 | 8.7554
19015 | IA | CO | 2022 | 61067.1174 | 775801.9844 | 12.7041
19077 | IA | SB | 2022 | 38080.9526 | 150066.3773 | 3.9407
19067 | IA | CO | 2022 | 55563.3878 | 713569.162 | 12.8424
19069 | IA | CO | 2022 | 75312.0646 | 1040456.5871 | 13.8153
19085 | IA | CO | 2022 | 69686.9292 | 754083.9994 | 10.821
19083 | IA | SB | 2022 | 43625.1508 | 186018.0792 | 4.264
19125 | IA | SB | 2022 | 29906.2954 | 116291.917 | 3.8885
19089 | IA | CO | 2022 | 52285.4312 | 712883.3309 | 13.6345
19115 | IA | CO | 2022 | 31160.822 | 383938.4125 | 12.3212
19061 | IA | CO | 2022 | 54106.5182 | 759723.0552 | 14.0412
19119 | IA | CO | 2022 | 60095.871 | 719716.2408 | 11.9761
19123 | IA | CO | 2022 | 50464.3442 | 590119.5633 | 11.6938
19017 | IA | CO | 2022 | 44879.6774 | 593828.1315 | 13.2316
19171 | IA | CO | 2022 | 67825.3736 | 865493.4521 | 12.7606
19063 | IA | CO | 2022 | 43989.3682 | 589789.3483 | 13.4075
19065 | IA | CO | 2022 | 71548.4848 | 942204.9311 | 13.1688
19121 | IA | CO | 2022 | 27518.648 | 288277.674 | 10.4757
19107 | IA | CO | 2022 | 46377.0156 | 496033.6963 | 10.6957
19079 | IA | SB | 2022 | 50423.8756 | 207872.1418 | 4.1225
19121 | IA | SB | 2022 | 27275.8364 | 101704.3982 | 3.7287
19123 | IA | SB | 2022 | 43827.4938 | 174914.147 | 3.991
19071 | IA | CO | 2022 | 44960.6146 | 540714.3226 | 12.0264
19129 | IA | CO | 2022 | 38445.17 | 461157.9146 | 11.9952
19013 | IA | CO | 2022 | 53378.0834 | 678210.7584 | 12.7058
19009 | IA | CO | 2022 | 43341.8706 | 538377.4166 | 12.4216
19091 | IA | CO | 2022 | 51111.8418 | 627205.2452 | 12.2712
19131 | IA | SB | 2022 | 33953.1554 | 147508.1184 | 4.3445
19093 | IA | SB | 2022 | 39861.571 | 169035.5947 | 4.2406
19095 | IA | SB | 2022 | 39942.5082 | 165470.3616 | 4.1427
19125 | IA | CO | 2022 | 29623.0152 | 325769.7744 | 10.9972
19051 | IA | SB | 2022 | 22864.759 | 68637.5414 | 3.0019
19011 | IA | SB | 2022 | 61674.1464 | 274169.1485 | 4.4454
19111 | IA | SB | 2022 | 29461.1408 | 108236.123 | 3.6739
19113 | IA | SB | 2022 | 42815.7788 | 186018.0792 | 4.3446
19115 | IA | SB | 2022 | 28692.2374 | 118550.8051 | 4.1318
19117 | IA | SB | 2022 | 16025.5656 | 46456.8926 | 2.8989
19109 | IA | CO | 2022 | 116347.225 | 1436917.7675 | 12.3503
19007 | IA | CO | 2022 | 11452.6138 | 105033.7635 | 9.1712
19113 | IA | CO | 2022 | 55603.8564 | 750375.4312 | 13.495
19041 | IA | SB | 2022 | 49047.9432 | 187678.2259 | 3.8264
19043 | IA | SB | 2022 | 27518.648 | 119285.6242 | 4.3347
19011 | IA | CO | 2022 | 73005.3544 | 1015919.0742 | 13.9157
19998 | IA | SB | 2022 | 57384.4748 | 184738.9498 | 3.2193
19053 | IA | SB | 2022 | 18736.9618 | 47817.6686 | 2.5521
19055 | IA | SB | 2022 | 29096.9234 | 131968.0565 | 4.5355
19001 | IA | SB | 2022 | 43220.4648 | 138145.9795 | 3.1963
19093 | IA | CO | 2022 | 47914.8224 | 665256.1709 | 13.8841
19095 | IA | CO | 2022 | 48157.634 | 622379.0263 | 12.9238
19097 | IA | CO | 2022 | 44960.6146 | 618594.2547 | 13.7586
19099 | IA | CO | 2022 | 68756.1514 | 878676.65 | 12.7796
19998 | IA | CO | 2022 | 38242.827 | 360493.1492 | 9.4264
19097 | IA | SB | 2022 | 23714.5996 | 105786.7262 | 4.4608
19099 | IA | SB | 2022 | 57263.069 | 231440.7821 | 4.0417
19057 | IA | CO | 2022 | 27801.9282 | 339943.6172 | 12.2273
19059 | IA | CO | 2022 | 36907.3632 | 471191.3696 | 12.7669
19103 | IA | CO | 2022 | 39659.228 | 510817.1667 | 12.8802
19105 | IA | CO | 2022 | 58517.5956 | 801457.1479 | 13.696
19031 | IA | SB | 2022 | 48967.006 | 220554.5741 | 4.5041
19119 | IA | SB | 2022 | 49654.9722 | 207872.1418 | 4.1863
19033 | IA | SB | 2022 | 44434.5228 | 181690.8115 | 4.089
19035 | IA | SB | 2022 | 53459.0206 | 214267.789 | 4.0081
19111 | IA | CO | 2022 | 28692.2374 | 320918.1544 | 11.1848
19045 | IA | SB | 2022 | 49452.6292 | 219493.1688 | 4.4385
19047 | IA | SB | 2022 | 58477.127 | 246899.1974 | 4.2221
19133 | IA | SB | 2022 | 56656.04 | 184983.8894 | 3.265
19049 | IA | SB | 2022 | 39780.6338 | 159972.8266 | 4.0214
19005 | IA | SB | 2022 | 14771.039 | 60799.4717 | 4.1161
19139 | IA | SB | 2022 | 30634.7302 | 134934.5482 | 4.4046
19173 | IA | CO | 2022 | 32132.0684 | 347106.7421 | 10.8025
19175 | IA | CO | 2022 | 21165.0778 | 198484.6017 | 9.3779
19131 | IA | CO | 2022 | 56534.6342 | 773236.468 | 13.6772
19133 | IA | CO | 2022 | 66328.0354 | 701935.4344 | 10.5828
19101 | IA | SB | 2022 | 28206.6142 | 96179.6477 | 3.4098
19183 | IA | CO | 2022 | 45446.2378 | 529715.6238 | 11.6559
19185 | IA | CO | 2022 | 21974.4498 | 234605.0399 | 10.6763
19187 | IA | CO | 2022 | 77861.5864 | 984777.2619 | 12.6478
19141 | IA | CO | 2022 | 60945.7116 | 769350.0918 | 12.6235
19143 | IA | CO | 2022 | 44636.8658 | 553364.0963 | 12.397
19145 | IA | CO | 2022 | 45972.3296 | 503527.0361 | 10.9528
19147 | IA | CO | 2022 | 65599.6006 | 806232.5645 | 12.2902
19073 | IA | SB | 2022 | 51435.5906 | 204089.1845 | 3.9679
19075 | IA | SB | 2022 | 49897.7838 | 217778.591 | 4.3645
19197 | IA | CO | 2022 | 69403.649 | 913527.0305 | 13.1625
19167 | IA | SB | 2022 | 64061.7938 | 271175.4413 | 4.233
19037 | IA | SB | 2022 | 35450.4936 | 151617.6619 | 4.2769
19039 | IA | SB | 2022 | 16146.9714 | 43653.6941 | 2.7035
19171 | IA | SB | 2022 | 57870.098 | 238952.2656 | 4.1291
19173 | IA | SB | 2022 | 34843.4646 | 123966.6936 | 3.5578
19175 | IA | SB | 2022 | 23107.5706 | 64391.9203 | 2.7866
19033 | IA | CO | 2022 | 64830.6972 | 882613.8285 | 13.6141
19135 | IA | SB | 2022 | 13111.8264 | 41775.8232 | 3.1861
19137 | IA | SB | 2022 | 35490.9622 | 130797.7891 | 3.6854
19141 | IA | SB | 2022 | 57263.069 | 228746.4456 | 3.9947
19143 | IA | SB | 2022 | 40185.3198 | 152161.9723 | 3.7865
19177 | IA | CO | 2022 | 20760.3918 | 197925.7764 | 9.5338
19179 | IA | CO | 2022 | 21933.9812 | 235138.4641 | 10.7203
19181 | IA | CO | 2022 | 23957.4112 | 237297.562 | 9.905
19137 | IA | CO | 2022 | 36664.5516 | 432200.6013 | 11.788
19139 | IA | CO | 2022 | 35288.6192 | 472004.2065 | 13.3755
19153 | IA | SB | 2022 | 25454.7494 | 92587.199 | 3.6373
19189 | IA | CO | 2022 | 45891.3924 | 626544.8152 | 13.6528
19019 | IA | CO | 2022 | 67501.6248 | 888481.4947 | 13.1624
19191 | IA | CO | 2022 | 56898.8516 | 758554.6022 | 13.3316
19193 | IA | CO | 2022 | 72115.0452 | 906211.4988 | 12.5662
19195 | IA | CO | 2022 | 44758.2716 | 616409.7556 | 13.772
19165 | IA | SB | 2022 | 56453.697 | 220200.7723 | 3.9006
19021 | IA | CO | 2022 | 64142.731 | 792769.9539 | 12.3595
19023 | IA | CO | 2022 | 63738.045 | 849744.7379 | 13.3318
19169 | IA | SB | 2022 | 44798.7402 | 180765.4838 | 4.0351
19017 | IA | SB | 2022 | 30351.45 | 136240.8931 | 4.4888
19029 | IA | CO | 2022 | 49776.378 | 559892.1924 | 11.2482
19177 | IA | SB | 2022 | 20558.0488 | 60227.9458 | 2.9297
19035 | IA | CO | 2022 | 54632.61 | 681512.9082 | 12.4745
19057 | IA | SB | 2022 | 28166.1456 | 126797.1077 | 4.5018
19059 | IA | SB | 2022 | 32172.537 | 127232.556 | 3.9547
19135 | IA | CO | 2022 | 9145.9036 | 83468.1855 | 9.1263
19149 | IA | SB | 2022 | 78792.3642 | 253294.8446 | 3.2147
19015 | IA | SB | 2022 | 44596.3972 | 181146.5011 | 4.0619
19151 | IA | SB | 2022 | 59448.3734 | 225888.816 | 3.7997
19055 | IA | CO | 2022 | 65316.3204 | 946218.3132 | 14.4867
19001 | IA | CO | 2022 | 42532.4986 | 438347.6801 | 10.3062
19101 | IA | CO | 2022 | 26506.933 | 296152.0312 | 11.1726
19029 | IA | SB | 2022 | 48440.9142 | 166803.9221 | 3.4435
19163 | IA | SB | 2022 | 28247.0828 | 131287.6685 | 4.6478
19025 | IA | CO | 2022 | 70132.0838 | 890538.988 | 12.698
19027 | IA | CO | 2022 | 70091.6152 | 860972.047 | 12.2835
19145 | IA | SB | 2022 | 44029.8368 | 159891.18 | 3.6314
19031 | IA | CO | 2022 | 59610.2478 | 828382.369 | 13.8966
19179 | IA | SB | 2022 | 23431.3194 | 84613.0517 | 3.6111
19071 | IA | SB | 2022 | 45001.0832 | 161605.7578 | 3.5912
19159 | IA | SB | 2022 | 23593.1938 | 66351.4378 | 2.8123
19147 | IA | SB | 2022 | 47429.1992 | 184684.5187 | 3.8939
19103 | IA | SB | 2022 | 38323.7642 | 160054.4731 | 4.1764
19105 | IA | SB | 2022 | 31039.4162 | 128783.8406 | 4.149
19107 | IA | SB | 2022 | 43625.1508 | 155781.6365 | 3.5709
19109 | IA | SB | 2022 | 93280.123 | 352413.7685 | 3.778
19007 | IA | SB | 2022 | 20193.8314 | 54866.4883 | 2.717
19043 | IA | CO | 2022 | 51961.6824 | 702519.6609 | 13.52
19161 | IA | SB | 2022 | 56049.011 | 231086.9803 | 4.1229
19061 | IA | SB | 2022 | 17603.841 | 81211.1117 | 4.6133
19181 | IA | SB | 2022 | 26830.6818 | 90627.6816 | 3.3778
19183 | IA | SB | 2022 | 38971.2618 | 149903.0842 | 3.8465
19157 | IA | SB | 2022 | 50262.0012 | 204170.831 | 4.0621
19005 | IA | CO | 2022 | 30837.0732 | 417899.7527 | 13.5519
19041 | IA | CO | 2022 | 55684.7936 | 669091.7448 | 12.0157
19155 | IA | SB | 2022 | 81544.229 | 279693.899 | 3.43
19189 | IA | SB | 2022 | 34762.5274 | 150556.2566 | 4.331
19045 | IA | CO | 2022 | 72843.48 | 1029661.0975 | 14.1353
19051 | IA | CO | 2022 | 16106.5028 | 156598.1021 | 9.7227
19037 | IA | CO | 2022 | 56413.2284 | 759875.4621 | 13.4698
19187 | IA | SB | 2022 | 63697.5764 | 246327.6715 | 3.8671
19025 | IA | SB | 2022 | 54875.4216 | 225834.385 | 4.1154
19027 | IA | SB | 2022 | 47631.5422 | 188685.2002 | 3.9613
19019 | IA | SB | 2022 | 38687.9816 | 169117.2413 | 4.3713
19047 | IA | CO | 2022 | 80249.2338 | 1090014.2346 | 13.5829
19049 | IA | CO | 2022 | 51880.7452 | 609602.2468 | 11.7501
19193 | IA | SB | 2022 | 68513.3398 | 260017.0781 | 3.7951
19063 | IA | SB | 2022 | 36340.8028 | 153386.6707 | 4.2208
19065 | IA | SB | 2022 | 47226.8562 | 201367.6325 | 4.2638
19053 | IA | CO | 2022 | 12302.4544 | 114813.207 | 9.3325
19021 | IA | SB | 2022 | 58072.441 | 223384.9882 | 3.8467
19023 | IA | SB | 2022 | 42411.0928 | 175703.3971 | 4.1429
19191 | IA | SB | 2022 | 29744.421 | 132675.66 | 4.4605
19067 | IA | SB | 2022 | 37757.2038 | 157169.628 | 4.1626
19069 | IA | SB | 2022 | 48238.5712 | 203735.3827 | 4.2235
19195 | IA | SB | 2022 | 34802.996 | 145113.1526 | 4.1696
19197 | IA | SB | 2022 | 54875.4216 | 223629.9278 | 4.0752
20183 | KS | CO | 2022 | 37635.798 | 231023.4774 | 6.1384
20181 | KS | CO | 2022 | 50949.9674 | 320765.7475 | 6.2957
20045 | KS | CO | 2022 | 9388.7152 | 65484.1699 | 6.9748
20057 | KS | CO | 2022 | 14123.5414 | 159570.0369 | 11.2982
20047 | KS | CO | 2022 | 26790.2132 | 247534.2262 | 9.2397
20041 | KS | CO | 2022 | 6394.0388 | 46103.0909 | 7.2103
20043 | KS | CO | 2022 | 35045.8076 | 429660.4861 | 12.26
20055 | KS | CO | 2022 | 37312.0492 | 345684.2776 | 9.2647
20147 | KS | CO | 2022 | 28044.7398 | 106151.4142 | 3.7851
20159 | KS | CO | 2022 | 13314.1694 | 98099.249 | 7.368
20015 | KS | CO | 2022 | 23633.6624 | 104424.1359 | 4.4184
20027 | KS | CO | 2022 | 20598.5174 | 196909.7303 | 9.5594
20029 | KS | CO | 2022 | 22095.8556 | 160459.0772 | 7.262
20023 | KS | CO | 2022 | 24564.4402 | 168130.2251 | 6.8445
20031 | KS | CO | 2022 | 11128.865 | 57990.83 | 5.2108
20003 | KS | CO | 2022 | 15944.6284 | 75466.8226 | 4.7331
20045 | KS | WH | 2022 | 914.5904 | 2748.7675 | 3.0055
20101 | KS | SG | 2022 | 16956.3434 | 12598.9714 | 0.74302
20049 | KS | CO | 2022 | 1825.1339 | 9373.0251 | 5.1355
20005 | KS | CO | 2022 | 25454.7494 | 232318.9362 | 9.1267
20035 | KS | CO | 2022 | 9429.1838 | 32970.6953 | 3.4967
20191 | KS | CO | 2022 | 14932.9134 | 46407.9047 | 3.1078
20197 | KS | CO | 2022 | 8619.8118 | 64823.7399 | 7.5203
20199 | KS | CO | 2022 | 31767.851 | 152533.9178 | 4.8015
20201 | KS | CO | 2022 | 43341.8706 | 406697.8447 | 9.3835
20151 | KS | CO | 2022 | 19546.3338 | 214944.5482 | 10.9967
20153 | KS | CO | 2022 | 20234.3 | 43308.9642 | 2.1404
20155 | KS | CO | 2022 | 16956.3434 | 154540.6088 | 9.114
20157 | KS | CO | 2022 | 49250.2862 | 489353.1933 | 9.936
20097 | KS | SB | 2022 | 7405.7538 | 20411.64 | 2.7562
20099 | KS | SB | 2022 | 24807.2518 | 15567.2774 | 0.62753
20161 | KS | CO | 2022 | 9793.4012 | 91469.5484 | 9.3399
20163 | KS | CO | 2022 | 11776.3626 | 31116.4112 | 2.6423
20169 | KS | CO | 2022 | 3496.487 | 22759.4322 | 6.5092
20171 | KS | CO | 2022 | 18453.6816 | 49100.4268 | 2.6607
20175 | KS | CO | 2022 | 22864.759 | 302959.5399 | 13.2501
20177 | KS | CO | 2022 | 13152.295 | 98150.0513 | 7.4626
20093 | KS | WH | 2022 | 32739.0974 | 77047.1371 | 2.3534
20095 | KS | WH | 2022 | 66166.161 | 146392.2821 | 2.2125
20097 | KS | WH | 2022 | 21933.9812 | 44116.3579 | 2.0113
20189 | KS | CO | 2022 | 42937.1846 | 450337.0238 | 10.4883
20051 | KS | CO | 2022 | 1234.2923 | 5689.858 | 4.6098
20021 | KS | SB | 2022 | 37231.112 | 40115.6765 | 1.0775
20023 | KS | SB | 2022 | 2225.773 | 9334.9234 | 4.194
20061 | KS | CO | 2022 | 4856.232 | 45823.6782 | 9.4361
20063 | KS | CO | 2022 | 20598.5174 | 75111.2065 | 3.6464
20065 | KS | CO | 2022 | 18736.9618 | 61978.8109 | 3.3078
20203 | KS | CO | 2022 | 30310.9814 | 134321.2918 | 4.4314
20205 | KS | CO | 2022 | 16834.9376 | 64341.118 | 3.8219
20207 | KS | CO | 2022 | 8053.2514 | 32056.2538 | 3.9805
20021 | KS | CO | 2022 | 20355.7058 | 48287.59 | 2.3722
20077 | KS | WH | 2022 | 82758.287 | 164191.2322 | 1.984
20079 | KS | WH | 2022 | 33103.3148 | 96179.6477 | 2.9054
20081 | KS | WH | 2022 | 23269.445 | 47409.4358 | 2.0374
20083 | KS | WH | 2022 | 37878.6096 | 91961.2421 | 2.4278
20085 | KS | WH | 2022 | 918.6372 | 3674.0952 | 3.9995
20087 | KS | WH | 2022 | 534.1855 | 2120.089 | 3.9688
20089 | KS | WH | 2022 | 28489.8944 | 92913.7853 | 3.2613
20009 | KS | WH | 2022 | 54592.1414 | 147589.765 | 2.7035
20129 | KS | CO | 2022 | 9469.6524 | 93501.6405 | 9.8738
20013 | KS | CO | 2022 | 48238.5712 | 595809.4213 | 12.3513
20099 | KS | WH | 2022 | 16106.5028 | 62704.5581 | 3.8931
20998 | KS | WH | 2022 | 384896.8546 | 926895.294 | 2.4082
20139 | KS | CO | 2022 | 10602.7732 | 54383.8664 | 5.1292
20141 | KS | CO | 2022 | 12747.609 | 60403.9395 | 4.7385
20145 | KS | CO | 2022 | 20598.5174 | 161627.5302 | 7.8466
20087 | KS | SB | 2022 | 20679.4546 | 51029.1 | 2.4676
20089 | KS | SB | 2022 | 49047.9432 | 112808.3304 | 2.3
20009 | KS | SB | 2022 | 15580.411 | 20003.4072 | 1.2839
20091 | KS | SB | 2022 | 10845.5848 | 23922.4421 | 2.2057
20095 | KS | SB | 2022 | 6394.0388 | 9688.7251 | 1.5153
20027 | KS | WH | 2022 | 17684.7782 | 47327.7893 | 2.6762
20029 | KS | WH | 2022 | 22500.5416 | 65208.3859 | 2.8981
20998 | KS | SB | 2022 | 168640.7499 | 390714.1698 | 2.3168
20031 | KS | WH | 2022 | 4694.3576 | 13444.4669 | 2.864
20033 | KS | WH | 2022 | 15985.097 | 18370.476 | 1.1492
20035 | KS | WH | 2022 | 27599.5852 | 76094.5939 | 2.7571
20017 | KS | CO | 2022 | 2067.9455 | 13919.8313 | 6.7312
20037 | KS | WH | 2022 | 9914.807 | 37149.1848 | 3.7468
20039 | KS | WH | 2022 | 30270.5128 | 56989.2989 | 1.8827
20173 | KS | CO | 2022 | 19951.0198 | 171813.3921 | 8.6118
20041 | KS | WH | 2022 | 46215.1412 | 131151.5909 | 2.8378
20143 | KS | SB | 2022 | 30756.136 | 42401.7802 | 1.3786
20145 | KS | SB | 2022 | 8741.2176 | 26045.2526 | 2.9796
20047 | KS | WH | 2022 | 35693.3052 | 76584.4733 | 2.1456
20049 | KS | WH | 2022 | 1926.3054 | 6477.2938 | 3.3625
20005 | KS | WH | 2022 | 724.3879 | 2857.6296 | 3.9449
20105 | KS | SG | 2022 | 16268.3772 | 52885.1985 | 3.2508
20019 | KS | CO | 2022 | 1088.6053 | 2001.6108 | 1.8387
20101 | KS | WH | 2022 | 31808.3196 | 72719.8694 | 2.2862
20103 | KS | WH | 2022 | 570.6073 | 2228.9511 | 3.9063
20105 | KS | WH | 2022 | 31808.3196 | 71658.4642 | 2.2528
20107 | KS | WH | 2022 | 2023.43 | 6422.8627 | 3.1742
20011 | KS | WH | 2022 | 3168.6914 | 10559.6218 | 3.3325
20111 | KS | WH | 2022 | 4815.7634 | 13852.6997 | 2.8765
20113 | KS | WH | 2022 | 67218.3446 | 207491.1245 | 3.0868
20115 | KS | WH | 2022 | 40711.4116 | 109515.2525 | 2.69
20117 | KS | WH | 2022 | 3686.6895 | 13308.3893 | 3.6098
20123 | KS | WH | 2022 | 39982.9768 | 120455.8915 | 3.0127
20125 | KS | WH | 2022 | 13111.8264 | 47355.0048 | 3.6116
20127 | KS | WH | 2022 | 7810.4398 | 25473.7267 | 3.2615
20013 | KS | WH | 2022 | 801.2783 | 4191.1901 | 5.2306
20131 | KS | WH | 2022 | 1416.401 | 6177.923 | 4.3617
20133 | KS | WH | 2022 | 9914.807 | 33883.3224 | 3.4174
20135 | KS | WH | 2022 | 40104.3826 | 101949.3379 | 2.5421
20137 | KS | WH | 2022 | 20517.5802 | 40142.892 | 1.9565
20139 | KS | WH | 2022 | 2201.4918 | 7620.3456 | 3.4614
20143 | KS | WH | 2022 | 28085.2084 | 66868.5326 | 2.3809
20145 | KS | WH | 2022 | 45001.0832 | 112889.977 | 2.5086
20147 | KS | WH | 2022 | 23552.7252 | 52743.6778 | 2.2394
20149 | KS | WH | 2022 | 1452.8227 | 5796.9058 | 3.9901
20015 | KS | WH | 2022 | 13880.7298 | 45449.9184 | 3.2743
20027 | KS | SB | 2022 | 45446.2378 | 87116.8795 | 1.9169
20029 | KS | SB | 2022 | 41237.5034 | 72937.5936 | 1.7687
20003 | KS | SB | 2022 | 35045.8076 | 54784.8418 | 1.5632
20031 | KS | SB | 2022 | 32739.0974 | 59874.144 | 1.8288
20067 | KS | CO | 2022 | 14244.9472 | 203945.8494 | 14.3171
20069 | KS | CO | 2022 | 25778.4982 | 318606.6495 | 12.3594
20007 | KS | CO | 2022 | 1355.6981 | 15215.29 | 11.2232
20071 | KS | CO | 2022 | 14406.8216 | 46026.8874 | 3.1948
20073 | KS | CO | 2022 | 2812.5677 | 11024.1 | 3.9196
20075 | KS | CO | 2022 | 7203.4108 | 34215.3517 | 4.7499
20079 | KS | CO | 2022 | 26749.7446 | 183015.3002 | 6.8418
20081 | KS | CO | 2022 | 27316.305 | 271893.931 | 9.9535
20087 | KS | CO | 2022 | 18372.7444 | 151543.2728 | 8.2483
20009 | KS | CO | 2022 | 10076.6814 | 82553.744 | 8.1926
20091 | KS | CO | 2022 | 3516.7213 | 22022.7988 | 6.2623
20095 | KS | CO | 2022 | 2363.3662 | 19254.0732 | 8.1469
20097 | KS | CO | 2022 | 10683.7104 | 99191.4986 | 9.2844
20099 | KS | CO | 2022 | 10117.15 | 17602.9983 | 1.7399
20998 | KS | CO | 2022 | 415940.3177 | 2661182.1707 | 6.398
20133 | KS | CO | 2022 | 11695.4254 | 37288.8911 | 3.1883
20135 | KS | CO | 2022 | 3112.0353 | 10770.0884 | 3.4608
20137 | KS | CO | 2022 | 29015.9862 | 91621.9553 | 3.1576
20079 | KS | SB | 2022 | 44434.5228 | 77400.9389 | 1.7419
20081 | KS | SB | 2022 | 2322.8976 | 4762.716 | 2.0503
20083 | KS | SB | 2022 | 433.014 | 1431.5364 | 3.306
20203 | KS | WH | 2022 | 45405.7692 | 117571.0464 | 2.5893
20205 | KS | WH | 2022 | 14528.2274 | 58023.4886 | 3.9938
20207 | KS | WH | 2022 | 4208.7344 | 11321.6563 | 2.69
20021 | KS | WH | 2022 | 21448.358 | 91308.0696 | 4.2571
20023 | KS | WH | 2022 | 37595.3294 | 86218.7674 | 2.2933
20025 | KS | WH | 2022 | 17725.2468 | 32413.6843 | 1.8287
20123 | KS | SB | 2022 | 34034.0926 | 56526.635 | 1.6609
20125 | KS | SB | 2022 | 23228.9764 | 16710.3293 | 0.71937
20127 | KS | SB | 2022 | 20638.986 | 45395.4874 | 2.1995
20013 | KS | SB | 2022 | 50423.8756 | 180874.3459 | 3.5871
20131 | KS | SB | 2022 | 51273.7162 | 137111.7898 | 2.6741
20133 | KS | SB | 2022 | 22986.1648 | 17009.7 | 0.74
20141 | KS | SB | 2022 | 24038.3484 | 21990.1402 | 0.91479
20147 | KS | SB | 2022 | 15013.8506 | 25909.175 | 1.7257
20051 | KS | WH | 2022 | 31079.8848 | 98248.0272 | 3.1611
20053 | KS | WH | 2022 | 27680.5224 | 80802.8789 | 2.9191
20001 | KS | WH | 2022 | 4613.4204 | 16601.4672 | 3.5985
20059 | KS | WH | 2022 | 2638.5527 | 8681.7509 | 3.2903
20061 | KS | WH | 2022 | 2557.6155 | 8219.087 | 3.2136
20063 | KS | WH | 2022 | 37150.1748 | 95934.708 | 2.5823
20065 | KS | WH | 2022 | 23876.474 | 64228.6272 | 2.69
20067 | KS | WH | 2022 | 25373.8122 | 51029.1 | 2.0111
20069 | KS | WH | 2022 | 42734.8416 | 113243.7787 | 2.6499
20007 | KS | WH | 2022 | 40792.3488 | 76802.1974 | 1.8828
20071 | KS | WH | 2022 | 53216.209 | 123476.8142 | 2.3203
20073 | KS | WH | 2022 | 2241.9604 | 6314.0006 | 2.8163
20075 | KS | WH | 2022 | 36462.2086 | 61044.4114 | 1.6742
20177 | KS | SB | 2022 | 16956.3434 | 40142.892 | 2.3674
20183 | KS | SB | 2022 | 38890.3246 | 64609.6445 | 1.6613
20189 | KS | SB | 2022 | 2731.6305 | 11784.3202 | 4.314
20019 | KS | SB | 2022 | 2557.6155 | 2098.3166 | 0.82042
20191 | KS | SB | 2022 | 54592.1414 | 45967.0133 | 0.84201
20193 | KS | SB | 2022 | 5584.6668 | 15104.6136 | 2.7047
20197 | KS | SB | 2022 | 14244.9472 | 32767.4861 | 2.3003
20201 | KS | SB | 2022 | 57505.8806 | 162422.2234 | 2.8244
20205 | KS | SB | 2022 | 30877.5418 | 32849.1326 | 1.0639
20159 | KS | SG | 2022 | 18979.7734 | 53012.2042 | 2.7931
20163 | KS | SG | 2022 | 22338.6672 | 78083.1412 | 3.4954
20167 | KS | SG | 2022 | 16956.3434 | 51411.9316 | 3.032
20151 | KS | WH | 2022 | 53337.6148 | 111556.4165 | 2.0915
20155 | KS | WH | 2022 | 76445.1854 | 166558.9824 | 2.1788
20157 | KS | WH | 2022 | 13071.3578 | 49151.2291 | 3.7602
20035 | KS | SB | 2022 | 30877.5418 | 19758.4675 | 0.6399
20041 | KS | SB | 2022 | 51476.0592 | 96941.6822 | 1.8832
20045 | KS | SB | 2022 | 16875.4062 | 33828.8914 | 2.0046
20047 | KS | SB | 2022 | 10521.836 | 25500.9422 | 2.4236
20049 | KS | SB | 2022 | 5382.3238 | 7593.1301 | 1.4108
20005 | KS | SB | 2022 | 29218.3292 | 87116.8795 | 2.9816
20053 | KS | SB | 2022 | 9955.2756 | 9715.9406 | 0.97596
20059 | KS | SB | 2022 | 33953.1554 | 53696.221 | 1.5815
20061 | KS | SB | 2022 | 7648.5654 | 21146.459 | 2.7648
20007 | KS | SB | 2022 | 4734.8262 | 6422.8627 | 1.3565
20073 | KS | SB | 2022 | 11978.7056 | 15785.0016 | 1.3178
20077 | KS | SB | 2022 | 8377.0002 | 5307.0264 | 0.63352
20199 | KS | WH | 2022 | 26385.5272 | 67957.1534 | 2.5755
20201 | KS | WH | 2022 | 9591.0582 | 33529.5206 | 3.4959
20111 | KS | SB | 2022 | 36219.397 | 56444.9885 | 1.5584
20113 | KS | SB | 2022 | 47186.3876 | 53641.7899 | 1.1368
20115 | KS | SB | 2022 | 50221.5326 | 60445.6699 | 1.2036
20117 | KS | SB | 2022 | 66935.0644 | 174669.2074 | 2.6095
20119 | KS | SB | 2022 | 7810.4398 | 35516.2536 | 4.5473
20121 | KS | SB | 2022 | 23309.9136 | 46239.1685 | 1.9837
20139 | KS | SB | 2022 | 34722.0588 | 58622.2301 | 1.6883
20079 | KS | SG | 2022 | 4572.9518 | 10008.0539 | 2.1885
20015 | KS | SB | 2022 | 32536.7544 | 40088.461 | 1.2321
20151 | KS | SB | 2022 | 13395.1066 | 34046.6155 | 2.5417
20055 | KS | WH | 2022 | 51718.8708 | 106439.8987 | 2.058
20113 | KS | SG | 2022 | 18494.1502 | 50497.4902 | 2.7305
20115 | KS | SG | 2022 | 6191.6958 | 19660.4916 | 3.1753
20119 | KS | SG | 2022 | 15013.8506 | 35485.4093 | 2.3635
20123 | KS | SG | 2022 | 20962.7348 | 86338.5156 | 4.1187
20127 | KS | SG | 2022 | 3763.5798 | 17628.3995 | 4.6839
20129 | KS | SG | 2022 | 31646.4452 | 58295.6438 | 1.8421
20135 | KS | SG | 2022 | 31039.4162 | 63807.6938 | 2.0557
20139 | KS | SG | 2022 | 720.3411 | 2844.929 | 3.9494
20141 | KS | SG | 2022 | 20072.4256 | 70513.598 | 3.513
20143 | KS | SG | 2022 | 13314.1694 | 54307.663 | 4.0789
20145 | KS | SG | 2022 | 24604.9088 | 85932.0972 | 3.4925
20151 | KS | SG | 2022 | 12828.5462 | 18949.2594 | 1.4771
20155 | KS | SG | 2022 | 19182.1164 | 32945.2941 | 1.7175
20157 | KS | SG | 2022 | 2759.9585 | 16256.7373 | 5.8902
20191 | KS | WH | 2022 | 119989.399 | 279966.0542 | 2.3333
20195 | KS | WH | 2022 | 28651.7688 | 73998.9989 | 2.5827
20105 | KS | SB | 2022 | 18372.7444 | 15186.2602 | 0.82656
20107 | KS | SB | 2022 | 28935.049 | 40659.9869 | 1.4052
20001 | KS | CO | 2022 | 12464.3288 | 51792.9489 | 4.1553
20101 | KS | CO | 2022 | 3265.816 | 14427.8543 | 4.4178
20103 | KS | CO | 2022 | 8093.72 | 65636.5768 | 8.1096
20107 | KS | CO | 2022 | 5827.4784 | 31522.8296 | 5.4093
20011 | KS | CO | 2022 | 4411.0774 | 24308.9025 | 5.5109
20111 | KS | CO | 2022 | 8093.72 | 33173.9045 | 4.0987
20115 | KS | CO | 2022 | 25009.5948 | 113822.5621 | 4.5512
20117 | KS | CO | 2022 | 56575.1028 | 546150.1692 | 9.6535
20119 | KS | CO | 2022 | 27842.3968 | 347589.364 | 12.4842
20121 | KS | CO | 2022 | 5989.3528 | 35028.1886 | 5.8484
20123 | KS | CO | 2022 | 11290.7394 | 60099.1256 | 5.3229
20127 | KS | CO | 2022 | 6636.8504 | 41607.087 | 6.2691
20185 | KS | WH | 2022 | 50302.4698 | 92423.9059 | 1.8374
20189 | KS | WH | 2022 | 25373.8122 | 51192.3931 | 2.0175
20019 | KS | WH | 2022 | 918.6372 | 2884.8451 | 3.1404
20081 | KS | SG | 2022 | 22783.8218 | 29135.1213 | 1.2788
20083 | KS | SG | 2022 | 18210.87 | 36018.8335 | 1.9779
20157 | KS | SB | 2022 | 47631.5422 | 138690.2899 | 2.9117
20159 | KS | SB | 2022 | 26102.247 | 28794.0202 | 1.1031
20011 | KS | SB | 2022 | 18858.3676 | 21554.6918 | 1.143
20053 | KS | SG | 2022 | 13718.8554 | 33148.5034 | 2.4163
20057 | KS | SG | 2022 | 45405.7692 | 126650.1439 | 2.7893
20061 | KS | SG | 2022 | 781.044 | 3886.3763 | 4.9759
20063 | KS | SG | 2022 | 11533.551 | 21260.7642 | 1.8434
20065 | KS | SG | 2022 | 16187.44 | 37542.9027 | 2.3193
20071 | KS | SG | 2022 | 31525.0394 | 64188.7111 | 2.0361
20207 | KS | SG | 2022 | 817.4657 | 1651.0749 | 2.0197
20023 | KS | SG | 2022 | 9914.807 | 13945.2324 | 1.4065
20001 | KS | SB | 2022 | 29218.3292 | 38509.9608 | 1.318
20103 | KS | SB | 2022 | 14851.9762 | 38156.159 | 2.5691
20161 | KS | SB | 2022 | 15985.097 | 37639.0642 | 2.3546
20163 | KS | SB | 2022 | 8538.8746 | 7974.1474 | 0.93386
20169 | KS | SB | 2022 | 29015.9862 | 38428.3142 | 1.3244
20017 | KS | SB | 2022 | 9752.9326 | 22044.5712 | 2.2603
20173 | KS | SB | 2022 | 42734.8416 | 72502.1453 | 1.6966
20175 | KS | SB | 2022 | 2751.8648 | 10668.4838 | 3.8768
20169 | KS | WH | 2022 | 40225.7884 | 101976.5534 | 2.5351
20017 | KS | WH | 2022 | 3172.7382 | 10614.0528 | 3.3454
20171 | KS | WH | 2022 | 42532.4986 | 111257.0458 | 2.6158
20173 | KS | WH | 2022 | 55199.1704 | 129926.8925 | 2.3538
20175 | KS | WH | 2022 | 16430.2516 | 26399.0544 | 1.6067
20177 | KS | WH | 2022 | 465.3889 | 1567.614 | 3.3684
20181 | KS | WH | 2022 | 44110.774 | 102058.2 | 2.3137
20183 | KS | WH | 2022 | 29987.2326 | 85919.3966 | 2.8652
20173 | KS | SG | 2022 | 9752.9326 | 15443.9004 | 1.5835
20155 | KS | SB | 2022 | 34438.7786 | 49613.893 | 1.4406
20089 | KS | SG | 2022 | 9550.5896 | 47144.5381 | 4.9363
20191 | KS | SG | 2022 | 13111.8264 | 12065.5472 | 0.9202
20175 | KS | SG | 2022 | 10238.5558 | 21794.1884 | 2.1286
20159 | KS | WH | 2022 | 54632.61 | 141466.273 | 2.5894
20167 | KS | WH | 2022 | 25899.904 | 81347.1893 | 3.1408
20189 | KS | SG | 2022 | 17401.498 | 23750.0771 | 1.3648
20093 | KS | SG | 2022 | 28287.5514 | 69065.7323 | 2.4416
20041 | KS | SG | 2022 | 14285.4158 | 57076.3885 | 3.9954
20199 | KS | SG | 2022 | 12100.1114 | 22734.031 | 1.8788
20069 | KS | SG | 2022 | 37392.9864 | 89996.2815 | 2.4068
20009 | KS | SG | 2022 | 29623.0152 | 88319.8055 | 2.9815
20095 | KS | SG | 2022 | 8781.6862 | 13742.0232 | 1.5649
20029 | KS | SG | 2022 | 12140.58 | 60759.5556 | 5.0047
20047 | KS | SG | 2022 | 13111.8264 | 43080.3538 | 3.2856
20195 | KS | SG | 2022 | 25090.532 | 40565.6397 | 1.6168
20185 | KS | SG | 2022 | 11290.7394 | 31218.0158 | 2.7649
20998 | KS | SG | 2022 | 350498.5446 | 789569.4088 | 2.2527
20201 | KS | SG | 2022 | 2448.3503 | 9525.432 | 3.8906
21007 | KY | WH | 2022 | 4734.8262 | 24902.2008 | 5.2594
21075 | KY | WH | 2022 | 3763.5798 | 16329.312 | 4.3388
21211 | KY | SB | 2022 | 11371.6766 | 43354.3234 | 3.8125
21021 | KY | SB | 2022 | 2096.2735 | 8164.656 | 3.8948
21181 | KY | SB | 2022 | 764.8565 | 2520.1572 | 3.2949
21221 | KY | SB | 2022 | 9833.8698 | 26861.7182 | 2.7316
21223 | KY | SB | 2022 | 2294.5696 | 7184.8973 | 3.1313
21177 | KY | SB | 2022 | 11047.9278 | 37448.5555 | 3.3896
21209 | KY | SB | 2022 | 1651.1189 | 6232.3541 | 3.7746
21207 | KY | SB | 2022 | 3662.4083 | 14424.2256 | 3.9385
21213 | KY | SB | 2022 | 17887.1212 | 56308.9109 | 3.148
21135 | KY | SB | 2022 | 3804.0484 | 12981.803 | 3.4126
21183 | KY | SB | 2022 | 18210.87 | 74352.8006 | 4.0829
21155 | KY | CO | 2022 | 5787.0098 | 52834.3962 | 9.1298
21215 | KY | SB | 2022 | 3654.3146 | 12927.372 | 3.5376
21197 | KY | SB | 2022 | 1169.5425 | 3674.0952 | 3.1415
21105 | KY | WH | 2022 | 4451.546 | 22942.6834 | 5.1539
21225 | KY | SB | 2022 | 26264.1214 | 107038.6402 | 4.0755
21227 | KY | SB | 2022 | 16025.5656 | 61316.5666 | 3.8262
21137 | KY | SB | 2022 | 5422.7924 | 18805.9243 | 3.4679
21217 | KY | SB | 2022 | 6272.633 | 23568.6403 | 3.7574
21199 | KY | SB | 2022 | 9510.121 | 33202.9344 | 3.4913
21137 | KY | CO | 2022 | 3156.5508 | 34799.5782 | 11.0246
21139 | KY | CO | 2022 | 7689.034 | 66424.0125 | 8.6388
21141 | KY | CO | 2022 | 26304.59 | 234960.656 | 8.9323
21001 | KY | WH | 2022 | 465.3889 | 2343.2563 | 5.035
21149 | KY | CO | 2022 | 16592.126 | 193048.7552 | 11.635
21151 | KY | CO | 2022 | 687.9662 | 6223.2822 | 9.0459
21215 | KY | CO | 2022 | 1902.0242 | 20447.9274 | 10.7506
21217 | KY | CO | 2022 | 4896.7006 | 50167.2752 | 10.2451
21219 | KY | CO | 2022 | 19829.614 | 172981.8451 | 8.7234
21191 | KY | SB | 2022 | 1210.0111 | 4109.5435 | 3.3963
21219 | KY | SB | 2022 | 20922.2662 | 64010.903 | 3.0595
21023 | KY | CO | 2022 | 311.6082 | 2758.5651 | 8.8527
21123 | KY | WH | 2022 | 809.372 | 3837.3883 | 4.7412
21229 | KY | SB | 2022 | 3464.1122 | 12383.0616 | 3.5747
21231 | KY | SB | 2022 | 4411.0774 | 16519.8206 | 3.7451
21141 | KY | SB | 2022 | 31767.851 | 96778.3891 | 3.0464
21167 | KY | SB | 2022 | 4168.2658 | 16737.5448 | 4.0155
21169 | KY | SB | 2022 | 2496.9126 | 9797.5872 | 3.9239
21171 | KY | SB | 2022 | 2407.8817 | 9362.1389 | 3.8881
21209 | KY | CO | 2022 | 1072.4179 | 12471.9656 | 11.6298
21021 | KY | CO | 2022 | 1902.0242 | 23750.0771 | 12.4867
21211 | KY | CO | 2022 | 8093.72 | 98175.4525 | 12.1298
21213 | KY | CO | 2022 | 16187.44 | 140341.3648 | 8.6698
21053 | KY | SB | 2022 | 1129.0739 | 4082.328 | 3.6156
21055 | KY | SB | 2022 | 10845.5848 | 31651.6498 | 2.9184
21057 | KY | SB | 2022 | 1290.9483 | 4381.6987 | 3.3942
21059 | KY | SB | 2022 | 34398.31 | 136948.4966 | 3.9813
21139 | KY | SB | 2022 | 9955.2756 | 27678.1838 | 2.7803
21223 | KY | CO | 2022 | 687.9662 | 6985.3168 | 10.1536
21227 | KY | CO | 2022 | 12747.609 | 128656.8349 | 10.0926
21105 | KY | CO | 2022 | 14568.696 | 113416.1437 | 7.7849
21109 | KY | CO | 2022 | 60.7029 | 472.4614 | 7.7832
21115 | KY | CO | 2022 | 40.4686 | 243.8511 | 6.0257
21117 | KY | CO | 2022 | 141.6401 | 1371.6622 | 9.6841
21121 | KY | CO | 2022 | 76.8903 | 701.0718 | 9.1178
21123 | KY | CO | 2022 | 8660.2804 | 90428.1011 | 10.4417
21125 | KY | CO | 2022 | 109.2652 | 777.2753 | 7.1137
21093 | KY | SB | 2022 | 16834.9376 | 59656.4198 | 3.5436
21033 | KY | WH | 2022 | 6920.1306 | 36877.0296 | 5.3289
21035 | KY | WH | 2022 | 4451.546 | 20983.1659 | 4.7137
21039 | KY | WH | 2022 | 3439.831 | 18506.5536 | 5.3801
21059 | KY | WH | 2022 | 809.372 | 4572.2074 | 5.6491
21123 | KY | SB | 2022 | 12707.1404 | 48634.1342 | 3.8273
21161 | KY | CO | 2022 | 2589.9904 | 28195.2787 | 10.8862
21221 | KY | CO | 2022 | 9105.435 | 65026.9491 | 7.1416
21163 | KY | CO | 2022 | 6474.976 | 66551.0182 | 10.2782
21165 | KY | CO | 2022 | 68.7966 | 566.4457 | 8.2336
21167 | KY | CO | 2022 | 2266.2416 | 26163.1866 | 11.5447
21143 | KY | SB | 2022 | 4127.7972 | 12491.9237 | 3.0263
21225 | KY | CO | 2022 | 28328.02 | 351805.9552 | 12.419
21093 | KY | WH | 2022 | 1456.8696 | 7593.1301 | 5.2119
21097 | KY | WH | 2022 | 113.3121 | 334.7509 | 2.9542
21099 | KY | WH | 2022 | 307.5614 | 1567.614 | 5.0969
21998 | KY | WH | 2022 | 13933.339 | 69268.9415 | 4.9715
21161 | KY | SB | 2022 | 5018.1064 | 19431.8813 | 3.8724
21163 | KY | SB | 2022 | 9712.464 | 35788.4088 | 3.6848
21187 | KY | CO | 2022 | 141.6401 | 1435.1651 | 10.1325
21189 | KY | CO | 2022 | 60.7029 | 533.4242 | 8.7875
21191 | KY | CO | 2022 | 404.686 | 4297.8749 | 10.6203
21199 | KY | CO | 2022 | 3439.831 | 37466.6992 | 10.892
21203 | KY | CO | 2022 | 951.0121 | 8687.194 | 9.1347
21205 | KY | CO | 2022 | 153.7807 | 1460.5662 | 9.4977
21207 | KY | CO | 2022 | 1780.6184 | 20016.1078 | 11.2411
21039 | KY | SB | 2022 | 15297.1308 | 46592.9702 | 3.0459
21041 | KY | SB | 2022 | 1210.0111 | 4327.2677 | 3.5762
21045 | KY | SB | 2022 | 3180.832 | 10913.4235 | 3.431
21047 | KY | SB | 2022 | 35693.3052 | 105623.4331 | 2.9592
21049 | KY | SB | 2022 | 1800.8527 | 6586.1558 | 3.6572
21051 | KY | SB | 2022 | 323.7488 | 974.3156 | 3.0095
21199 | KY | WH | 2022 | 667.7319 | 3129.7848 | 4.6872
21211 | KY | WH | 2022 | 768.9034 | 4218.4056 | 5.4863
21001 | KY | CO | 2022 | 3318.4252 | 36831.6704 | 11.0991
21101 | KY | CO | 2022 | 28125.677 | 321832.5958 | 11.4427
21069 | KY | SB | 2022 | 4977.6378 | 16900.8379 | 3.3954
21007 | KY | SB | 2022 | 19303.5222 | 63874.8254 | 3.309
21231 | KY | CO | 2022 | 2306.7102 | 27433.2442 | 11.8928
21233 | KY | CO | 2022 | 16187.44 | 184412.3635 | 11.3923
21137 | KY | WH | 2022 | 182.1087 | 582.4121 | 3.1982
21139 | KY | WH | 2022 | 768.9034 | 3919.0349 | 5.0969
21141 | KY | WH | 2022 | 20234.3 | 114033.0288 | 5.6356
21233 | KY | SB | 2022 | 19182.1164 | 74053.4299 | 3.8605
21239 | KY | SB | 2022 | 1570.1817 | 5878.5523 | 3.7439
21027 | KY | SB | 2022 | 14811.5076 | 53396.8502 | 3.6051
21031 | KY | SB | 2022 | 11128.865 | 41313.1594 | 3.7123
21033 | KY | SB | 2022 | 18089.4642 | 50130.9878 | 2.7713
21035 | KY | SB | 2022 | 19101.1792 | 53941.1606 | 2.824
21105 | KY | SB | 2022 | 22702.8846 | 71141.3693 | 3.1336
21113 | KY | SB | 2022 | 1169.5425 | 3701.3107 | 3.1648
21083 | KY | WH | 2022 | 8457.9374 | 40823.28 | 4.8266
21085 | KY | WH | 2022 | 404.686 | 1643.8174 | 4.062
21149 | KY | SB | 2022 | 23067.102 | 84857.9914 | 3.6787
21015 | KY | SB | 2022 | 849.8406 | 3129.7848 | 3.6828
21075 | KY | SB | 2022 | 24928.6576 | 76285.1026 | 3.0601
21081 | KY | SB | 2022 | 242.8116 | 816.4656 | 3.3625
21083 | KY | SB | 2022 | 41116.0976 | 118333.081 | 2.878
21085 | KY | SB | 2022 | 10481.3674 | 36169.4261 | 3.4508
21087 | KY | SB | 2022 | 5787.0098 | 23242.0541 | 4.0162
21089 | KY | SB | 2022 | 1088.6053 | 3510.8021 | 3.225
21009 | KY | SB | 2022 | 11776.3626 | 41803.0387 | 3.5497
21003 | KY | WH | 2022 | 687.9662 | 3429.1555 | 4.9845
21099 | KY | SB | 2022 | 5584.6668 | 19976.1917 | 3.577
21998 | KY | SB | 2022 | 82616.6469 | 284037.496 | 3.438
21171 | KY | WH | 2022 | 404.686 | 1458.7519 | 3.6047
21177 | KY | WH | 2022 | 607.029 | 2830.4141 | 4.6627
21155 | KY | SB | 2022 | 7850.9084 | 27814.2614 | 3.5428
21053 | KY | CO | 2022 | 687.9662 | 6985.3168 | 10.1536
21055 | KY | CO | 2022 | 7689.034 | 85093.8592 | 11.0669
21061 | KY | SB | 2022 | 4492.0146 | 16247.6654 | 3.617
21067 | KY | SB | 2022 | 2015.3363 | 6776.6645 | 3.3625
21219 | KY | WH | 2022 | 12747.609 | 71576.8176 | 5.6149
21221 | KY | WH | 2022 | 5908.4156 | 33611.1672 | 5.6887
21181 | KY | CO | 2022 | 526.0918 | 4953.2246 | 9.4151
21183 | KY | CO | 2022 | 11533.551 | 143516.5088 | 12.4434
21157 | KY | WH | 2022 | 2144.8358 | 9797.5872 | 4.568
21223 | KY | WH | 2022 | 182.1087 | 713.0466 | 3.9155
21225 | KY | WH | 2022 | 1962.7271 | 12083.6909 | 6.1566
21017 | KY | WH | 2022 | 238.7647 | 1088.6208 | 4.5594
21093 | KY | CO | 2022 | 12545.266 | 121544.5123 | 9.6885
21047 | KY | WH | 2022 | 23471.788 | 134172.5136 | 5.7163
21097 | KY | CO | 2022 | 1052.1836 | 10643.0827 | 10.1152
21011 | KY | SB | 2022 | 2577.8498 | 9035.5526 | 3.5051
21998 | KY | CO | 2022 | 51241.3413 | 507479.4553 | 9.9037
21049 | KY | CO | 2022 | 1416.401 | 15926.5223 | 11.2444
21235 | KY | CO | 2022 | 153.7807 | 1516.4488 | 9.8611
21009 | KY | WH | 2022 | 1679.4469 | 6504.5093 | 3.873
21171 | KY | CO | 2022 | 3723.1112 | 37720.7107 | 10.1315
21173 | KY | CO | 2022 | 384.4517 | 3375.8131 | 8.7809
21175 | KY | CO | 2022 | 93.0778 | 774.7351 | 8.3235
21001 | KY | SB | 2022 | 4653.889 | 17853.3811 | 3.8362
21101 | KY | SB | 2022 | 38607.0444 | 152651.8517 | 3.954
21143 | KY | WH | 2022 | 1214.058 | 6613.3714 | 5.4473
21145 | KY | WH | 2022 | 1861.5556 | 9552.6475 | 5.1315
21155 | KY | WH | 2022 | 1618.744 | 8110.225 | 5.0102
21031 | KY | CO | 2022 | 7689.034 | 88141.9974 | 11.4633
21033 | KY | CO | 2022 | 9712.464 | 73282.3235 | 7.5452
21177 | KY | CO | 2022 | 5948.8842 | 64518.9261 | 10.8456
21227 | KY | WH | 2022 | 6474.976 | 40469.4782 | 6.2501
21229 | KY | WH | 2022 | 343.9831 | 1646.539 | 4.7867
21041 | KY | CO | 2022 | 607.029 | 6020.073 | 9.9173
21045 | KY | CO | 2022 | 3156.5508 | 32513.4746 | 10.3003
21047 | KY | CO | 2022 | 29137.392 | 237246.7597 | 8.1423
21069 | KY | CO | 2022 | 1497.3382 | 15088.2843 | 10.0767
21035 | KY | CO | 2022 | 13961.667 | 84458.8304 | 6.0493
21037 | KY | CO | 2022 | 72.8435 | 642.6491 | 8.8223
21057 | KY | CO | 2022 | 951.0121 | 9703.2401 | 10.2031
21213 | KY | WH | 2022 | 11128.865 | 65725.4808 | 5.9059
21217 | KY | WH | 2022 | 238.7647 | 971.5941 | 4.0693
21065 | KY | CO | 2022 | 141.6401 | 1331.0204 | 9.3972
21085 | KY | CO | 2022 | 5260.918 | 54104.4538 | 10.2842
21087 | KY | CO | 2022 | 4127.7972 | 38609.751 | 9.3536
21007 | KY | CO | 2022 | 10319.493 | 109605.9709 | 10.6213
21231 | KY | WH | 2022 | 647.4976 | 2857.6296 | 4.4133
21027 | KY | WH | 2022 | 1052.1836 | 4844.3626 | 4.6041
21003 | KY | CO | 2022 | 4127.7972 | 37593.705 | 9.1074
21169 | KY | CO | 2022 | 1618.744 | 14859.6739 | 9.1798
21039 | KY | CO | 2022 | 9105.435 | 86871.9398 | 9.5407
21089 | KY | CO | 2022 | 323.7488 | 2862.7098 | 8.8424
21009 | KY | CO | 2022 | 8093.72 | 65407.9664 | 8.0813
21027 | KY | CO | 2022 | 9105.435 | 83696.7958 | 9.192
21099 | KY | CO | 2022 | 3277.9566 | 26417.1981 | 8.059
21059 | KY | CO | 2022 | 24281.16 | 269252.2112 | 11.0889
21061 | KY | CO | 2022 | 2387.6474 | 23216.6529 | 9.7237
21075 | KY | CO | 2022 | 7486.691 | 56644.569 | 7.566
21025 | KY | CO | 2022 | 64.7498 | 467.3812 | 7.2183
21079 | KY | CO | 2022 | 768.9034 | 7518.741 | 9.7785
21083 | KY | CO | 2022 | 25899.904 | 196477.9107 | 7.586
21239 | KY | CO | 2022 | 849.8406 | 8992.0078 | 10.5808
22029 | LA | RI | 2022 | 1529.7131 | 10995.0701 | 7.1877
22041 | LA | RI | 2022 | 643.4507 | 4508.7045 | 7.0071
22039 | LA | RI | 2022 | 19182.1164 | 146283.42 | 7.626
22003 | LA | RI | 2022 | 6232.1644 | 43227.3176 | 6.9362
22009 | LA | CO | 2022 | 6232.1644 | 70056.3772 | 11.2411
22113 | LA | RI | 2022 | 22621.9474 | 167965.1176 | 7.4249
22073 | LA | CO | 2022 | 2691.1619 | 28220.6799 | 10.4864
22081 | LA | CO | 2022 | 1695.6343 | 13742.0232 | 8.1044
22083 | LA | CO | 2022 | 19303.5222 | 226095.654 | 11.7127
22001 | LA | RI | 2022 | 32536.7544 | 255825.888 | 7.8627
22998 | LA | CO | 2022 | 5916.5093 | 53253.5152 | 9.0008
22077 | LA | CO | 2022 | 1776.5715 | 19990.7066 | 11.2524
22067 | LA | CO | 2022 | 22014.9184 | 260742.8253 | 11.8439
22069 | LA | CO | 2022 | 6151.2272 | 48922.6188 | 7.9533
22079 | LA | CO | 2022 | 1719.9155 | 17755.4052 | 10.3234
22097 | LA | CO | 2022 | 3411.503 | 35891.8278 | 10.5208
22001 | LA | SB | 2022 | 8984.0292 | 24412.3214 | 2.7173
22101 | LA | SB | 2022 | 1335.4638 | 3837.3883 | 2.8734
22107 | LA | SB | 2022 | 29946.764 | 92886.5698 | 3.1017
22065 | LA | CO | 2022 | 16915.8748 | 170314.7242 | 10.0683
22053 | LA | SB | 2022 | 3391.2687 | 6368.4317 | 1.8779
22009 | LA | SB | 2022 | 32051.1312 | 104099.364 | 3.2479
22053 | LA | RI | 2022 | 34236.4356 | 239405.8576 | 6.9927
22998 | LA | RI | 2022 | 27765.5065 | 223099.2252 | 8.0351
22107 | LA | CO | 2022 | 15863.6912 | 162313.3613 | 10.2318
22065 | LA | SB | 2022 | 41723.1266 | 136077.6 | 3.2614
22067 | LA | SB | 2022 | 42208.7498 | 143915.6698 | 3.4096
22069 | LA | SB | 2022 | 9550.5896 | 20574.9331 | 2.1543
22007 | LA | SB | 2022 | 1133.1208 | 3810.1728 | 3.3625
22073 | LA | SB | 2022 | 4330.1402 | 10233.0355 | 2.3632
22099 | LA | RI | 2022 | 1962.7271 | 14728.1322 | 7.5039
22097 | LA | SB | 2022 | 30189.5756 | 74516.0938 | 2.4683
22009 | LA | RI | 2022 | 7162.9422 | 50575.508 | 7.0607
22113 | LA | SB | 2022 | 3160.5977 | 9307.7078 | 2.9449
22097 | LA | RI | 2022 | 9591.0582 | 65725.4808 | 6.8528
22083 | LA | SB | 2022 | 23188.5078 | 78897.7925 | 3.4025
22041 | LA | CO | 2022 | 27235.3678 | 295288.392 | 10.8421
22043 | LA | CO | 2022 | 866.028 | 7544.1421 | 8.7112
22045 | LA | SB | 2022 | 1460.9165 | 3973.4659 | 2.7198
22079 | LA | SB | 2022 | 12909.4834 | 34645.357 | 2.6837
22123 | LA | SB | 2022 | 19546.3338 | 73617.9816 | 3.7663
22079 | LA | RI | 2022 | 3265.816 | 22906.396 | 7.014
22077 | LA | SB | 2022 | 18817.899 | 54539.9021 | 2.8983
22121 | LA | SB | 2022 | 2889.458 | 10124.1734 | 3.5038
22039 | LA | SB | 2022 | 6758.2562 | 14723.5963 | 2.1786
22041 | LA | SB | 2022 | 26790.2132 | 98547.3979 | 3.6785
22043 | LA | SB | 2022 | 4451.546 | 14750.8118 | 3.3136
22998 | LA | SB | 2022 | 24386.3784 | 61624.1019 | 2.527
22029 | LA | CO | 2022 | 5382.3238 | 64950.7457 | 12.0674
22117 | LA | SB | 2022 | 752.716 | 2277.939 | 3.0263
22035 | LA | CO | 2022 | 9348.2466 | 97515.0225 | 10.4314
22117 | LA | CO | 2022 | 1274.7609 | 11049.5011 | 8.6679
22123 | LA | CO | 2022 | 12869.0148 | 135794.5586 | 10.5521
22099 | LA | SB | 2022 | 2161.0232 | 5307.0264 | 2.4558
22017 | LA | CO | 2022 | 4734.8262 | 41581.6858 | 8.7821
22025 | LA | CO | 2022 | 10279.0244 | 114533.7944 | 11.1425
22025 | LA | SB | 2022 | 33508.0008 | 99608.8032 | 2.9727
22011 | LA | CO | 2022 | 356.1237 | 2857.6296 | 8.0243
22035 | LA | SB | 2022 | 52690.1172 | 203490.443 | 3.862
22017 | LA | SB | 2022 | 5260.918 | 11865.9667 | 2.2555
22029 | LA | SB | 2022 | 46093.7354 | 149712.5755 | 3.248
24009 | MD | WH | 2022 | 449.2015 | 1788.0597 | 3.9805
24047 | MD | SB | 2022 | 14204.4786 | 37448.5555 | 2.6364
24011 | MD | CO | 2022 | 13799.7926 | 150959.0463 | 10.9392
24005 | MD | SB | 2022 | 5422.7924 | 17771.7346 | 3.2772
24998 | MD | SB | 2022 | 51156.3573 | 145499.613 | 2.8442
24013 | MD | CO | 2022 | 10157.6186 | 113619.3529 | 11.1856
24998 | MD | WH | 2022 | 19254.9599 | 93466.2603 | 4.8541
24047 | MD | WH | 2022 | 3116.0822 | 14043.2083 | 4.5067
24011 | MD | WH | 2022 | 5625.1354 | 29202.253 | 5.1914
24009 | MD | SB | 2022 | 1404.2604 | 3592.4486 | 2.5582
24015 | MD | WH | 2022 | 2132.6952 | 12981.803 | 6.087
24015 | MD | CO | 2022 | 6960.5992 | 78083.1412 | 11.2179
24041 | MD | WH | 2022 | 8700.749 | 43245.4613 | 4.9703
24043 | MD | WH | 2022 | 1784.6653 | 10477.9752 | 5.8711
24013 | MD | WH | 2022 | 3330.5658 | 21663.5539 | 6.5045
24023 | MD | CO | 2022 | 1723.9624 | 15926.5223 | 9.2383
24005 | MD | CO | 2022 | 5706.0726 | 62791.6477 | 11.0044
24009 | MD | CO | 2022 | 971.2464 | 9398.4262 | 9.6767
24013 | MD | SB | 2022 | 11250.2708 | 32522.5464 | 2.8908
24025 | MD | CO | 2022 | 5706.0726 | 61775.6017 | 10.8263
24035 | MD | WH | 2022 | 8336.5316 | 47082.8496 | 5.6478
24037 | MD | WH | 2022 | 2302.6633 | 11076.7166 | 4.8104
24039 | MD | WH | 2022 | 2339.0851 | 11675.4581 | 4.9915
24021 | MD | CO | 2022 | 11574.0196 | 115880.0554 | 10.0121
24041 | MD | CO | 2022 | 10157.6186 | 99013.6905 | 9.7477
24029 | MD | CO | 2022 | 14002.1356 | 151517.8717 | 10.8211
24003 | MD | CO | 2022 | 1432.5884 | 14656.4647 | 10.2308
24047 | MD | CO | 2022 | 11776.3626 | 111688.8653 | 9.4842
24998 | MD | CO | 2022 | 6960.5992 | 70716.8072 | 10.1596
24045 | MD | SB | 2022 | 9024.4978 | 22697.7437 | 2.5151
24011 | MD | SB | 2022 | 19708.2082 | 55927.8936 | 2.8378
24045 | MD | CO | 2022 | 8296.063 | 77651.3217 | 9.36
24039 | MD | SB | 2022 | 7567.6282 | 18942.0019 | 2.503
24043 | MD | SB | 2022 | 6151.2272 | 21717.985 | 3.5307
24015 | MD | SB | 2022 | 9186.3722 | 29147.8219 | 3.1729
24043 | MD | CO | 2022 | 3035.145 | 28068.273 | 9.2478
24017 | MD | SB | 2022 | 4451.546 | 11158.3632 | 2.5066
24021 | MD | WH | 2022 | 3856.6576 | 20248.3469 | 5.2502
24041 | MD | SB | 2022 | 17320.5608 | 50893.0224 | 2.9383
24019 | MD | CO | 2022 | 8943.5606 | 90097.8861 | 10.0741
24039 | MD | CO | 2022 | 4289.6716 | 35510.8105 | 8.2782
24037 | MD | SB | 2022 | 6434.5074 | 18098.3208 | 2.8127
24021 | MD | SB | 2022 | 16713.5318 | 50920.2379 | 3.0466
24023 | MD | SB | 2022 | 857.9343 | 2416.7382 | 2.8169
24029 | MD | WH | 2022 | 7567.6282 | 43925.8493 | 5.8044
24003 | MD | SB | 2022 | 1902.0242 | 5116.5178 | 2.69
24035 | MD | CO | 2022 | 17563.3724 | 198001.9798 | 11.2736
24025 | MD | SB | 2022 | 5665.604 | 18942.0019 | 3.3433
24029 | MD | SB | 2022 | 17968.0584 | 54022.8072 | 3.0066
24037 | MD | CO | 2022 | 2630.459 | 23470.6644 | 8.9226
26069 | MI | CO | 2022 | 1270.714 | 10947.8965 | 8.6155
26075 | MI | CO | 2022 | 19505.8652 | 209229.289 | 10.7265
26165 | MI | CO | 2022 | 1448.7759 | 11836.9368 | 8.1703
26161 | MI | WH | 2022 | 3520.7682 | 20302.7779 | 5.7666
26073 | MI | CO | 2022 | 14244.9472 | 144126.1364 | 10.1177
26081 | MI | CO | 2022 | 12423.8602 | 127488.3819 | 10.2616
26017 | MI | CO | 2022 | 19424.928 | 210067.527 | 10.8143
26161 | MI | CO | 2022 | 11695.4254 | 121722.3204 | 10.4077
26007 | MI | CO | 2022 | 2853.0363 | 24131.0944 | 8.458
26163 | MI | CO | 2022 | 360.1705 | 2723.0035 | 7.5603
26063 | MI | CO | 2022 | 30189.5756 | 311138.7108 | 10.3062
26065 | MI | CO | 2022 | 18615.556 | 206358.9588 | 11.0853
26067 | MI | CO | 2022 | 25090.532 | 295288.392 | 11.7689
26157 | MI | WH | 2022 | 11533.551 | 63765.9634 | 5.5287
26105 | MI | WH | 2022 | 1626.8377 | 6912.7421 | 4.2492
26059 | MI | CO | 2022 | 24200.2228 | 283222.8448 | 11.7033
26091 | MI | SB | 2022 | 57829.6294 | 201748.6498 | 3.4887
26163 | MI | SB | 2022 | 1193.8237 | 2024.8347 | 1.6961
26017 | MI | WH | 2022 | 4572.9518 | 24983.8474 | 5.4634
26081 | MI | SB | 2022 | 8700.749 | 30318.0893 | 3.4845
26087 | MI | SB | 2022 | 17644.3096 | 46756.2634 | 2.6499
26089 | MI | CO | 2022 | 797.2314 | 4501.0841 | 5.6459
26081 | MI | WH | 2022 | 1521.6194 | 7184.8973 | 4.7219
26087 | MI | WH | 2022 | 1780.6184 | 9144.4147 | 5.1355
26075 | MI | SB | 2022 | 18817.899 | 57070.9454 | 3.0328
26087 | MI | CO | 2022 | 13192.7636 | 131755.7754 | 9.987
26077 | MI | WH | 2022 | 1019.8087 | 5551.9661 | 5.4441
26109 | MI | CO | 2022 | 1537.8068 | 8814.1997 | 5.7317
26011 | MI | CO | 2022 | 5422.7924 | 52986.8031 | 9.7711
26077 | MI | SB | 2022 | 11695.4254 | 39707.4437 | 3.3951
26155 | MI | WH | 2022 | 4411.0774 | 21854.0626 | 4.9544
26115 | MI | WH | 2022 | 4127.7972 | 22588.8816 | 5.4724
26117 | MI | WH | 2022 | 5260.918 | 26262.9768 | 4.9921
26121 | MI | WH | 2022 | 1076.4648 | 5143.7333 | 4.7784
26037 | MI | CO | 2022 | 19303.5222 | 195741.2773 | 10.1402
26041 | MI | CO | 2022 | 457.2952 | 2575.6768 | 5.6324
26091 | MI | WH | 2022 | 7203.4108 | 40986.5731 | 5.6899
26051 | MI | CO | 2022 | 2557.6155 | 23673.8737 | 9.2562
26055 | MI | CO | 2022 | 1877.743 | 13259.4013 | 7.0614
26057 | MI | CO | 2022 | 33184.252 | 355997.1453 | 10.7279
26149 | MI | WH | 2022 | 1448.7759 | 7647.5611 | 5.2786
26151 | MI | WH | 2022 | 18008.527 | 110685.5198 | 6.1463
26075 | MI | WH | 2022 | 2707.3493 | 14206.5014 | 5.2474
26093 | MI | SB | 2022 | 7891.377 | 19731.252 | 2.5004
26017 | MI | SB | 2022 | 23836.0054 | 75985.7318 | 3.1879
26021 | MI | SB | 2022 | 17684.7782 | 51491.7638 | 2.9116
26023 | MI | SB | 2022 | 31039.4162 | 109161.4507 | 3.5169
26021 | MI | CO | 2022 | 20112.8942 | 220659.8074 | 10.9711
26093 | MI | WH | 2022 | 1812.9933 | 8872.2595 | 4.8937
26027 | MI | CO | 2022 | 25252.4064 | 257796.2916 | 10.2088
26029 | MI | CO | 2022 | 760.8097 | 5359.6431 | 7.0447
26123 | MI | WH | 2022 | 1189.7768 | 5878.5523 | 4.9409
26125 | MI | WH | 2022 | 258.999 | 1211.0906 | 4.676
26043 | MI | CO | 2022 | 141.6401 | 967.7839 | 6.8327
26045 | MI | CO | 2022 | 18008.527 | 204682.4828 | 11.3659
26047 | MI | CO | 2022 | 234.7179 | 1562.1708 | 6.6555
26049 | MI | CO | 2022 | 9793.4012 | 90174.0896 | 9.2076
26005 | MI | CO | 2022 | 24078.817 | 263435.3474 | 10.9405
26059 | MI | WH | 2022 | 2274.3353 | 12600.7858 | 5.5404
26063 | MI | WH | 2022 | 27154.4306 | 178778.7509 | 6.5838
26065 | MI | WH | 2022 | 4856.232 | 25500.9422 | 5.2512
26067 | MI | WH | 2022 | 4572.9518 | 23895.2266 | 5.2253
26155 | MI | CO | 2022 | 19505.8652 | 184386.9624 | 9.4529
26157 | MI | CO | 2022 | 29623.0152 | 314644.0698 | 10.6216
26161 | MI | SB | 2022 | 20274.7686 | 57805.7645 | 2.8511
26107 | MI | CO | 2022 | 7648.5654 | 65153.9549 | 8.5185
26099 | MI | SB | 2022 | 9591.0582 | 24956.6318 | 2.6021
26998 | MI | SB | 2022 | 16454.5328 | 43542.1104 | 2.6462
26105 | MI | SB | 2022 | 3399.3624 | 12083.6909 | 3.5547
26107 | MI | WH | 2022 | 975.2933 | 5334.2419 | 5.4694
26011 | MI | WH | 2022 | 2237.9136 | 10205.82 | 4.5604
26091 | MI | CO | 2022 | 33629.4066 | 398290.0634 | 11.8435
26035 | MI | CO | 2022 | 2529.2875 | 21997.3976 | 8.6971
26045 | MI | WH | 2022 | 5948.8842 | 36060.564 | 6.0617
26127 | MI | WH | 2022 | 1035.9962 | 4218.4056 | 4.0718
26129 | MI | WH | 2022 | 938.8715 | 4354.4832 | 4.638
26133 | MI | WH | 2022 | 505.8575 | 2003.0623 | 3.9597
26137 | MI | WH | 2022 | 360.1705 | 1502.2967 | 4.1711
26141 | MI | CO | 2022 | 2428.116 | 14758.0693 | 6.078
26141 | MI | WH | 2022 | 1262.6203 | 5062.0867 | 4.0092
26145 | MI | WH | 2022 | 5584.6668 | 31025.6928 | 5.5555
26147 | MI | WH | 2022 | 2059.8517 | 12573.5702 | 6.1041
26015 | MI | CO | 2022 | 12504.7974 | 134930.9194 | 10.7903
26015 | MI | WH | 2022 | 2626.4121 | 14288.148 | 5.4402
26151 | MI | CO | 2022 | 33872.2182 | 372609.4987 | 11.0004
26157 | MI | SB | 2022 | 29623.0152 | 91634.6558 | 3.0934
26105 | MI | CO | 2022 | 5220.4494 | 54663.2791 | 10.471
26121 | MI | CO | 2022 | 4087.3286 | 43105.7549 | 10.5462
26123 | MI | CO | 2022 | 7365.2852 | 80445.4484 | 10.9222
26001 | MI | SB | 2022 | 1007.6681 | 2912.0606 | 2.8899
26111 | MI | CO | 2022 | 7850.9084 | 88446.8113 | 11.2658
26025 | MI | SB | 2022 | 31079.8848 | 102221.4931 | 3.289
26023 | MI | WH | 2022 | 1011.715 | 5007.6557 | 4.9497
26023 | MI | CO | 2022 | 31727.3824 | 344134.8073 | 10.8466
26117 | MI | CO | 2022 | 23876.474 | 236027.5044 | 9.8854
26067 | MI | SB | 2022 | 26385.5272 | 97948.6565 | 3.7122
26125 | MI | CO | 2022 | 979.3401 | 8763.3974 | 8.9483
26127 | MI | CO | 2022 | 5220.4494 | 50497.4902 | 9.673
26129 | MI | CO | 2022 | 3682.6426 | 35078.9909 | 9.5255
26049 | MI | WH | 2022 | 861.9812 | 4408.9142 | 5.1149
26005 | MI | WH | 2022 | 2205.5387 | 12464.7082 | 5.6515
26051 | MI | WH | 2022 | 886.2623 | 5089.3022 | 5.7424
26055 | MI | WH | 2022 | 433.014 | 1695.5269 | 3.9156
26057 | MI | WH | 2022 | 6313.1016 | 36332.7192 | 5.7551
26007 | MI | SB | 2022 | 5018.1064 | 12981.803 | 2.587
26073 | MI | SB | 2022 | 25171.4692 | 75169.2662 | 2.9863
26051 | MI | SB | 2022 | 5058.575 | 15050.1826 | 2.9752
26155 | MI | SB | 2022 | 40306.7256 | 115203.2962 | 2.8582
26101 | MI | CO | 2022 | 1728.0092 | 13462.6106 | 7.7908
26145 | MI | CO | 2022 | 34519.7158 | 371923.6676 | 10.7742
26037 | MI | WH | 2022 | 5827.4784 | 30916.8307 | 5.3054
26005 | MI | SB | 2022 | 15135.2564 | 50294.281 | 3.323
26107 | MI | SB | 2022 | 2703.3025 | 7647.5611 | 2.829
26113 | MI | CO | 2022 | 1254.5266 | 12624.3725 | 10.0631
26115 | MI | CO | 2022 | 20922.2662 | 237780.1839 | 11.3649
26025 | MI | CO | 2022 | 27963.8026 | 326201.594 | 11.6651
26027 | MI | WH | 2022 | 392.5454 | 1608.4372 | 4.0975
26145 | MI | SB | 2022 | 49614.5036 | 165170.9909 | 3.3291
26998 | MI | WH | 2022 | 12516.938 | 59272.681 | 4.7354
26147 | MI | CO | 2022 | 9226.8408 | 84966.8534 | 9.2087
26149 | MI | CO | 2022 | 32253.4742 | 298209.5245 | 9.2458
26055 | MI | SB | 2022 | 566.5604 | 1325.3958 | 2.3394
26133 | MI | CO | 2022 | 3541.0025 | 34672.5725 | 9.7917
26137 | MI | CO | 2022 | 424.9203 | 2171.7985 | 5.1111
26139 | MI | CO | 2022 | 12504.7974 | 139934.9464 | 11.1905
26099 | MI | WH | 2022 | 404.686 | 2160.9123 | 5.3397
26147 | MI | SB | 2022 | 26911.619 | 63357.7306 | 2.3543
26093 | MI | CO | 2022 | 7122.4736 | 68811.7208 | 9.6612
26151 | MI | SB | 2022 | 52406.837 | 184249.0704 | 3.5157
26011 | MI | SB | 2022 | 8862.6234 | 23541.4248 | 2.6563
26027 | MI | SB | 2022 | 20841.329 | 69671.7312 | 3.343
26065 | MI | SB | 2022 | 22014.9184 | 67358.412 | 3.0597
26119 | MI | SB | 2022 | 1412.3541 | 3782.9573 | 2.6785
26149 | MI | SB | 2022 | 22500.5416 | 79142.7322 | 3.5174
26015 | MI | SB | 2022 | 13071.3578 | 46320.815 | 3.5437
26059 | MI | SB | 2022 | 34641.1216 | 121136.2795 | 3.4969
26125 | MI | SB | 2022 | 1315.2295 | 3020.9227 | 2.2969
26109 | MI | SB | 2022 | 1885.8368 | 4300.0522 | 2.2802
26117 | MI | SB | 2022 | 11695.4254 | 37829.5728 | 3.2346
26045 | MI | SB | 2022 | 33872.2182 | 121408.4347 | 3.5843
26121 | MI | SB | 2022 | 2581.8967 | 8899.475 | 3.4469
26123 | MI | SB | 2022 | 2525.2406 | 8872.2595 | 3.5134
26057 | MI | SB | 2022 | 36947.8318 | 131450.9616 | 3.5577
26111 | MI | SB | 2022 | 12019.1742 | 40741.6334 | 3.3897
26063 | MI | SB | 2022 | 22702.8846 | 68093.231 | 2.9993
26115 | MI | SB | 2022 | 35936.1168 | 94982.1648 | 2.6431
26025 | MI | WH | 2022 | 1614.6971 | 7892.5008 | 4.8879
26141 | MI | SB | 2022 | 4006.3914 | 8600.1043 | 2.1466
26037 | MI | SB | 2022 | 29015.9862 | 89947.2936 | 3.0999
26127 | MI | SB | 2022 | 1493.2913 | 4191.1901 | 2.8067
26049 | MI | SB | 2022 | 19263.0536 | 41966.3318 | 2.1786
26129 | MI | SB | 2022 | 2877.3175 | 7021.6042 | 2.4403
26139 | MI | SB | 2022 | 7972.3142 | 25419.2957 | 3.1884
26998 | MI | CO | 2022 | 40399.8034 | 413787.3062 | 10.2423
26099 | MI | CO | 2022 | 3439.831 | 34037.5437 | 9.8951
27009 | MN | SB | 2022 | 13718.8554 | 42265.7026 | 3.0808
27041 | MN | SB | 2022 | 29703.9524 | 85102.931 | 2.865
27095 | MN | SB | 2022 | 7405.7538 | 20166.7003 | 2.7231
27171 | MN | CO | 2022 | 28611.3002 | 339232.385 | 11.8566
27121 | MN | CO | 2022 | 42815.7788 | 485898.6366 | 11.3486
27045 | MN | SB | 2022 | 41156.5662 | 169117.2413 | 4.1091
27001 | MN | SB | 2022 | 1926.3054 | 3592.4486 | 1.8649
27097 | MN | SB | 2022 | 13961.667 | 48280.3325 | 3.4581
27057 | MN | CO | 2022 | 4127.7972 | 26036.1808 | 6.3075
27169 | MN | CO | 2022 | 26466.4644 | 341543.8898 | 12.9048
27047 | MN | SB | 2022 | 63454.7648 | 256043.6122 | 4.0351
27017 | MN | CO | 2022 | 44.5155 | 337.8353 | 7.5892
27043 | MN | SB | 2022 | 73086.2916 | 301956.1944 | 4.1315
27998 | MN | SB | 2022 | 340535.1753 | 1113092.9956 | 3.2687
27071 | MN | CO | 2022 | 137.5932 | 1143.0518 | 8.3075
27091 | MN | SB | 2022 | 66854.1272 | 280537.5802 | 4.1963
27099 | MN | SB | 2022 | 61633.6778 | 252015.7152 | 4.0889
27065 | MN | CO | 2022 | 5418.7455 | 59159.283 | 10.9175
27125 | MN | CO | 2022 | 7648.5654 | 79404.0012 | 10.3816
27127 | MN | CO | 2022 | 95505.896 | 1136599.9474 | 11.9008
27129 | MN | CO | 2022 | 100564.471 | 1343517.7316 | 13.3598
27089 | MN | SB | 2022 | 89435.606 | 223738.7899 | 2.5017
27101 | MN | SB | 2022 | 67258.8132 | 222078.6432 | 3.3019
27059 | MN | CO | 2022 | 11169.3336 | 116667.4911 | 10.4453
27093 | MN | SB | 2022 | 40144.8512 | 127423.0646 | 3.1741
27063 | MN | CO | 2022 | 75433.4704 | 1009924.4024 | 13.3883
27998 | MN | BA | 2022 | 12585.7346 | 46013.824 | 3.656
27109 | MN | SB | 2022 | 30310.9814 | 126388.8749 | 4.1697
27079 | MN | WH | 2022 | 194.2493 | 647.7294 | 3.3345
27173 | MN | CO | 2022 | 73207.6974 | 877660.6039 | 11.9886
27019 | MN | CO | 2022 | 20598.5174 | 251852.4221 | 12.2267
27021 | MN | CO | 2022 | 1064.3242 | 9144.4147 | 8.5918
27165 | MN | CO | 2022 | 52164.0254 | 695762.9544 | 13.338
27061 | MN | CO | 2022 | 339.9362 | 2474.0722 | 7.278
27153 | MN | CO | 2022 | 25171.4692 | 260539.6161 | 10.3506
27085 | MN | SB | 2022 | 37190.6434 | 135805.4448 | 3.6516
27087 | MN | SB | 2022 | 22905.2276 | 68392.6018 | 2.9859
27161 | MN | CO | 2022 | 45243.8948 | 610846.9033 | 13.5012
27079 | MN | CO | 2022 | 33548.4694 | 444316.9508 | 13.244
27115 | MN | CO | 2022 | 6272.633 | 63477.4788 | 10.1198
27117 | MN | CO | 2022 | 38930.7932 | 407358.2746 | 10.4637
27119 | MN | CO | 2022 | 34641.1216 | 348554.6077 | 10.0619
27007 | MN | CO | 2022 | 1226.1986 | 9906.4493 | 8.079
27107 | MN | SB | 2022 | 63980.8566 | 183405.3893 | 2.8666
27011 | MN | SB | 2022 | 45567.6436 | 125654.0558 | 2.7575
27111 | MN | SB | 2022 | 64628.3542 | 171675.5002 | 2.6563
27063 | MN | SB | 2022 | 70860.5186 | 267827.9323 | 3.7796
27065 | MN | SB | 2022 | 5827.4784 | 16465.3896 | 2.8255
27023 | MN | CO | 2022 | 55158.7018 | 691393.9563 | 12.5346
27069 | MN | SB | 2022 | 42977.6532 | 129518.6597 | 3.0136
27007 | MN | SB | 2022 | 8903.092 | 21309.7522 | 2.3935
27071 | MN | SB | 2022 | 2286.4759 | 4708.285 | 2.0592
27077 | MN | SB | 2022 | 5746.5412 | 15104.6136 | 2.6285
27079 | MN | SB | 2022 | 32658.1602 | 134635.1774 | 4.1226
27049 | MN | CO | 2022 | 58881.813 | 775751.1821 | 13.1747
27005 | MN | CO | 2022 | 25657.0924 | 262495.5048 | 10.2309
27051 | MN | CO | 2022 | 47550.605 | 557225.0714 | 11.7186
27053 | MN | CO | 2022 | 4046.86 | 43308.9642 | 10.7019
27055 | MN | CO | 2022 | 18089.4642 | 230490.0532 | 12.7417
27163 | MN | CO | 2022 | 6474.976 | 69827.7668 | 10.7843
27089 | MN | BA | 2022 | 3864.7513 | 14500.4291 | 3.752
27167 | MN | CO | 2022 | 47793.4166 | 469489.4924 | 9.8233
27039 | MN | SB | 2022 | 35005.339 | 145711.8941 | 4.1626
27119 | MN | BA | 2022 | 2589.9904 | 11408.746 | 4.4049
27083 | MN | WH | 2022 | 627.2633 | 2209.9002 | 3.5231
27049 | MN | SB | 2022 | 37838.141 | 151399.9378 | 4.0013
27005 | MN | SB | 2022 | 30513.3244 | 88913.1038 | 2.9139
27105 | MN | SB | 2022 | 68634.7456 | 238163.0155 | 3.47
27139 | MN | CO | 2022 | 12869.0148 | 150654.2325 | 11.7067
27141 | MN | CO | 2022 | 11452.6138 | 127589.9865 | 11.1407
27143 | MN | CO | 2022 | 60176.8082 | 779612.1572 | 12.9554
27145 | MN | CO | 2022 | 63980.8566 | 744558.5674 | 11.6372
27147 | MN | CO | 2022 | 42289.687 | 576809.3596 | 13.6395
27149 | MN | CO | 2022 | 39902.0396 | 448812.9547 | 11.2479
27015 | MN | CO | 2022 | 61431.3348 | 804327.4781 | 13.0931
27151 | MN | CO | 2022 | 68837.0886 | 836485.3365 | 12.1517
27155 | MN | CO | 2022 | 47793.4166 | 498878.6253 | 10.4382
27157 | MN | CO | 2022 | 34762.5274 | 443808.9277 | 12.7669
27159 | MN | CO | 2022 | 7162.9422 | 71478.8417 | 9.979
27145 | MN | SB | 2022 | 42977.6532 | 144813.7819 | 3.3695
27149 | MN | SB | 2022 | 42370.6242 | 129355.3666 | 3.0529
27013 | MN | CO | 2022 | 71467.5476 | 985996.5172 | 13.7964
27131 | MN | CO | 2022 | 34074.5612 | 463037.5998 | 13.589
27083 | MN | CO | 2022 | 66004.2866 | 729165.4693 | 11.0472
27053 | MN | SB | 2022 | 4127.7972 | 14152.0704 | 3.4285
27055 | MN | SB | 2022 | 12990.4206 | 53913.9451 | 4.1503
27059 | MN | SB | 2022 | 10481.3674 | 29556.0547 | 2.8199
27061 | MN | SB | 2022 | 1246.4329 | 2345.9778 | 1.8822
27037 | MN | CO | 2022 | 30553.793 | 365725.7865 | 11.9699
27039 | MN | CO | 2022 | 47591.0736 | 661649.2073 | 13.9028
27043 | MN | CO | 2022 | 80168.2966 | 1088413.962 | 13.5766
27045 | MN | CO | 2022 | 65478.1948 | 815808.7988 | 12.4592
27047 | MN | CO | 2022 | 73248.166 | 988485.8301 | 13.495
27109 | MN | CO | 2022 | 43058.5904 | 558926.9486 | 12.9806
27011 | MN | CO | 2022 | 35450.4936 | 380052.0362 | 10.7206
27111 | MN | CO | 2022 | 69808.335 | 722103.9491 | 10.3441
27003 | MN | SB | 2022 | 1485.1976 | 4544.9918 | 3.0602
27033 | MN | SB | 2022 | 61228.9918 | 218649.4877 | 3.571
27035 | MN | SB | 2022 | 1205.9643 | 2253.4451 | 1.8686
27077 | MN | WH | 2022 | 3055.3793 | 12328.6306 | 4.0351
27149 | MN | WH | 2022 | 1299.0421 | 4490.5608 | 3.4568
27147 | MN | SB | 2022 | 33993.624 | 144024.5318 | 4.2368
27135 | MN | BA | 2022 | 1918.2116 | 8643.6492 | 4.5061
27087 | MN | WH | 2022 | 14042.6042 | 58731.0922 | 4.1824
27089 | MN | WH | 2022 | 77092.683 | 310637.9453 | 4.0294
27133 | MN | CO | 2022 | 52366.3684 | 646865.7368 | 12.3527
27085 | MN | CO | 2022 | 43787.0252 | 531823.9194 | 12.1457
27087 | MN | CO | 2022 | 14609.1646 | 153600.7661 | 10.514
27089 | MN | CO | 2022 | 8296.063 | 80445.4484 | 9.6968
27009 | MN | CO | 2022 | 17725.2468 | 200592.8973 | 11.3168
27091 | MN | CO | 2022 | 82151.258 | 1159689.5946 | 14.1165
27093 | MN | CO | 2022 | 44394.0542 | 504365.2741 | 11.3611
27041 | MN | CO | 2022 | 28287.5514 | 321553.1832 | 11.3673
27001 | MN | CO | 2022 | 331.8425 | 2997.3359 | 9.0324
27101 | MN | CO | 2022 | 68594.277 | 826223.2711 | 12.0451
27103 | MN | CO | 2022 | 43544.2136 | 567131.5207 | 13.0243
27105 | MN | CO | 2022 | 77092.683 | 976496.4863 | 12.6665
27069 | MN | BA | 2022 | 1125.0271 | 5160.0626 | 4.5866
27007 | MN | BA | 2022 | 174.015 | 492.0566 | 2.8277
27029 | MN | SB | 2022 | 9024.4978 | 21908.4936 | 2.4277
27133 | MN | SB | 2022 | 43787.0252 | 163483.6286 | 3.7336
27135 | MN | SB | 2022 | 55401.5134 | 155373.4037 | 2.8045
27139 | MN | SB | 2022 | 13395.1066 | 49368.9533 | 3.6856
27141 | MN | SB | 2022 | 6313.1016 | 20030.6227 | 3.1729
27143 | MN | SB | 2022 | 48400.4456 | 189447.2347 | 3.9142
27153 | MN | WH | 2022 | 902.4498 | 2318.7623 | 2.5694
27015 | MN | SB | 2022 | 52002.151 | 197584.6752 | 3.7995
27051 | MN | SB | 2022 | 37028.769 | 108317.7696 | 2.9252
27127 | MN | SB | 2022 | 85388.746 | 287695.2619 | 3.3692
27013 | MN | SB | 2022 | 66651.7842 | 280156.5629 | 4.2033
27131 | MN | SB | 2022 | 29744.421 | 121408.4347 | 4.0817
27019 | MN | SB | 2022 | 17522.9038 | 70107.1795 | 4.0009
27021 | MN | SB | 2022 | 882.2155 | 2117.3675 | 2.4001
27003 | MN | CO | 2022 | 1744.1967 | 16688.5569 | 9.568
27033 | MN | CO | 2022 | 66773.19 | 894399.9631 | 13.3946
27129 | MN | SB | 2022 | 78994.7072 | 284755.9858 | 3.6047
27113 | MN | SB | 2022 | 41561.2522 | 96370.1563 | 2.3188
27069 | MN | WH | 2022 | 53418.552 | 217588.0824 | 4.0733
27007 | MN | WH | 2022 | 3686.6895 | 15050.1826 | 4.0823
27037 | MN | SB | 2022 | 19060.7106 | 71005.2917 | 3.7252
27005 | MN | WH | 2022 | 9631.5268 | 38863.7626 | 4.0351
27023 | MN | SB | 2022 | 38971.2618 | 126062.2886 | 3.2347
27035 | MN | CO | 2022 | 3864.7513 | 36831.6704 | 9.5302
27151 | MN | SB | 2022 | 46781.7016 | 146610.0062 | 3.1339
27025 | MN | CO | 2022 | 9510.121 | 105846.6004 | 11.1299
27155 | MN | SB | 2022 | 51799.808 | 147018.239 | 2.8382
27159 | MN | SB | 2022 | 4694.3576 | 13961.5618 | 2.9741
27025 | MN | SB | 2022 | 9307.778 | 27052.2269 | 2.9064
27165 | MN | SB | 2022 | 39537.8222 | 161388.0336 | 4.0819
27115 | MN | SB | 2022 | 7931.8456 | 21826.847 | 2.7518
27117 | MN | SB | 2022 | 38000.0154 | 113216.5632 | 2.9794
27119 | MN | SB | 2022 | 115133.167 | 298091.5906 | 2.5891
27121 | MN | SB | 2022 | 35329.0878 | 105242.4158 | 2.9789
27125 | MN | SB | 2022 | 31241.7592 | 81238.3272 | 2.6003
27121 | MN | WH | 2022 | 1922.2585 | 5225.3798 | 2.7184
27103 | MN | WH | 2022 | 157.8275 | 552.4751 | 3.5005
27129 | MN | WH | 2022 | 667.7319 | 2226.2295 | 3.334
27067 | MN | WH | 2022 | 461.342 | 1192.0398 | 2.5839
27135 | MN | WH | 2022 | 39011.7304 | 169906.4914 | 4.3553
27143 | MN | WH | 2022 | 275.1865 | 955.2648 | 3.4713
27161 | MN | SB | 2022 | 36340.8028 | 147861.9202 | 4.0688
27125 | MN | WH | 2022 | 24321.6286 | 98302.4582 | 4.0418
27107 | MN | WH | 2022 | 36057.5226 | 153985.4122 | 4.2705
27159 | MN | WH | 2022 | 348.03 | 895.3906 | 2.5727
27153 | MN | SB | 2022 | 22541.0102 | 70324.9037 | 3.1199
27998 | MN | WH | 2022 | 50071.7988 | 196466.1173 | 3.9237
27163 | MN | SB | 2022 | 5058.575 | 15485.6309 | 3.0613
27013 | MN | WH | 2022 | 117.3589 | 391.9035 | 3.3394
27167 | MN | SB | 2022 | 62038.3638 | 155210.1106 | 2.5018
27169 | MN | SB | 2022 | 14487.7588 | 60608.963 | 4.1835
27171 | MN | SB | 2022 | 29420.6722 | 102303.1397 | 3.4773
27173 | MN | SB | 2022 | 68634.7456 | 229399.6181 | 3.3423
27023 | MN | WH | 2022 | 550.373 | 1635.6528 | 2.9719
27027 | MN | WH | 2022 | 27154.4306 | 115040.003 | 4.2365
27131 | MN | WH | 2022 | 198.2961 | 672.2233 | 3.39
27095 | MN | CO | 2022 | 7931.8456 | 75517.6249 | 9.5208
27097 | MN | CO | 2022 | 34519.7158 | 381118.8846 | 11.0406
27097 | MN | WH | 2022 | 550.373 | 1385.27 | 2.517
27998 | MN | CO | 2022 | 283231.6377 | 3248459.345 | 11.4693
27119 | MN | WH | 2022 | 106432.418 | 469794.3062 | 4.414
27165 | MN | WH | 2022 | 117.3589 | 356.5233 | 3.0379
27019 | MN | WH | 2022 | 275.1865 | 721.2113 | 2.6208
27033 | MN | WH | 2022 | 392.5454 | 1368.9407 | 3.4873
27037 | MN | WH | 2022 | 275.1865 | 704.882 | 2.5615
27167 | MN | WH | 2022 | 23269.445 | 84041.5258 | 3.6117
27171 | MN | WH | 2022 | 817.4657 | 2095.595 | 2.5635
27111 | MN | WH | 2022 | 8579.3432 | 27269.951 | 3.1786
27011 | MN | WH | 2022 | 785.0908 | 2185.4063 | 2.7836
27099 | MN | CO | 2022 | 80775.3256 | 1105280.327 | 13.6834
27169 | MN | WH | 2022 | 129.4995 | 348.3587 | 2.69
27041 | MN | WH | 2022 | 2780.1928 | 8191.8715 | 2.9465
28998 | MS | WH | 2022 | 15183.8187 | 49760.8568 | 3.2772
28095 | MS | WH | 2022 | 558.4667 | 2073.8226 | 3.7134
28103 | MS | CO | 2022 | 12869.0148 | 110164.7962 | 8.5605
28011 | MS | CO | 2022 | 11493.0824 | 131654.1708 | 11.4551
28115 | MS | CO | 2022 | 991.4807 | 5842.265 | 5.8925
28135 | MS | SB | 2022 | 43989.3682 | 174533.1298 | 3.9676
28117 | MS | CO | 2022 | 526.0918 | 3579.0223 | 6.803
28119 | MS | CO | 2022 | 4042.8131 | 46407.9047 | 11.4791
28133 | MS | SB | 2022 | 102992.587 | 432209.6731 | 4.1965
28021 | MS | CO | 2022 | 946.9652 | 9525.432 | 10.0589
28135 | MS | WH | 2022 | 1699.6812 | 7130.4662 | 4.1952
28143 | MS | SB | 2022 | 42653.9044 | 122197.6848 | 2.8649
28145 | MS | SB | 2022 | 9631.5268 | 20329.9934 | 2.1108
28121 | MS | CO | 2022 | 513.9512 | 4625.5498 | 9
28125 | MS | CO | 2022 | 10157.6186 | 128987.0499 | 12.6986
28139 | MS | SB | 2022 | 5463.261 | 16193.2344 | 2.964
28033 | MS | WH | 2022 | 1250.4797 | 3919.0349 | 3.134
28017 | MS | CO | 2022 | 2403.8348 | 13691.2209 | 5.6956
28998 | MS | CO | 2022 | 30541.6524 | 260524.3754 | 8.5301
28025 | MS | CO | 2022 | 946.9652 | 6959.9156 | 7.3497
28027 | MS | CO | 2022 | 11250.2708 | 127386.7773 | 11.323
28033 | MS | CO | 2022 | 1889.8836 | 14681.8659 | 7.7687
28163 | MS | CO | 2022 | 12100.1114 | 128961.6487 | 10.6579
28149 | MS | SB | 2022 | 7567.6282 | 24385.1059 | 3.2223
28015 | MS | SB | 2022 | 4330.1402 | 13662.191 | 3.1551
28025 | MS | WH | 2022 | 238.7647 | 971.5941 | 4.0693
28027 | MS | WH | 2022 | 2355.2725 | 9117.1992 | 3.871
28133 | MS | CO | 2022 | 17361.0294 | 207375.0049 | 11.9449
28039 | MS | CO | 2022 | 101.1715 | 642.6491 | 6.3521
28041 | MS | CO | 2022 | 93.0778 | 452.1405 | 4.8577
28053 | MS | WH | 2022 | 400.6391 | 1635.6528 | 4.0826
28147 | MS | CO | 2022 | 522.0449 | 4666.1916 | 8.9383
28149 | MS | CO | 2022 | 3346.7532 | 31726.0388 | 9.4796
28015 | MS | CO | 2022 | 2751.8648 | 27992.0695 | 10.172
28151 | MS | CO | 2022 | 20760.3918 | 250861.7772 | 12.0837
28155 | MS | CO | 2022 | 1100.7459 | 7925.1594 | 7.1998
28013 | MS | SB | 2022 | 10643.2418 | 29909.8565 | 2.8102
28143 | MS | RI | 2022 | 7891.377 | 64228.6272 | 8.1391
28057 | MS | SB | 2022 | 4856.232 | 12682.4323 | 2.6116
28143 | MS | WH | 2022 | 716.2942 | 2378.6364 | 3.3208
28015 | MS | WH | 2022 | 505.8575 | 1415.207 | 2.7976
28049 | MS | CO | 2022 | 3403.4093 | 28068.273 | 8.2471
28135 | MS | CO | 2022 | 14447.2902 | 170670.3403 | 11.8133
28139 | MS | CO | 2022 | 526.0918 | 4348.6772 | 8.266
28143 | MS | CO | 2022 | 4087.3286 | 37161.8854 | 9.092
28145 | MS | CO | 2022 | 825.5594 | 6528.0961 | 7.9075
28121 | MS | SB | 2022 | 2974.4421 | 10015.3114 | 3.3671
28125 | MS | SB | 2022 | 37028.769 | 145929.6182 | 3.941
28133 | MS | RI | 2022 | 3864.7513 | 32114.3136 | 8.3095
28135 | MS | RI | 2022 | 1889.8836 | 16270.345 | 8.6092
28133 | MS | WH | 2022 | 2379.5537 | 8518.4578 | 3.5799
28007 | MS | SB | 2022 | 1246.4329 | 4327.2677 | 3.4717
28071 | MS | SB | 2022 | 3213.2068 | 10015.3114 | 3.1169
28163 | MS | WH | 2022 | 1711.8218 | 6613.3714 | 3.8634
28051 | MS | CO | 2022 | 9348.2466 | 100918.7769 | 10.7955
28103 | MS | SB | 2022 | 4532.4832 | 11212.7942 | 2.4739
28051 | MS | WH | 2022 | 1035.9962 | 3973.4659 | 3.8354
28011 | MS | SB | 2022 | 124238.602 | 520496.82 | 4.1895
28033 | MS | SB | 2022 | 14649.6332 | 39299.2109 | 2.6826
28039 | MS | SB | 2022 | 384.4517 | 985.2018 | 2.5626
28011 | MS | RI | 2022 | 8943.5606 | 76248.8152 | 8.5256
28119 | MS | RI | 2022 | 3051.3324 | 24312.5312 | 7.9678
28095 | MS | CO | 2022 | 5139.5122 | 24156.4956 | 4.7002
28097 | MS | CO | 2022 | 1675.4 | 16332.9407 | 9.7487
28055 | MS | SB | 2022 | 24281.16 | 94220.1302 | 3.8804
28155 | MS | SB | 2022 | 1808.9464 | 5279.8109 | 2.9187
28083 | MS | RI | 2022 | 2387.6474 | 20366.2808 | 8.5299
28998 | MS | RI | 2022 | 6774.4436 | 53945.6966 | 7.9631
28081 | MS | SB | 2022 | 16430.2516 | 38564.3918 | 2.3472
28083 | MS | SB | 2022 | 56129.9482 | 224990.7038 | 4.0084
28151 | MS | SB | 2022 | 96719.954 | 405892.2653 | 4.1966
28117 | MS | SB | 2022 | 8862.6234 | 17281.8552 | 1.95
28049 | MS | SB | 2022 | 3443.8779 | 11049.5011 | 3.2084
28027 | MS | SB | 2022 | 45527.175 | 183106.0186 | 4.0219
28115 | MS | SB | 2022 | 10238.5558 | 23214.8386 | 2.2674
28089 | MS | SB | 2022 | 4613.4204 | 17254.6397 | 3.7401
28119 | MS | SB | 2022 | 39092.6676 | 131723.1168 | 3.3695
28051 | MS | SB | 2022 | 17037.2806 | 64609.6445 | 3.7923
28053 | MS | SB | 2022 | 39295.0106 | 146664.4373 | 3.7324
28083 | MS | CO | 2022 | 20153.3628 | 243749.4546 | 12.0947
28009 | MS | SB | 2022 | 6960.5992 | 19948.9762 | 2.866
28163 | MS | SB | 2022 | 27194.8992 | 107528.5195 | 3.954
28017 | MS | SB | 2022 | 15378.068 | 35679.5467 | 2.3202
28087 | MS | SB | 2022 | 5220.4494 | 12138.1219 | 2.3251
28053 | MS | CO | 2022 | 10764.6476 | 120122.0478 | 11.1589
28087 | MS | CO | 2022 | 4572.9518 | 28957.3133 | 6.3323
28089 | MS | CO | 2022 | 3504.5808 | 38685.9545 | 11.0387
28009 | MS | CO | 2022 | 1339.5107 | 10617.6815 | 7.9265
28021 | MS | SB | 2022 | 1493.2913 | 5524.7506 | 3.6997
28125 | MS | WH | 2022 | 360.1705 | 1393.4346 | 3.8688
28001 | MS | WH | 2022 | 861.9812 | 3238.6469 | 3.7572
28081 | MS | CO | 2022 | 1339.5107 | 7899.7583 | 5.8975
28059 | MS | CO | 2022 | 178.0618 | 729.0131 | 4.0942
28057 | MS | CO | 2022 | 631.3102 | 4442.6615 | 7.0372
28998 | MS | SB | 2022 | 70233.2553 | 196253.8363 | 2.7943
28095 | MS | SB | 2022 | 15459.0052 | 33475.0896 | 2.1654
28097 | MS | SB | 2022 | 914.5904 | 2686.1718 | 2.937
28011 | MS | WH | 2022 | 1092.6522 | 4000.6814 | 3.6614
29151 | MO | CO | 2022 | 3496.487 | 29414.534 | 8.4126
29167 | MO | CO | 2022 | 607.029 | 4978.6258 | 8.2016
29165 | MO | CO | 2022 | 15863.6912 | 176741.2156 | 11.1412
29155 | MO | CO | 2022 | 6677.319 | 74095.1604 | 11.0965
29015 | MO | CO | 2022 | 6110.7586 | 58829.068 | 9.6271
29019 | MO | SB | 2022 | 19627.271 | 53587.3589 | 2.7303
29157 | MO | CO | 2022 | 10643.2418 | 90885.3219 | 8.5393
29013 | MO | CO | 2022 | 26749.7446 | 206511.3658 | 7.7201
29113 | MO | CO | 2022 | 13395.1066 | 105338.5773 | 7.864
29001 | MO | CO | 2022 | 7567.6282 | 79835.8207 | 10.5496
29103 | MO | WH | 2022 | 356.1237 | 1856.0985 | 5.2119
29159 | MO | CO | 2022 | 23512.2566 | 198205.1891 | 8.4299
29163 | MO | CO | 2022 | 20719.9232 | 197544.7591 | 9.534
29063 | MO | CO | 2022 | 15661.3482 | 152178.3016 | 9.7168
29065 | MO | CO | 2022 | 40.4686 | 198.129 | 4.8959
29177 | MO | SB | 2022 | 36340.8028 | 113407.0718 | 3.1207
29183 | MO | SB | 2022 | 23674.131 | 78652.8528 | 3.3223
29107 | MO | WH | 2022 | 1290.9483 | 5715.2592 | 4.4272
29109 | MO | WH | 2022 | 2861.13 | 10124.1734 | 3.5385
29079 | MO | CO | 2022 | 13718.8554 | 153092.7431 | 11.1593
29083 | MO | CO | 2022 | 10683.7104 | 85906.6961 | 8.0409
29115 | MO | CO | 2022 | 13921.1984 | 144888.171 | 10.4077
29117 | MO | CO | 2022 | 15216.1936 | 189492.5939 | 12.4534
29185 | MO | SB | 2022 | 15378.068 | 32985.2102 | 2.145
29186 | MO | SB | 2022 | 8619.8118 | 30372.5203 | 3.5236
29075 | MO | CO | 2022 | 13233.2322 | 138944.3014 | 10.4996
29187 | MO | SB | 2022 | 1436.6353 | 4436.1298 | 3.0879
29186 | MO | CO | 2022 | 4249.203 | 44833.0333 | 10.5509
29187 | MO | CO | 2022 | 558.4667 | 5715.2592 | 10.2338
29139 | MO | CO | 2022 | 17320.5608 | 183116.9048 | 10.5722
29141 | MO | CO | 2022 | 2836.8489 | 24258.1002 | 8.5511
29143 | MO | CO | 2022 | 16430.2516 | 176131.588 | 10.72
29077 | MO | WH | 2022 | 400.6391 | 1330.8389 | 3.3218
29079 | MO | WH | 2022 | 267.0928 | 906.2768 | 3.3931
29069 | MO | CO | 2022 | 10845.5848 | 123551.2033 | 11.3918
29007 | MO | CO | 2022 | 40792.3488 | 425545.4995 | 10.432
29071 | MO | CO | 2022 | 6434.5074 | 46052.2886 | 7.1571
29073 | MO | CO | 2022 | 2132.6952 | 17298.1845 | 8.111
29113 | MO | WH | 2022 | 1995.102 | 7701.9922 | 3.8605
29197 | MO | SB | 2022 | 9267.3094 | 24929.4163 | 2.69
29089 | MO | CO | 2022 | 14690.1018 | 124567.2494 | 8.4797
29125 | MO | CO | 2022 | 700.1068 | 3464.7171 | 4.9488
29183 | MO | CO | 2022 | 12949.952 | 136353.3839 | 10.5293
29185 | MO | CO | 2022 | 5260.918 | 28068.273 | 5.3352
29099 | MO | CO | 2022 | 1384.0261 | 12675.1748 | 9.1582
29998 | MO | CO | 2022 | 349094.2842 | 3682110.3521 | 10.5476
29133 | MO | CO | 2022 | 16713.5318 | 191016.663 | 11.4289
29135 | MO | CO | 2022 | 5908.4156 | 42521.5284 | 7.1968
29137 | MO | CO | 2022 | 20638.986 | 194801.4347 | 9.4385
29007 | MO | WH | 2022 | 5544.1982 | 26426.2699 | 4.7665
29071 | MO | WH | 2022 | 772.9503 | 3020.9227 | 3.9083
29073 | MO | WH | 2022 | 396.5923 | 971.5941 | 2.4499
29205 | MO | CO | 2022 | 18494.1502 | 214182.5137 | 11.5811
29207 | MO | CO | 2022 | 26466.4644 | 271004.8907 | 10.2396
29021 | MO | CO | 2022 | 20315.2372 | 232039.5235 | 11.4219
29083 | MO | WH | 2022 | 2444.3034 | 6994.3886 | 2.8615
29089 | MO | WH | 2022 | 1351.6512 | 4653.8539 | 3.4431
29225 | MO | CO | 2022 | 165.9213 | 584.2265 | 3.5211
29227 | MO | CO | 2022 | 5382.3238 | 54155.2561 | 10.0617
29023 | MO | CO | 2022 | 10643.2418 | 117708.9384 | 11.0595
29025 | MO | CO | 2022 | 9145.9036 | 93349.2336 | 10.2067
29027 | MO | CO | 2022 | 12181.0486 | 120426.8616 | 9.8864
29199 | MO | SB | 2022 | 26183.1842 | 73944.5678 | 2.8241
29201 | MO | SB | 2022 | 41804.0638 | 132403.5048 | 3.1672
29095 | MO | CO | 2022 | 7527.1596 | 64061.7053 | 8.5107
29127 | MO | CO | 2022 | 19951.0198 | 218907.1279 | 10.9722
29211 | MO | SB | 2022 | 17846.6526 | 48715.7808 | 2.7297
29217 | MO | SB | 2022 | 38809.3874 | 56907.6523 | 1.4663
29219 | MO | SB | 2022 | 13880.7298 | 44987.2546 | 3.241
29221 | MO | SB | 2022 | 364.2174 | 1064.1268 | 2.9217
29225 | MO | SB | 2022 | 299.4676 | 606.9061 | 2.0266
29227 | MO | SB | 2022 | 9914.807 | 30862.3997 | 3.1128
29197 | MO | CO | 2022 | 5260.918 | 52199.3674 | 9.9221
29199 | MO | CO | 2022 | 18413.213 | 180525.9873 | 9.8042
29201 | MO | CO | 2022 | 22298.1986 | 243470.0419 | 10.9188
29059 | MO | CO | 2022 | 105.2184 | 695.9916 | 6.6147
29097 | MO | SB | 2022 | 22905.2276 | 41122.6507 | 1.7953
29099 | MO | SB | 2022 | 2836.8489 | 8872.2595 | 3.1275
29998 | MO | SB | 2022 | 484595.2976 | 1595477.2014 | 3.2924
29101 | MO | CO | 2022 | 17361.0294 | 127615.3876 | 7.3507
29103 | MO | CO | 2022 | 21003.2034 | 225867.0436 | 10.7539
29107 | MO | CO | 2022 | 40144.8512 | 411346.2555 | 10.2466
29011 | MO | CO | 2022 | 18534.6188 | 87125.9514 | 4.7007
29111 | MO | CO | 2022 | 25333.3436 | 246467.3779 | 9.729
29205 | MO | SB | 2022 | 46903.1074 | 138799.152 | 2.9593
29207 | MO | SB | 2022 | 73490.9776 | 234189.5496 | 3.1866
29151 | MO | SB | 2022 | 5706.0726 | 15730.5706 | 2.7568
29155 | MO | SB | 2022 | 74583.6298 | 239932.0243 | 3.217
29157 | MO | SB | 2022 | 22621.9474 | 72420.4987 | 3.2013
29159 | MO | SB | 2022 | 41601.7208 | 120591.9691 | 2.8987
29163 | MO | SB | 2022 | 38364.2328 | 121272.3571 | 3.1611
29165 | MO | SB | 2022 | 19748.6768 | 62949.4978 | 3.1875
29167 | MO | SB | 2022 | 1703.7281 | 3619.6642 | 2.1246
29017 | MO | SB | 2022 | 13678.3868 | 41013.7886 | 2.9984
29173 | MO | SB | 2022 | 31889.2568 | 105514.571 | 3.3088
29175 | MO | SB | 2022 | 24038.3484 | 71930.6194 | 2.9923
29211 | MO | CO | 2022 | 7608.0968 | 76355.8629 | 10.0361
29217 | MO | CO | 2022 | 20031.957 | 100969.5792 | 5.0404
29219 | MO | CO | 2022 | 6555.9132 | 71631.2486 | 10.9262
29097 | MO | WH | 2022 | 10198.0872 | 43898.6338 | 4.3046
29099 | MO | WH | 2022 | 129.4995 | 527.9811 | 4.0771
29998 | MO | WH | 2022 | 55632.1844 | 212226.625 | 3.8148
29173 | MO | CO | 2022 | 19424.928 | 208492.6556 | 10.7333
29175 | MO | CO | 2022 | 8660.2804 | 95228.9188 | 10.9961
29097 | MO | CO | 2022 | 8053.2514 | 45696.6724 | 5.6743
29031 | MO | CO | 2022 | 11574.0196 | 118572.5775 | 10.2447
29177 | MO | CO | 2022 | 15013.8506 | 163888.2327 | 10.9158
29049 | MO | CO | 2022 | 16632.5946 | 199399.0432 | 11.9885
29005 | MO | CO | 2022 | 52447.3056 | 652098.3741 | 12.4334
29051 | MO | CO | 2022 | 2003.1957 | 19736.6951 | 9.8526
29049 | MO | SB | 2022 | 24847.7204 | 81047.8186 | 3.2618
29005 | MO | SB | 2022 | 52002.151 | 186045.2947 | 3.5776
29047 | MO | WH | 2022 | 437.0609 | 1918.6942 | 4.39
29051 | MO | WH | 2022 | 169.9681 | 579.6906 | 3.4106
29053 | MO | WH | 2022 | 3532.9088 | 15703.355 | 4.4449
29057 | MO | WH | 2022 | 5018.1064 | 17962.2432 | 3.5795
29069 | MO | WH | 2022 | 4127.7972 | 15893.8637 | 3.8504
29023 | MO | SB | 2022 | 46538.89 | 166831.1376 | 3.5848
29025 | MO | SB | 2022 | 23836.0054 | 67331.1965 | 2.8248
29027 | MO | SB | 2022 | 28287.5514 | 93975.1906 | 3.3221
29031 | MO | SB | 2022 | 32293.9428 | 105541.7866 | 3.2682
29033 | MO | SB | 2022 | 55522.9192 | 196414.4078 | 3.5375
29027 | MO | WH | 2022 | 2780.1928 | 12437.4926 | 4.4736
29051 | MO | SB | 2022 | 4856.232 | 15295.1222 | 3.1496
29115 | MO | WH | 2022 | 1408.3073 | 5116.5178 | 3.6331
29117 | MO | WH | 2022 | 1080.5116 | 3238.6469 | 2.9973
29131 | MO | WH | 2022 | 307.5614 | 1118.5579 | 3.6369
29133 | MO | WH | 2022 | 11290.7394 | 53369.6347 | 4.7269
29135 | MO | WH | 2022 | 934.8247 | 3211.4314 | 3.4353
29137 | MO | WH | 2022 | 1695.6343 | 7946.9318 | 4.6867
29139 | MO | WH | 2022 | 3609.7991 | 15812.2171 | 4.3804
29141 | MO | WH | 2022 | 517.9981 | 1793.5028 | 3.4624
29089 | MO | SB | 2022 | 22298.1986 | 59384.2646 | 2.6632
29095 | MO | SB | 2022 | 12666.6718 | 31951.0205 | 2.5224
29157 | MO | WH | 2022 | 5018.1064 | 21064.8125 | 4.1978
29163 | MO | WH | 2022 | 1760.3841 | 7157.6818 | 4.066
29167 | MO | WH | 2022 | 461.342 | 1311.7881 | 2.8434
29033 | MO | WH | 2022 | 1946.5397 | 7184.8973 | 3.6911
29057 | MO | SB | 2022 | 11978.7056 | 20302.7779 | 1.6949
29059 | MO | SB | 2022 | 303.5145 | 617.7923 | 2.0355
29033 | MO | CO | 2022 | 33265.1892 | 372711.1033 | 11.2042
29037 | MO | CO | 2022 | 11816.8312 | 82934.7613 | 7.0184
29143 | MO | WH | 2022 | 3099.8948 | 12437.4926 | 4.0122
29145 | MO | WH | 2022 | 2112.4609 | 6341.2162 | 3.0018
29015 | MO | WH | 2022 | 615.1227 | 2571.8666 | 4.1811
29151 | MO | WH | 2022 | 327.7957 | 1072.2915 | 3.2712
29155 | MO | WH | 2022 | 6677.319 | 30535.8134 | 4.5731
29125 | MO | SB | 2022 | 1408.3073 | 3619.6642 | 2.5702
29127 | MO | SB | 2022 | 29542.078 | 92968.2163 | 3.147
29129 | MO | SB | 2022 | 16996.812 | 52798.1088 | 3.1064
29013 | MO | SB | 2022 | 54915.8902 | 107827.8902 | 1.9635
29131 | MO | SB | 2022 | 2254.101 | 7239.3283 | 3.2116
29137 | MO | SB | 2022 | 44839.2088 | 142037.7989 | 3.1677
29139 | MO | SB | 2022 | 32900.9718 | 107963.9678 | 3.2815
29141 | MO | SB | 2022 | 5544.1982 | 15050.1826 | 2.7146
29143 | MO | SB | 2022 | 84984.06 | 286443.348 | 3.3706
29145 | MO | SB | 2022 | 3694.7832 | 5551.9661 | 1.5027
29015 | MO | SB | 2022 | 9388.7152 | 29746.5634 | 3.1683
29195 | MO | WH | 2022 | 1242.386 | 5307.0264 | 4.2716
29201 | MO | WH | 2022 | 7972.3142 | 35597.9002 | 4.4652
29205 | MO | WH | 2022 | 647.4976 | 2688.8934 | 4.1527
29217 | MO | WH | 2022 | 6555.9132 | 27460.4597 | 4.1887
29219 | MO | WH | 2022 | 720.3411 | 3129.7848 | 4.3449
29117 | MO | SB | 2022 | 44394.0542 | 153767.688 | 3.4637
29037 | MO | SB | 2022 | 30877.5418 | 72257.2056 | 2.3401
29143 | MO | RI | 2022 | 5220.4494 | 45132.404 | 8.6453
29155 | MO | RI | 2022 | 11209.8022 | 95390.3976 | 8.5096
29133 | MO | SB | 2022 | 70172.5524 | 274114.7174 | 3.9063
29135 | MO | SB | 2022 | 10845.5848 | 29909.8565 | 2.7578
29175 | MO | WH | 2022 | 1294.9952 | 6150.7075 | 4.7496
29177 | MO | WH | 2022 | 651.5445 | 2634.4623 | 4.0434
29183 | MO | WH | 2022 | 772.9503 | 3374.7245 | 4.366
29185 | MO | WH | 2022 | 1982.9614 | 6150.7075 | 3.1018
29019 | MO | WH | 2022 | 1509.4788 | 4871.5781 | 3.2273
29001 | MO | SB | 2022 | 20517.5802 | 57533.6093 | 2.8041
29101 | MO | SB | 2022 | 34802.996 | 91525.7938 | 2.6298
29103 | MO | SB | 2022 | 35936.1168 | 103446.1915 | 2.8786
29107 | MO | SB | 2022 | 47469.6678 | 157713.9384 | 3.3224
29109 | MO | SB | 2022 | 5099.0436 | 10505.1907 | 2.0602
29011 | MO | SB | 2022 | 39821.1024 | 55165.859 | 1.3853
29111 | MO | SB | 2022 | 34802.996 | 97839.7944 | 2.8112
29113 | MO | SB | 2022 | 32334.4114 | 99363.8635 | 3.073
29115 | MO | SB | 2022 | 32779.566 | 101840.4758 | 3.1068
29023 | MO | RI | 2022 | 20962.7348 | 195997.1032 | 9.3498
29069 | MO | RI | 2022 | 8579.3432 | 74479.8064 | 8.6813
29998 | MO | RI | 2022 | 15135.2564 | 132902.456 | 8.781
29063 | MO | SB | 2022 | 24685.846 | 70896.4296 | 2.8719
29075 | MO | SB | 2022 | 26345.0586 | 74407.2317 | 2.8243
29077 | MO | SB | 2022 | 756.7628 | 1445.1441 | 1.9096
29079 | MO | SB | 2022 | 29784.8896 | 98139.1651 | 3.2949
29083 | MO | SB | 2022 | 28206.6142 | 70379.3347 | 2.4951
29085 | MO | SB | 2022 | 1630.8846 | 3102.5693 | 1.9024
29071 | MO | SB | 2022 | 13516.5124 | 39353.6419 | 2.9115
29073 | MO | SB | 2022 | 5989.3528 | 15757.7861 | 2.631
29007 | MO | SB | 2022 | 67703.9678 | 211627.8835 | 3.1258
29069 | MO | SB | 2022 | 35814.711 | 111991.8648 | 3.127
30051 | MT | BA | 2022 | 12059.6428 | 15001.1946 | 1.2439
30049 | MT | WH | 2022 | 3460.0653 | 6180.6446 | 1.7863
30103 | MT | BA | 2022 | 2237.9136 | 14783.4705 | 6.6059
30005 | MT | WH | 2022 | 60702.9 | 95199.889 | 1.5683
30051 | MT | WH | 2022 | 81908.4464 | 113189.3477 | 1.3819
30055 | MT | WH | 2022 | 77295.026 | 134635.1774 | 1.7418
30101 | MT | BA | 2022 | 31605.9766 | 66318.7791 | 2.0983
30103 | MT | WH | 2022 | 768.9034 | 2721.552 | 3.5395
30067 | MT | BA | 2022 | 1238.3392 | 4267.3935 | 3.4461
30047 | MT | BA | 2022 | 477.5295 | 1955.163 | 4.0943
30005 | MT | BA | 2022 | 10683.7104 | 16046.2706 | 1.5019
30998 | MT | WH | 2022 | 208332.3528 | 409049.2656 | 1.9634
30047 | MT | WH | 2022 | 2873.2706 | 12083.6909 | 4.2056
30085 | MT | WH | 2022 | 116751.911 | 206538.5813 | 1.769
30065 | MT | BA | 2022 | 1748.2435 | 3287.6348 | 1.8805
30101 | MT | WH | 2022 | 93037.3114 | 162531.0854 | 1.7469
30041 | MT | BA | 2022 | 18413.213 | 17700.9742 | 0.96132
30045 | MT | BA | 2022 | 8943.5606 | 14348.0221 | 1.6043
30095 | MT | WH | 2022 | 8457.9374 | 22041.8496 | 2.6061
30035 | MT | BA | 2022 | 24726.3146 | 60004.7785 | 2.4268
30015 | MT | BA | 2022 | 35248.1506 | 48487.1704 | 1.3756
30037 | MT | BA | 2022 | 2594.0373 | 5029.4281 | 1.9388
30091 | MT | WH | 2022 | 117763.626 | 252206.2238 | 2.1416
30059 | MT | WH | 2022 | 242.8116 | 802.8578 | 3.3065
30031 | MT | BA | 2022 | 9955.2756 | 39037.9419 | 3.9213
30083 | MT | WH | 2022 | 68998.963 | 133356.048 | 1.9327
30009 | MT | WH | 2022 | 1173.5894 | 4354.4832 | 3.7104
30105 | MT | WH | 2022 | 139252.4526 | 179214.1992 | 1.287
30041 | MT | WH | 2022 | 182918.072 | 326096.3606 | 1.7827
30049 | MT | BA | 2022 | 2674.9745 | 7968.7043 | 2.979
30099 | MT | WH | 2022 | 52285.4312 | 99118.9238 | 1.8957
30013 | MT | BA | 2022 | 21650.701 | 39843.5213 | 1.8403
30073 | MT | BA | 2022 | 32900.9718 | 78837.9183 | 2.3962
30075 | MT | BA | 2022 | 420.8734 | 744.6166 | 1.7692
30087 | MT | WH | 2022 | 2225.773 | 2286.1037 | 1.0271
30071 | MT | WH | 2022 | 36624.083 | 35946.2588 | 0.98149
30007 | MT | BA | 2022 | 1926.3054 | 8578.3319 | 4.4533
30095 | MT | BA | 2022 | 1643.0252 | 3244.09 | 1.9745
30099 | MT | BA | 2022 | 31322.6964 | 82517.4566 | 2.6344
30998 | MT | BA | 2022 | 45705.2368 | 92510.9956 | 2.0241
30045 | MT | WH | 2022 | 25616.6238 | 63629.8858 | 2.4839
30003 | MT | WH | 2022 | 37109.7062 | 126633.8146 | 3.4124
30067 | MT | WH | 2022 | 2185.3044 | 5824.1213 | 2.6651
30073 | MT | WH | 2022 | 59933.9966 | 110930.4595 | 1.8509
30029 | MT | BA | 2022 | 1201.9174 | 4419.8004 | 3.6773
30111 | MT | WH | 2022 | 32779.566 | 98492.9669 | 3.0047
30013 | MT | WH | 2022 | 48926.5374 | 95529.1968 | 1.9525
30031 | MT | WH | 2022 | 16146.9714 | 73754.0592 | 4.5677
30007 | MT | WH | 2022 | 8498.406 | 19867.3296 | 2.3378
30035 | MT | WH | 2022 | 42330.1556 | 104562.0278 | 2.4702
30027 | MT | BA | 2022 | 14568.696 | 22338.4988 | 1.5333
30003 | MT | BA | 2022 | 5301.3866 | 25930.9475 | 4.8914
30033 | MT | WH | 2022 | 9631.5268 | 10804.5614 | 1.1218
30019 | MT | WH | 2022 | 101171.5 | 176057.1989 | 1.7402
30021 | MT | WH | 2022 | 71386.6104 | 142582.1093 | 1.9973
30075 | MT | WH | 2022 | 849.8406 | 1183.8751 | 1.3931
30025 | MT | WH | 2022 | 10562.3046 | 22888.2523 | 2.167
30079 | MT | WH | 2022 | 1537.8068 | 2966.4917 | 1.929
30111 | MT | BA | 2022 | 7891.377 | 30786.1962 | 3.9012
30085 | MT | BA | 2022 | 5422.7924 | 11604.6977 | 2.14
30065 | MT | WH | 2022 | 3116.0822 | 6341.2162 | 2.035
30027 | MT | WH | 2022 | 58193.8468 | 120700.8312 | 2.0741
30015 | MT | WH | 2022 | 192994.7534 | 371138.0462 | 1.923
30017 | MT | WH | 2022 | 1497.3382 | 1690.0838 | 1.1287
30011 | MT | WH | 2022 | 3601.7054 | 10886.208 | 3.0225
30083 | MT | BA | 2022 | 3848.5639 | 11974.8288 | 3.1115
30029 | MT | WH | 2022 | 5888.1813 | 27106.6579 | 4.6036
30009 | MT | BA | 2022 | 3524.8151 | 22273.1816 | 6.319
31111 | NE | SB | 2022 | 23026.6334 | 98792.3376 | 4.2904
31011 | NE | SB | 2022 | 48764.663 | 181663.596 | 3.7253
31119 | NE | SB | 2022 | 46134.204 | 142745.4024 | 3.0941
31121 | NE | SB | 2022 | 26021.3098 | 89784.0005 | 3.4504
31037 | NE | CO | 2022 | 40144.8512 | 417772.7469 | 10.4066
31105 | NE | WH | 2022 | 31160.822 | 18234.3984 | 0.58517
31043 | NE | CO | 2022 | 24443.0344 | 246086.3606 | 10.0678
31113 | NE | SB | 2022 | 3415.5498 | 12981.803 | 3.8008
31039 | NE | CO | 2022 | 61836.0208 | 654384.4778 | 10.5826
31065 | NE | SB | 2022 | 21165.0778 | 53424.0658 | 2.5242
31125 | NE | SB | 2022 | 22986.1648 | 69562.8691 | 3.0263
31107 | NE | SB | 2022 | 39902.0396 | 109787.4077 | 2.7514
31061 | NE | SB | 2022 | 24038.3484 | 76312.3181 | 3.1746
31033 | NE | CO | 2022 | 19708.2082 | 125938.9116 | 6.3902
31109 | NE | SB | 2022 | 55239.639 | 125273.0386 | 2.2678
31998 | NE | SB | 2022 | 212047.3703 | 762959.8877 | 3.5981
31001 | NE | SB | 2022 | 40428.1314 | 170478.0173 | 4.2168
31047 | NE | CO | 2022 | 72438.794 | 871157.909 | 12.0261
31035 | NE | CO | 2022 | 67542.0934 | 722002.3444 | 10.6897
31157 | NE | CO | 2022 | 30108.6384 | 312586.5765 | 10.382
31027 | NE | CO | 2022 | 70213.021 | 746133.4388 | 10.6267
31067 | NE | SB | 2022 | 76242.8424 | 187106.7 | 2.4541
31109 | NE | WH | 2022 | 384.4517 | 1671.0329 | 4.3465
31099 | NE | SB | 2022 | 37635.798 | 145276.4458 | 3.8601
31998 | NE | WH | 2022 | 37579.142 | 113213.8416 | 3.0127
31025 | NE | CO | 2022 | 48440.9142 | 402862.2707 | 8.3166
31029 | NE | CO | 2022 | 53782.7694 | 423996.0292 | 7.8835
31067 | NE | SG | 2022 | 465.3889 | 2997.3359 | 6.4405
31159 | NE | CO | 2022 | 54349.3298 | 515795.7925 | 9.4904
31177 | NE | SB | 2022 | 31444.1022 | 87770.052 | 2.7913
31159 | NE | SG | 2022 | 489.6701 | 3225.9463 | 6.588
31131 | NE | SB | 2022 | 55441.982 | 129382.5821 | 2.3337
31081 | NE | SB | 2022 | 38040.484 | 171158.4053 | 4.4994
31083 | NE | SB | 2022 | 26385.5272 | 107011.4246 | 4.0557
31095 | NE | SG | 2022 | 343.9831 | 2301.3444 | 6.6903
31127 | NE | SB | 2022 | 37635.798 | 115665.96 | 3.0733
31129 | NE | SB | 2022 | 32617.6916 | 111202.6147 | 3.4093
31151 | NE | CO | 2022 | 53701.8322 | 531239.6929 | 9.8924
31153 | NE | CO | 2022 | 11290.7394 | 111130.04 | 9.8426
31155 | NE | CO | 2022 | 72236.451 | 769883.516 | 10.6578
31059 | NE | SB | 2022 | 49371.692 | 213288.0302 | 4.32
31173 | NE | SB | 2022 | 32334.4114 | 70896.4296 | 2.1926
31175 | NE | SB | 2022 | 14690.1018 | 59710.8509 | 4.0647
31163 | NE | CO | 2022 | 30756.136 | 326633.4136 | 10.6201
31165 | NE | CO | 2022 | 4856.232 | 51716.7455 | 10.6496
31053 | NE | CO | 2022 | 55927.6052 | 562381.5053 | 10.0555
31133 | NE | SB | 2022 | 28935.049 | 54866.4883 | 1.8962
31135 | NE | SB | 2022 | 10157.6186 | 41884.6853 | 4.1235
31087 | NE | WH | 2022 | 17644.3096 | 44851.177 | 2.542
31089 | NE | SB | 2022 | 39740.1652 | 156353.1624 | 3.9344
31093 | NE | SB | 2022 | 20881.7976 | 71767.3262 | 3.4368
31095 | NE | SB | 2022 | 40468.6 | 135805.4448 | 3.3558
31097 | NE | SB | 2022 | 25818.9668 | 56091.1867 | 2.1725
31099 | NE | WH | 2022 | 1088.6053 | 2536.4865 | 2.33
31023 | NE | CO | 2022 | 59205.5618 | 632133.0687 | 10.6769
31143 | NE | CO | 2022 | 49047.9432 | 648364.4048 | 13.219
31015 | NE | CO | 2022 | 10319.493 | 58803.6669 | 5.6983
31105 | NE | CO | 2022 | 11493.0824 | 71148.6268 | 6.1906
31107 | NE | CO | 2022 | 48967.006 | 467482.8014 | 9.5469
31109 | NE | CO | 2022 | 53985.1124 | 379848.827 | 7.0362
31061 | NE | WH | 2022 | 1582.3223 | 3075.3538 | 1.9436
31071 | NE | SB | 2022 | 1529.7131 | 6123.492 | 4.003
31111 | NE | WH | 2022 | 2084.1329 | 4572.2074 | 2.1938
31095 | NE | WH | 2022 | 2189.3513 | 9634.2941 | 4.4005
31097 | NE | WH | 2022 | 428.9672 | 1730.9071 | 4.0351
31141 | NE | CO | 2022 | 79116.113 | 848677.8895 | 10.727
31001 | NE | CO | 2022 | 68472.8712 | 858127.118 | 12.5324
31053 | NE | SB | 2022 | 48157.634 | 148025.2133 | 3.0738
31169 | NE | SG | 2022 | 295.4208 | 1219.2553 | 4.1272
31065 | NE | WH | 2022 | 9267.3094 | 24684.4766 | 2.6636
31067 | NE | WH | 2022 | 1752.2904 | 7729.2077 | 4.4109
31167 | NE | CO | 2022 | 37271.5806 | 304127.9929 | 8.1598
31077 | NE | SB | 2022 | 18372.7444 | 64010.903 | 3.484
31079 | NE | SB | 2022 | 20517.5802 | 88450.44 | 4.311
31083 | NE | WH | 2022 | 5787.0098 | 19295.8037 | 3.3343
31179 | NE | CO | 2022 | 46336.547 | 337962.3274 | 7.2936
31181 | NE | CO | 2022 | 38202.3584 | 353203.0186 | 9.2456
31137 | NE | SG | 2022 | 335.8894 | 1473.2668 | 4.3862
31039 | NE | SB | 2022 | 49169.349 | 154774.6622 | 3.1478
31015 | NE | SB | 2022 | 10117.15 | 20411.64 | 2.0175
31151 | NE | SB | 2022 | 49776.378 | 150991.705 | 3.0334
31043 | NE | SB | 2022 | 22541.0102 | 74897.111 | 3.3227
31047 | NE | SB | 2022 | 31363.165 | 128457.2544 | 4.0958
31159 | NE | SB | 2022 | 46012.7982 | 165905.8099 | 3.6056
31163 | NE | SB | 2022 | 13840.2612 | 47409.4358 | 3.4255
31167 | NE | SB | 2022 | 31565.508 | 76638.9043 | 2.4279
31169 | NE | SB | 2022 | 42087.344 | 156516.4555 | 3.7188
31011 | NE | CO | 2022 | 65842.4122 | 755481.0628 | 11.4741
31111 | NE | CO | 2022 | 69322.7118 | 720554.4788 | 10.3942
31181 | NE | SG | 2022 | 797.2314 | 4648.4108 | 5.8307
31185 | NE | SB | 2022 | 49209.8176 | 213886.7717 | 4.3464
31185 | NE | CO | 2022 | 72641.137 | 879540.2892 | 12.108
31019 | NE | CO | 2022 | 79682.6734 | 829246.0082 | 10.4069
31021 | NE | CO | 2022 | 50626.2186 | 495398.6675 | 9.7854
31145 | NE | CO | 2022 | 31970.194 | 252233.4394 | 7.8896
31153 | NE | SB | 2022 | 12140.58 | 35352.9605 | 2.912
31155 | NE | SB | 2022 | 67056.4702 | 213315.2458 | 3.1811
31055 | NE | WH | 2022 | 72.8435 | 209.5595 | 2.8768
31055 | NE | SB | 2022 | 8498.406 | 24575.6146 | 2.8918
31057 | NE | WH | 2022 | 9469.6524 | 27514.8907 | 2.9056
31087 | NE | CO | 2022 | 8579.3432 | 77549.7171 | 9.0391
31089 | NE | CO | 2022 | 69929.7408 | 926761.0307 | 13.2527
31093 | NE | CO | 2022 | 35045.8076 | 335015.7937 | 9.5594
31095 | NE | CO | 2022 | 43179.9962 | 460472.0835 | 10.664
31069 | NE | WH | 2022 | 10198.0872 | 13444.4669 | 1.3183
31019 | NE | SB | 2022 | 37635.798 | 130362.3408 | 3.4638
31021 | NE | SB | 2022 | 48157.634 | 140214.359 | 2.9116
31023 | NE | SB | 2022 | 49169.349 | 144378.3336 | 2.9363
31025 | NE | SB | 2022 | 52204.494 | 136458.6173 | 2.6139
31027 | NE | SB | 2022 | 51597.465 | 184602.8722 | 3.5778
31035 | NE | SB | 2022 | 40104.3826 | 161551.3267 | 4.0283
31037 | NE | SB | 2022 | 33710.3438 | 97948.6565 | 2.9056
31073 | NE | CO | 2022 | 31605.9766 | 305702.8643 | 9.6723
31147 | NE | CO | 2022 | 43908.431 | 459989.4616 | 10.4761
31047 | NE | WH | 2022 | 574.6541 | 1951.3528 | 3.3957
31081 | NE | CO | 2022 | 76607.0598 | 1051683.8963 | 13.7283
31083 | NE | CO | 2022 | 42572.9672 | 491156.6751 | 11.5368
31085 | NE | CO | 2022 | 20517.5802 | 202574.1872 | 9.8732
31179 | NE | SB | 2022 | 40670.943 | 101758.8293 | 2.502
31173 | NE | CO | 2022 | 37554.8608 | 286169.3784 | 7.62
31175 | NE | CO | 2022 | 28166.1456 | 361178.9803 | 12.8232
31177 | NE | CO | 2022 | 33265.1892 | 304432.8067 | 9.1517
31137 | NE | SB | 2022 | 36097.9912 | 159020.2834 | 4.4052
31139 | NE | SB | 2022 | 42289.687 | 139914.9883 | 3.3085
31129 | NE | SG | 2022 | 696.0599 | 4724.6143 | 6.7877
31149 | NE | SB | 2022 | 7082.005 | 23541.4248 | 3.3241
31121 | NE | WH | 2022 | 356.1237 | 1219.2553 | 3.4237
31071 | NE | CO | 2022 | 4038.7663 | 46839.7243 | 11.5975
31041 | NE | WH | 2022 | 1303.0889 | 3510.8021 | 2.6942
31077 | NE | CO | 2022 | 29461.1408 | 340426.2391 | 11.5551
31079 | NE | CO | 2022 | 68634.7456 | 810779.3707 | 11.813
31049 | NE | WH | 2022 | 18656.0246 | 32005.4515 | 1.7156
31151 | NE | WH | 2022 | 959.1058 | 4408.9142 | 4.5969
31155 | NE | WH | 2022 | 319.7019 | 1570.3355 | 4.9119
31055 | NE | CO | 2022 | 10926.522 | 115422.8347 | 10.5635
31057 | NE | CO | 2022 | 23674.131 | 251877.8232 | 10.6394
31161 | NE | WH | 2022 | 9469.6524 | 21282.5366 | 2.2474
31035 | NE | SG | 2022 | 692.0131 | 4343.597 | 6.2768
31119 | NE | CO | 2022 | 52528.2428 | 543686.2574 | 10.3504
31181 | NE | SB | 2022 | 26061.7784 | 72039.4814 | 2.7642
31998 | NE | SG | 2022 | 46470.0934 | 149699.1492 | 3.2214
31017 | NE | CO | 2022 | 13961.667 | 174048.6935 | 12.4662
31035 | NE | WH | 2022 | 319.7019 | 1298.1803 | 4.0606
31045 | NE | WH | 2022 | 6798.7248 | 16138.8034 | 2.3738
31137 | NE | CO | 2022 | 68230.0596 | 972254.494 | 14.2497
31139 | NE | CO | 2022 | 58112.9096 | 644173.2147 | 11.0849
31061 | NE | CO | 2022 | 38485.6386 | 370323.395 | 9.6224
31147 | NE | WH | 2022 | 214.4836 | 1175.7105 | 5.4816
31097 | NE | CO | 2022 | 25009.5948 | 196579.5153 | 7.8602
31007 | NE | WH | 2022 | 14204.4786 | 19214.1571 | 1.3527
31123 | NE | WH | 2022 | 8012.7828 | 12872.941 | 1.6066
31059 | NE | CO | 2022 | 72883.9486 | 878346.435 | 12.0513
31145 | NE | WH | 2022 | 13637.9182 | 42102.4094 | 3.0872
31141 | NE | SB | 2022 | 53013.866 | 182044.6133 | 3.4339
31143 | NE | SB | 2022 | 36381.2714 | 126987.6163 | 3.4905
31145 | NE | SB | 2022 | 5018.1064 | 17363.5018 | 3.4602
31147 | NE | SB | 2022 | 44313.117 | 137683.3157 | 3.1071
31125 | NE | CO | 2022 | 33022.3776 | 292468.8641 | 8.8567
31127 | NE | CO | 2022 | 33588.938 | 322569.2292 | 9.6034
31129 | NE | CO | 2022 | 51192.779 | 525372.0268 | 10.2626
31131 | NE | CO | 2022 | 54794.4844 | 446425.2464 | 8.1473
31013 | NE | CO | 2022 | 32698.6288 | 327573.2562 | 10.018
31025 | NE | WH | 2022 | 198.2961 | 966.151 | 4.8723
31169 | NE | WH | 2022 | 1970.8208 | 7919.7163 | 4.0185
31029 | NE | WH | 2022 | 11574.0196 | 33638.3827 | 2.9064
31033 | NE | WH | 2022 | 49816.8466 | 76312.3181 | 1.5319
31181 | NE | WH | 2022 | 4492.0146 | 13743.8376 | 3.0596
31129 | NE | WH | 2022 | 2747.8179 | 8654.5354 | 3.1496
31133 | NE | CO | 2022 | 26183.1842 | 230617.059 | 8.8078
31019 | NE | WH | 2022 | 700.1068 | 1690.0838 | 2.414
31169 | NE | CO | 2022 | 61674.1464 | 711892.686 | 11.5428
31067 | NE | CO | 2022 | 72843.48 | 611761.3448 | 8.3983
31063 | NE | CO | 2022 | 39578.2908 | 309030.4152 | 7.8081
31099 | NE | CO | 2022 | 64304.6054 | 783041.3127 | 12.1771
31998 | NE | CO | 2022 | 451394.8581 | 4639469.6105 | 10.2781
31073 | NE | WH | 2022 | 3419.5967 | 12655.2168 | 3.7008
31135 | NE | WH | 2022 | 25050.0634 | 47681.591 | 1.9035
31123 | NE | CO | 2022 | 23876.474 | 233944.6099 | 9.7981
31065 | NE | CO | 2022 | 43018.1218 | 240650.514 | 5.5942
31131 | NE | WH | 2022 | 214.4836 | 742.9837 | 3.4641
31013 | NE | WH | 2022 | 25697.561 | 57043.7299 | 2.2198
31133 | NE | WH | 2022 | 445.1546 | 1937.745 | 4.353
34041 | NJ | SB | 2022 | 4451.546 | 10042.5269 | 2.256
34005 | NJ | SB | 2022 | 9145.9036 | 20711.0107 | 2.2645
34035 | NJ | SB | 2022 | 890.3092 | 1170.2674 | 1.3145
34998 | NJ | SB | 2022 | 6770.3968 | 10807.283 | 1.5963
34019 | NJ | SB | 2022 | 3099.8948 | 5905.7678 | 1.9052
34011 | NJ | SB | 2022 | 4330.1402 | 7212.1128 | 1.6656
34021 | NJ | SB | 2022 | 1808.9464 | 2691.6149 | 1.4879
34033 | NJ | SB | 2022 | 10926.522 | 20438.8555 | 1.8706
34025 | NJ | SB | 2022 | 2282.429 | 3320.2934 | 1.4547
36011 | NY | SB | 2022 | 12626.2032 | 38128.9435 | 3.0198
36037 | NY | CO | 2022 | 10198.0872 | 87354.5617 | 8.5658
36107 | NY | SB | 2022 | 748.6691 | 1801.6674 | 2.4065
36099 | NY | CO | 2022 | 6839.1934 | 54815.686 | 8.0149
36033 | NY | CO | 2022 | 3812.1421 | 28068.273 | 7.3629
36043 | NY | CO | 2022 | 4653.889 | 40870.4536 | 8.782
36101 | NY | SB | 2022 | 2764.0054 | 7157.6818 | 2.5896
36109 | NY | SB | 2022 | 1205.9643 | 2966.4917 | 2.4599
36027 | NY | CO | 2022 | 1723.9624 | 12776.7795 | 7.4113
36998 | NY | CO | 2022 | 27445.8045 | 234442.4725 | 8.542
36021 | NY | CO | 2022 | 2035.5706 | 14529.4589 | 7.1378
36023 | NY | CO | 2022 | 1343.5575 | 11100.3034 | 8.2619
36017 | NY | CO | 2022 | 1477.1039 | 10897.0942 | 7.3773
36089 | NY | SB | 2022 | 1825.1339 | 4245.6211 | 2.3262
36025 | NY | CO | 2022 | 776.9971 | 5918.4684 | 7.6171
36045 | NY | CO | 2022 | 6232.1644 | 51132.519 | 8.2046
36009 | NY | SB | 2022 | 2246.0073 | 5769.6902 | 2.5689
36091 | NY | SB | 2022 | 485.6232 | 1431.5364 | 2.9478
36097 | NY | SB | 2022 | 493.7169 | 1339.0036 | 2.7121
36099 | NY | SB | 2022 | 9591.0582 | 28712.3736 | 2.9937
36998 | NY | SB | 2022 | 5847.7127 | 17499.5794 | 2.9926
36029 | NY | CO | 2022 | 4168.2658 | 35536.2116 | 8.5254
36015 | NY | CO | 2022 | 1040.043 | 8255.3744 | 7.9375
36075 | NY | SB | 2022 | 2772.0991 | 8300.7336 | 2.9944
36083 | NY | CO | 2022 | 1999.1488 | 15824.9177 | 7.9158
36111 | NY | CO | 2022 | 348.03 | 2626.4791 | 7.5467
36115 | NY | CO | 2022 | 2679.0213 | 24613.7163 | 9.1876
36009 | NY | CO | 2022 | 2177.2107 | 17806.2076 | 8.1784
36049 | NY | CO | 2022 | 3953.7822 | 37720.7107 | 9.5404
36003 | NY | CO | 2022 | 4249.203 | 26137.7854 | 6.1512
36073 | NY | SB | 2022 | 9105.435 | 29583.2702 | 3.249
36021 | NY | SB | 2022 | 1173.5894 | 2653.5132 | 2.261
36109 | NY | CO | 2022 | 2189.3513 | 19736.6951 | 9.0149
36077 | NY | CO | 2022 | 4653.889 | 43994.7953 | 9.4533
36089 | NY | CO | 2022 | 3925.4542 | 32615.0792 | 8.3086
36091 | NY | CO | 2022 | 1732.0561 | 15418.4993 | 8.9018
36123 | NY | SB | 2022 | 2128.6484 | 6014.6299 | 2.8256
36097 | NY | CO | 2022 | 837.7 | 5664.4569 | 6.7619
36013 | NY | SB | 2022 | 1303.0889 | 4000.6814 | 3.0702
36015 | NY | SB | 2022 | 412.7797 | 1279.1294 | 3.0988
36027 | NY | SB | 2022 | 785.0908 | 2245.2804 | 2.8599
36029 | NY | SB | 2022 | 3403.4093 | 9035.5526 | 2.6549
36043 | NY | SB | 2022 | 930.7778 | 3129.7848 | 3.3625
36045 | NY | SB | 2022 | 3581.4711 | 9089.9837 | 2.5381
36049 | NY | SB | 2022 | 485.6232 | 1717.2993 | 3.5363
36117 | NY | SB | 2022 | 9388.7152 | 29120.6064 | 3.1017
36051 | NY | CO | 2022 | 11412.1452 | 111561.8596 | 9.7757
36121 | NY | SB | 2022 | 1760.3841 | 5252.5954 | 2.9838
36053 | NY | CO | 2022 | 5382.3238 | 40743.4478 | 7.5699
36069 | NY | SB | 2022 | 9955.2756 | 31270.6325 | 3.1411
36071 | NY | SB | 2022 | 748.6691 | 2120.089 | 2.8318
36075 | NY | CO | 2022 | 1987.0083 | 18314.2306 | 9.217
36023 | NY | SB | 2022 | 441.1077 | 1428.8148 | 3.2392
36057 | NY | CO | 2022 | 4815.7634 | 41149.8662 | 8.5448
36003 | NY | SB | 2022 | 335.8894 | 721.2113 | 2.1472
36037 | NY | SB | 2022 | 6798.7248 | 20302.7779 | 2.9863
36051 | NY | SB | 2022 | 10521.836 | 33692.8138 | 3.2022
36117 | NY | CO | 2022 | 7850.9084 | 71123.2256 | 9.0592
36123 | NY | CO | 2022 | 3112.0353 | 26366.3958 | 8.4724
36013 | NY | CO | 2022 | 4653.889 | 41073.6628 | 8.8257
36107 | NY | CO | 2022 | 2112.4609 | 17501.3937 | 8.2848
36063 | NY | CO | 2022 | 11493.0824 | 112781.1149 | 9.813
36055 | NY | SB | 2022 | 7243.8794 | 23976.8731 | 3.3099
36101 | NY | CO | 2022 | 9469.6524 | 73612.5385 | 7.7735
36073 | NY | CO | 2022 | 15985.097 | 166199.7375 | 10.3972
36055 | NY | CO | 2022 | 9510.121 | 93577.844 | 9.8398
36065 | NY | CO | 2022 | 9469.6524 | 91393.3449 | 9.6512
36067 | NY | CO | 2022 | 8134.1886 | 75898.6422 | 9.3308
36053 | NY | SB | 2022 | 1760.3841 | 4408.9142 | 2.5045
36069 | NY | CO | 2022 | 10562.3046 | 96448.1741 | 9.1314
36057 | NY | SB | 2022 | 2209.5856 | 7239.3283 | 3.2763
36121 | NY | CO | 2022 | 11007.4592 | 113797.161 | 10.3382
36065 | NY | SB | 2022 | 3856.6576 | 12410.2771 | 3.2179
36063 | NY | SB | 2022 | 7648.5654 | 24738.9077 | 3.2345
36103 | NY | CO | 2022 | 121.4058 | 693.4514 | 5.7118
36067 | NY | SB | 2022 | 4937.1692 | 15240.6912 | 3.0869
36007 | NY | CO | 2022 | 222.5773 | 1872.0649 | 8.4109
36071 | NY | CO | 2022 | 853.8875 | 5969.2707 | 6.9907
37155 | NC | CO | 2022 | 23755.0682 | 161576.7279 | 6.8018
37029 | NC | CO | 2022 | 5706.0726 | 58727.4634 | 10.2921
37021 | NC | CO | 2022 | 56.656 | 492.7823 | 8.6978
37027 | NC | CO | 2022 | 530.1387 | 5308.8408 | 10.0141
37157 | NC | CO | 2022 | 748.6691 | 4912.5828 | 6.5618
37033 | NC | CO | 2022 | 348.03 | 1841.5835 | 5.2915
37191 | NC | WH | 2022 | 5018.1064 | 17907.8122 | 3.5686
37019 | NC | CO | 2022 | 2577.8498 | 22810.2345 | 8.8486
37161 | NC | CO | 2022 | 263.0459 | 1597.7325 | 6.074
37035 | NC | CO | 2022 | 1780.6184 | 16053.5281 | 9.0157
37003 | NC | CO | 2022 | 590.8416 | 5207.2362 | 8.8133
37179 | NC | WH | 2022 | 18534.6188 | 93866.3285 | 5.0644
37159 | NC | CO | 2022 | 3804.0484 | 27560.2499 | 7.245
37197 | NC | CO | 2022 | 4492.0146 | 41962.7031 | 9.3416
37025 | NC | CO | 2022 | 1667.3063 | 14859.6739 | 8.9124
37133 | NC | WH | 2022 | 1246.4329 | 4272.8366 | 3.4281
37197 | NC | WH | 2022 | 1303.0889 | 5905.7678 | 4.5321
37037 | NC | CO | 2022 | 768.9034 | 5359.6431 | 6.9705
37023 | NC | CO | 2022 | 258.999 | 1666.3156 | 6.4337
37181 | NC | WH | 2022 | 704.1536 | 2884.8451 | 4.0969
37183 | NC | WH | 2022 | 764.8565 | 2599.0822 | 3.3981
37151 | NC | CO | 2022 | 3451.9716 | 27738.058 | 8.0354
37191 | NC | CO | 2022 | 8134.1886 | 52427.9777 | 6.4454
37193 | NC | CO | 2022 | 1991.0551 | 20422.5262 | 10.2571
37135 | NC | WH | 2022 | 364.2174 | 1461.4734 | 4.0126
37131 | NC | WH | 2022 | 1780.6184 | 7348.1904 | 4.1268
37051 | NC | SB | 2022 | 7405.7538 | 18234.3984 | 2.4622
37041 | NC | SB | 2022 | 7243.8794 | 19785.683 | 2.7314
37165 | NC | WH | 2022 | 1533.7599 | 5388.673 | 3.5134
37167 | NC | WH | 2022 | 3435.7841 | 14968.536 | 4.3567
37169 | NC | WH | 2022 | 60.7029 | 225.8888 | 3.7212
37195 | NC | CO | 2022 | 3172.7382 | 18034.8179 | 5.6843
37171 | NC | WH | 2022 | 841.7469 | 3755.7418 | 4.4618
37035 | NC | SB | 2022 | 3136.3165 | 9579.863 | 3.0545
37037 | NC | SB | 2022 | 1133.1208 | 2775.983 | 2.4499
37041 | NC | CO | 2022 | 1031.9493 | 9906.4493 | 9.5997
37017 | NC | CO | 2022 | 9105.435 | 64391.9203 | 7.0718
37167 | NC | SB | 2022 | 6960.5992 | 14315.3635 | 2.0566
37163 | NC | CO | 2022 | 12909.4834 | 89031.0378 | 6.8966
37185 | NC | CO | 2022 | 457.2952 | 2532.4949 | 5.538
37187 | NC | CO | 2022 | 11331.208 | 104728.9497 | 9.2425
37017 | NC | WH | 2022 | 683.9193 | 2593.6391 | 3.7923
37143 | NC | CO | 2022 | 5099.0436 | 49125.828 | 9.6343
37147 | NC | CO | 2022 | 5422.7924 | 34113.7471 | 6.2908
37165 | NC | SB | 2022 | 4411.0774 | 10314.6821 | 2.3384
37045 | NC | SB | 2022 | 5099.0436 | 12900.1565 | 2.5299
37047 | NC | SB | 2022 | 24483.503 | 53723.4365 | 2.1943
37049 | NC | SB | 2022 | 8336.5316 | 23378.1317 | 2.8043
37053 | NC | SB | 2022 | 7082.005 | 19867.3296 | 2.8053
37145 | NC | CO | 2022 | 1234.2923 | 9068.2113 | 7.3469
37169 | NC | CO | 2022 | 627.2633 | 5486.6488 | 8.747
37171 | NC | CO | 2022 | 3528.8619 | 30659.1905 | 8.6881
37175 | NC | CO | 2022 | 683.9193 | 6578.8984 | 9.6194
37177 | NC | CO | 2022 | 9226.8408 | 85627.2834 | 9.2802
37179 | NC | CO | 2022 | 10359.9616 | 71707.4521 | 6.9216
37181 | NC | CO | 2022 | 68.7966 | 383.5574 | 5.5752
37183 | NC | CO | 2022 | 315.6551 | 1673.9359 | 5.3031
37163 | NC | WH | 2022 | 4613.4204 | 16928.0534 | 3.6693
37135 | NC | CO | 2022 | 825.5594 | 7366.3341 | 8.9228
37029 | NC | SB | 2022 | 11574.0196 | 38128.9435 | 3.2944
37033 | NC | SB | 2022 | 1821.087 | 3755.7418 | 2.0624
37001 | NC | CO | 2022 | 1258.5735 | 10033.455 | 7.9721
37101 | NC | CO | 2022 | 2428.116 | 14834.2728 | 6.1094
37103 | NC | CO | 2022 | 4775.2948 | 30354.3766 | 6.3565
37057 | NC | SB | 2022 | 4613.4204 | 11294.4408 | 2.4482
37025 | NC | WH | 2022 | 1027.9024 | 4490.5608 | 4.3687
37059 | NC | SB | 2022 | 3763.5798 | 13009.0186 | 3.4566
37045 | NC | CO | 2022 | 2286.4759 | 14046.8371 | 6.1434
37015 | NC | WH | 2022 | 2189.3513 | 9035.5526 | 4.127
37151 | NC | WH | 2022 | 2351.2257 | 10831.777 | 4.6069
37155 | NC | WH | 2022 | 8984.0292 | 34618.1414 | 3.8533
37157 | NC | WH | 2022 | 1440.6822 | 5443.104 | 3.7781
37159 | NC | WH | 2022 | 3225.3474 | 15975.5102 | 4.9531
37025 | NC | SB | 2022 | 2286.4759 | 5769.6902 | 2.5234
37157 | NC | SB | 2022 | 3075.6136 | 8708.9664 | 2.8316
37159 | NC | SB | 2022 | 8538.8746 | 29610.4858 | 3.4677
37161 | NC | SB | 2022 | 566.5604 | 1262.8001 | 2.2289
37163 | NC | SB | 2022 | 25050.0634 | 58921.6008 | 2.3522
37013 | NC | WH | 2022 | 3674.5489 | 18887.5709 | 5.1401
37169 | NC | SB | 2022 | 930.7778 | 2707.9442 | 2.9093
37017 | NC | SB | 2022 | 7689.034 | 14995.7515 | 1.9503
37171 | NC | SB | 2022 | 5301.3866 | 16111.5878 | 3.0391
37167 | NC | CO | 2022 | 4734.8262 | 32107.0561 | 6.781
37147 | NC | WH | 2022 | 2731.6305 | 9389.3544 | 3.4373
37023 | NC | SB | 2022 | 546.3261 | 1439.701 | 2.6352
37015 | NC | SB | 2022 | 12140.58 | 30045.9341 | 2.4748
37137 | NC | CO | 2022 | 5382.3238 | 51107.1178 | 9.4954
37139 | NC | CO | 2022 | 7850.9084 | 83671.3947 | 10.6575
37073 | NC | CO | 2022 | 1469.0102 | 9830.2458 | 6.6917
37077 | NC | CO | 2022 | 687.9662 | 5308.8408 | 7.7167
37079 | NC | CO | 2022 | 4208.7344 | 26213.9889 | 6.2285
37081 | NC | CO | 2022 | 1723.9624 | 12268.7564 | 7.1166
37089 | NC | CO | 2022 | 942.9184 | 9703.2401 | 10.2906
37139 | NC | WH | 2022 | 2638.5527 | 13308.3893 | 5.0438
37177 | NC | SB | 2022 | 12909.4834 | 44007.4958 | 3.4089
37061 | NC | SB | 2022 | 23876.474 | 59057.6784 | 2.4735
37029 | NC | WH | 2022 | 1808.9464 | 7919.7163 | 4.3781
37047 | NC | CO | 2022 | 12909.4834 | 98581.8709 | 7.6364
37049 | NC | CO | 2022 | 5867.947 | 42750.1388 | 7.2854
37019 | NC | SB | 2022 | 2994.6764 | 7919.7163 | 2.6446
37191 | NC | SB | 2022 | 22136.3242 | 54675.9797 | 2.47
37013 | NC | CO | 2022 | 15094.7878 | 136404.1862 | 9.0365
37131 | NC | CO | 2022 | 4046.86 | 32589.678 | 8.0531
37133 | NC | CO | 2022 | 3083.7073 | 22556.223 | 7.3146
37147 | NC | SB | 2022 | 22824.2904 | 56417.773 | 2.4718
37107 | NC | WH | 2022 | 2262.1947 | 7674.7766 | 3.3926
37109 | NC | WH | 2022 | 1307.1358 | 5932.9834 | 4.5389
37007 | NC | CO | 2022 | 3549.0962 | 23978.6875 | 6.7563
37125 | NC | WH | 2022 | 485.6232 | 2038.4424 | 4.1976
37015 | NC | CO | 2022 | 3512.6745 | 28830.3075 | 8.2075
37107 | NC | SB | 2022 | 15661.3482 | 42864.444 | 2.737
37069 | NC | WH | 2022 | 2715.4431 | 10260.251 | 3.7785
37007 | NC | WH | 2022 | 4168.2658 | 17200.2086 | 4.1265
37085 | NC | CO | 2022 | 2610.2247 | 19279.4744 | 7.3861
37073 | NC | WH | 2022 | 1432.5884 | 6558.9403 | 4.5784
37143 | NC | WH | 2022 | 5341.8552 | 27079.4424 | 5.0693
37115 | NC | CO | 2022 | 133.5464 | 1231.9559 | 9.2249
37117 | NC | CO | 2022 | 1760.3841 | 10719.2861 | 6.0892
37125 | NC | CO | 2022 | 1282.8546 | 7975.9617 | 6.2174
37127 | NC | CO | 2022 | 1169.5425 | 7036.1191 | 6.0161
37195 | NC | SB | 2022 | 14730.5704 | 37639.0642 | 2.5552
37197 | NC | SB | 2022 | 9064.9664 | 27079.4424 | 2.9873
37065 | NC | CO | 2022 | 3213.2068 | 20701.9389 | 6.4428
37117 | NC | WH | 2022 | 1978.9145 | 7919.7163 | 4.0021
37101 | NC | SB | 2022 | 18696.4932 | 38101.728 | 2.0379
37103 | NC | SB | 2022 | 9307.778 | 27732.6149 | 2.9795
37105 | NC | SB | 2022 | 1598.5097 | 3946.2504 | 2.4687
37067 | NC | WH | 2022 | 376.358 | 1339.0036 | 3.5578
37109 | NC | SB | 2022 | 3075.6136 | 8327.9491 | 2.7077
37071 | NC | WH | 2022 | 376.358 | 1700.97 | 4.5196
37091 | NC | CO | 2022 | 3002.7701 | 22657.8276 | 7.5456
37093 | NC | CO | 2022 | 2751.8648 | 16866.3649 | 6.1291
37095 | NC | CO | 2022 | 11776.3626 | 116108.6658 | 9.8595
37145 | NC | WH | 2022 | 3225.3474 | 11484.9494 | 3.5608
37185 | NC | SB | 2022 | 4451.546 | 10151.389 | 2.2804
37187 | NC | SB | 2022 | 18534.6188 | 59819.713 | 3.2275
37051 | NC | CO | 2022 | 3091.801 | 19736.6951 | 6.3836
37001 | NC | WH | 2022 | 687.9662 | 2830.4141 | 4.1142
37101 | NC | WH | 2022 | 2424.0691 | 10614.0528 | 4.3786
37103 | NC | WH | 2022 | 934.8247 | 3483.5866 | 3.7265
37063 | NC | CO | 2022 | 145.687 | 1018.5862 | 6.9916
37063 | NC | SB | 2022 | 404.686 | 868.1751 | 2.1453
37151 | NC | SB | 2022 | 4532.4832 | 10886.208 | 2.4018
37069 | NC | CO | 2022 | 797.2314 | 5512.05 | 6.914
37001 | NC | SB | 2022 | 2003.1957 | 4789.9315 | 2.3911
37061 | NC | WH | 2022 | 6151.2272 | 24112.9507 | 3.92
37127 | NC | WH | 2022 | 716.2942 | 2626.2977 | 3.6665
37117 | NC | SB | 2022 | 9671.9954 | 23677.5024 | 2.448
37097 | NC | WH | 2022 | 3237.488 | 12328.6306 | 3.8081
37077 | NC | WH | 2022 | 692.0131 | 2365.0287 | 3.4176
37105 | NC | CO | 2022 | 526.0918 | 3678.0868 | 6.9913
37079 | NC | WH | 2022 | 3314.3783 | 12954.5875 | 3.9086
37107 | NC | CO | 2022 | 7486.691 | 63477.4788 | 8.4787
37049 | NC | WH | 2022 | 829.6063 | 3401.94 | 4.1007
37081 | NC | SB | 2022 | 3986.1571 | 9852.0182 | 2.4716
37051 | NC | WH | 2022 | 1351.6512 | 5878.5523 | 4.3492
37153 | NC | SB | 2022 | 991.4807 | 2081.9873 | 2.0999
37155 | NC | SB | 2022 | 33993.624 | 63412.1616 | 1.8654
37998 | NC | WH | 2022 | 19955.0667 | 90540.5919 | 4.5372
37141 | NC | SB | 2022 | 6798.7248 | 17744.519 | 2.61
37143 | NC | SB | 2022 | 18332.2758 | 53995.5917 | 2.9454
37145 | NC | SB | 2022 | 5584.6668 | 10913.4235 | 1.9542
37099 | NC | CO | 2022 | 44.5155 | 365.7766 | 8.2168
37998 | NC | CO | 2022 | 36603.8487 | 280713.211 | 7.669
37053 | NC | WH | 2022 | 1602.5566 | 8355.1646 | 5.2136
37033 | NC | WH | 2022 | 489.6701 | 1975.8468 | 4.0351
37035 | NC | WH | 2022 | 955.059 | 4055.1125 | 4.2459
37059 | NC | WH | 2022 | 748.6691 | 3510.8021 | 4.6894
37095 | NC | SB | 2022 | 13961.667 | 46946.772 | 3.3625
37065 | NC | WH | 2022 | 2233.8667 | 9552.6475 | 4.2763
37998 | NC | SB | 2022 | 21185.3121 | 52618.4864 | 2.4837
37079 | NC | SB | 2022 | 13111.8264 | 35543.4691 | 2.7108
37057 | NC | WH | 2022 | 1076.4648 | 4572.2074 | 4.2474
37125 | NC | SB | 2022 | 1416.401 | 2449.3968 | 1.7293
37109 | NC | CO | 2022 | 627.2633 | 4229.2918 | 6.7425
37097 | NC | CO | 2022 | 6070.29 | 56187.3482 | 9.2561
37183 | NC | SB | 2022 | 4532.4832 | 9634.2941 | 2.1256
37065 | NC | SB | 2022 | 17482.4352 | 39598.5816 | 2.265
37083 | NC | SB | 2022 | 13921.1984 | 34536.4949 | 2.4809
37137 | NC | SB | 2022 | 7122.4736 | 22997.1144 | 3.2288
37053 | NC | CO | 2022 | 3775.7204 | 38939.966 | 10.3133
37057 | NC | CO | 2022 | 2007.2426 | 14504.0578 | 7.2259
37059 | NC | CO | 2022 | 2614.2716 | 23369.0598 | 8.939
37131 | NC | SB | 2022 | 14366.353 | 33720.0293 | 2.3472
37067 | NC | SB | 2022 | 2084.1329 | 5307.0264 | 2.5464
37085 | NC | SB | 2022 | 9429.1838 | 16982.4845 | 1.8011
37089 | NC | SB | 2022 | 121.4058 | 364.688 | 3.0039
37091 | NC | SB | 2022 | 5382.3238 | 12383.0616 | 2.3007
37179 | NC | SB | 2022 | 25009.5948 | 60989.9803 | 2.4387
37097 | NC | SB | 2022 | 6879.662 | 22752.1747 | 3.3072
37085 | NC | WH | 2022 | 2140.7889 | 8953.9061 | 4.1825
37069 | NC | SB | 2022 | 7769.9712 | 17390.7173 | 2.2382
37133 | NC | SB | 2022 | 5301.3866 | 12845.7254 | 2.4231
37139 | NC | SB | 2022 | 19505.8652 | 62323.5408 | 3.1951
37041 | NC | WH | 2022 | 1274.7609 | 5905.7678 | 4.6328
37045 | NC | WH | 2022 | 2262.1947 | 10532.4062 | 4.6558
37047 | NC | WH | 2022 | 2080.086 | 7130.4662 | 3.428
37135 | NC | SB | 2022 | 1274.7609 | 3265.8624 | 2.5619
37081 | NC | WH | 2022 | 1570.1817 | 6450.0782 | 4.1079
37037 | NC | WH | 2022 | 400.6391 | 1845.2123 | 4.6057
37071 | NC | SB | 2022 | 1193.8237 | 3211.4314 | 2.69
37013 | NC | SB | 2022 | 27518.648 | 89021.9659 | 3.235
37073 | NC | SB | 2022 | 8093.72 | 21663.5539 | 2.6766
37007 | NC | SB | 2022 | 6029.8214 | 14968.536 | 2.4824
37127 | NC | SB | 2022 | 11654.9568 | 29066.1754 | 2.4939
37181 | NC | SB | 2022 | 3014.9107 | 6123.492 | 2.0311
37077 | NC | SB | 2022 | 3156.5508 | 6994.3886 | 2.2158
38093 | ND | CO | 2022 | 64142.731 | 534745.0519 | 8.3368
38041 | ND | CO | 2022 | 11493.0824 | 50853.1063 | 4.4247
38998 | ND | CO | 2022 | 31974.2409 | 179418.497 | 5.6113
38045 | ND | CO | 2022 | 45810.4552 | 410685.8255 | 8.9649
38039 | ND | CO | 2022 | 11654.9568 | 105465.5831 | 9.049
38029 | ND | WH | 2022 | 26806.4006 | 69644.5157 | 2.5981
38087 | ND | SB | 2022 | 1044.0899 | 1347.1682 | 1.2903
38081 | ND | WH | 2022 | 3221.3006 | 11838.7512 | 3.6751
38099 | ND | CO | 2022 | 14042.6042 | 135235.7332 | 9.6304
38047 | ND | CO | 2022 | 16551.6574 | 114279.7828 | 6.9044
38079 | ND | WH | 2022 | 36462.2086 | 131668.6858 | 3.6111
38043 | ND | CO | 2022 | 13395.1066 | 96473.5753 | 7.2022
38077 | ND | CO | 2022 | 89637.949 | 857669.8973 | 9.5682
38089 | ND | CO | 2022 | 15985.097 | 74018.9569 | 4.6305
38073 | ND | WH | 2022 | 8745.2645 | 33984.0198 | 3.886
38097 | ND | CO | 2022 | 32213.0056 | 345506.4695 | 10.7257
38091 | ND | SB | 2022 | 59691.185 | 152951.2224 | 2.5624
38093 | ND | SB | 2022 | 147305.704 | 327892.585 | 2.2259
38009 | ND | CO | 2022 | 7082.005 | 48770.2118 | 6.8865
38009 | ND | SB | 2022 | 68796.62 | 167946.9739 | 2.4412
38083 | ND | WH | 2022 | 35126.7448 | 110331.7181 | 3.141
38027 | ND | WH | 2022 | 11897.7684 | 33447.8741 | 2.8113
38089 | ND | SB | 2022 | 2266.2416 | 2912.0606 | 1.285
38059 | ND | WH | 2022 | 51030.9046 | 143453.0059 | 2.8111
38049 | ND | CO | 2022 | 20922.2662 | 145142.1825 | 6.9372
38081 | ND | CO | 2022 | 38283.2956 | 382033.3261 | 9.9791
38031 | ND | WH | 2022 | 12545.266 | 44960.039 | 3.5838
38087 | ND | CO | 2022 | 5179.9808 | 17780.8064 | 3.4326
38069 | ND | WH | 2022 | 47267.3248 | 162422.2234 | 3.4362
38007 | ND | WH | 2022 | 11634.7225 | 30750.816 | 2.643
38091 | ND | CO | 2022 | 30513.3244 | 293332.5033 | 9.6133
38081 | ND | SB | 2022 | 62564.4556 | 176710.3714 | 2.8245
38083 | ND | SB | 2022 | 37514.3922 | 75169.2662 | 2.0037
38075 | ND | WH | 2022 | 45260.0822 | 156434.809 | 3.4564
38077 | ND | WH | 2022 | 17603.841 | 62024.1701 | 3.5233
38095 | ND | SB | 2022 | 46174.6726 | 108372.2006 | 2.347
38005 | ND | CO | 2022 | 15094.7878 | 121798.5238 | 8.0689
38035 | ND | CO | 2022 | 34600.653 | 328690.9069 | 9.4996
38071 | ND | WH | 2022 | 51354.6534 | 174750.8539 | 3.4028
38023 | ND | CO | 2022 | 477.5295 | 2148.9375 | 4.5001
38025 | ND | CO | 2022 | 11331.208 | 54383.8664 | 4.7995
38061 | ND | WH | 2022 | 84134.2194 | 263854.4664 | 3.1361
38063 | ND | WH | 2022 | 37392.9864 | 129518.6597 | 3.4637
38083 | ND | CO | 2022 | 9348.2466 | 65788.9837 | 7.0376
38031 | ND | CO | 2022 | 22055.387 | 182075.4575 | 8.2554
38021 | ND | WH | 2022 | 3051.3324 | 11022.2856 | 3.6123
38037 | ND | CO | 2022 | 20234.3 | 93171.4255 | 4.6046
38025 | ND | WH | 2022 | 54106.5182 | 150284.1014 | 2.7776
38049 | ND | BA | 2022 | 8417.4688 | 31025.6928 | 3.6859
38003 | ND | WH | 2022 | 25191.7035 | 102983.5277 | 4.088
38017 | ND | SB | 2022 | 169158.748 | 519272.1216 | 3.0697
38097 | ND | SB | 2022 | 68108.6538 | 188249.7518 | 2.764
38087 | ND | WH | 2022 | 50828.5616 | 136757.988 | 2.6906
38023 | ND | WH | 2022 | 32172.537 | 90001.7246 | 2.7975
38009 | ND | WH | 2022 | 95995.5661 | 362265.7867 | 3.7738
38059 | ND | CO | 2022 | 20477.1116 | 110317.2031 | 5.3873
38061 | ND | CO | 2022 | 2112.4609 | 11227.3092 | 5.3148
38063 | ND | CO | 2022 | 6353.5702 | 52783.5939 | 8.3077
38067 | ND | CO | 2022 | 6029.8214 | 54663.2791 | 9.0655
38069 | ND | CO | 2022 | 7769.9712 | 56619.1678 | 7.2869
38007 | ND | CO | 2022 | 2237.9136 | 8382.3802 | 3.7456
38071 | ND | CO | 2022 | 9671.9954 | 78692.7689 | 8.1361
38073 | ND | CO | 2022 | 28935.049 | 311214.9143 | 10.7556
38021 | ND | CO | 2022 | 42613.4358 | 406926.455 | 9.5493
38027 | ND | CO | 2022 | 11331.208 | 89081.8401 | 7.8616
38065 | ND | WH | 2022 | 21124.6092 | 70188.8261 | 3.3226
38067 | ND | WH | 2022 | 82353.601 | 338397.7757 | 4.1091
38097 | ND | BA | 2022 | 9874.3384 | 47115.5082 | 4.7715
38998 | ND | BA | 2022 | 96999.1873 | 344396.0763 | 3.5505
38001 | ND | SB | 2022 | 4815.7634 | 5960.1989 | 1.2376
38101 | ND | SB | 2022 | 68756.1514 | 145657.463 | 2.1185
38103 | ND | SB | 2022 | 74866.91 | 173199.5693 | 2.3134
38105 | ND | SB | 2022 | 10481.3674 | 13390.0358 | 1.2775
38005 | ND | BA | 2022 | 15539.9424 | 62443.2891 | 4.0182
38049 | ND | WH | 2022 | 50383.407 | 169743.1982 | 3.369
38035 | ND | WH | 2022 | 50383.407 | 194835.9077 | 3.8671
38055 | ND | CO | 2022 | 34762.5274 | 219415.151 | 6.3118
38057 | ND | CO | 2022 | 12869.0148 | 69167.3369 | 5.3747
38043 | ND | WH | 2022 | 21913.7469 | 53962.9331 | 2.4625
38045 | ND | WH | 2022 | 9793.4012 | 37884.0038 | 3.8683
38047 | ND | WH | 2022 | 12707.1404 | 43490.401 | 3.4225
38003 | ND | CO | 2022 | 42492.03 | 366462.4199 | 8.6243
38017 | ND | WH | 2022 | 34268.8105 | 141409.1204 | 4.1265
38005 | ND | WH | 2022 | 57505.8806 | 221996.9966 | 3.8604
38051 | ND | WH | 2022 | 23819.818 | 75708.1335 | 3.1784
38053 | ND | WH | 2022 | 61228.9918 | 151726.524 | 2.478
38055 | ND | WH | 2022 | 105016.017 | 349583.3544 | 3.3289
38105 | ND | WH | 2022 | 133748.723 | 327756.5074 | 2.4505
38011 | ND | WH | 2022 | 38971.2618 | 105732.2952 | 2.7131
38013 | ND | WH | 2022 | 29420.6722 | 83687.724 | 2.8445
38029 | ND | CO | 2022 | 52973.3974 | 318809.8588 | 6.0183
38045 | ND | BA | 2022 | 509.9044 | 2307.8761 | 4.5261
38001 | ND | CO | 2022 | 13233.2322 | 48287.59 | 3.649
38015 | ND | SB | 2022 | 35207.682 | 65589.4032 | 1.8629
38103 | ND | CO | 2022 | 36988.3004 | 339816.6115 | 9.1871
38019 | ND | SB | 2022 | 48400.4456 | 127912.944 | 2.6428
38055 | ND | BA | 2022 | 7405.7538 | 32397.355 | 4.3746
38099 | ND | SB | 2022 | 37231.112 | 107174.7178 | 2.8786
38101 | ND | CO | 2022 | 12626.2032 | 79531.0069 | 6.2989
38015 | ND | WH | 2022 | 25025.7822 | 65480.5411 | 2.6165
38071 | ND | BA | 2022 | 21893.5126 | 99412.8515 | 4.5407
38011 | ND | CO | 2022 | 9793.4012 | 37517.5015 | 3.8309
38015 | ND | CO | 2022 | 27275.8364 | 152737.127 | 5.5997
38017 | ND | CO | 2022 | 105218.36 | 1141273.7594 | 10.8467
38041 | ND | WH | 2022 | 95101.21 | 306419.5397 | 3.222
38091 | ND | WH | 2022 | 18656.0246 | 72529.3608 | 3.8877
38093 | ND | WH | 2022 | 35288.6192 | 112481.7442 | 3.1875
38007 | ND | BA | 2022 | 1776.5715 | 5813.2351 | 3.2722
38091 | ND | BA | 2022 | 3889.0325 | 18049.3329 | 4.6411
38093 | ND | BA | 2022 | 3755.4861 | 12519.1392 | 3.3336
38073 | ND | SB | 2022 | 45446.2378 | 130797.7891 | 2.8781
38075 | ND | SB | 2022 | 27397.2422 | 51410.1173 | 1.8765
38077 | ND | SB | 2022 | 123024.544 | 320190.5928 | 2.6027
38099 | ND | BA | 2022 | 5544.1982 | 22490.9057 | 4.0567
38083 | ND | BA | 2022 | 6070.29 | 23100.5334 | 3.8055
38061 | ND | SB | 2022 | 30715.6674 | 42565.0733 | 1.3858
38003 | ND | BA | 2022 | 2699.2556 | 11147.477 | 4.1298
38009 | ND | BA | 2022 | 12585.7346 | 50860.3638 | 4.0411
38097 | ND | WH | 2022 | 29663.4838 | 118496.3741 | 3.9947
38021 | ND | SB | 2022 | 67299.2818 | 183296.5272 | 2.7236
38025 | ND | SB | 2022 | 1149.3082 | 1948.6312 | 1.6955
38051 | ND | CO | 2022 | 23309.9136 | 148444.3323 | 6.3683
38998 | ND | SB | 2022 | 43617.0571 | 71002.5701 | 1.6279
38063 | ND | BA | 2022 | 7365.2852 | 28129.9615 | 3.8193
38067 | ND | BA | 2022 | 3225.3474 | 14892.3325 | 4.6173
38031 | ND | BA | 2022 | 3743.3455 | 14130.298 | 3.7748
38095 | ND | WH | 2022 | 61836.0208 | 224555.2555 | 3.6315
38001 | ND | WH | 2022 | 48105.0248 | 147045.4546 | 3.0568
38101 | ND | WH | 2022 | 118168.312 | 406872.024 | 3.4432
38103 | ND | WH | 2022 | 50788.093 | 176574.2938 | 3.4767
38059 | ND | SB | 2022 | 22014.9184 | 41013.7886 | 1.863
38029 | ND | BA | 2022 | 4127.7972 | 16002.7258 | 3.8768
38031 | ND | SB | 2022 | 47429.1992 | 108780.4334 | 2.2935
38011 | ND | BA | 2022 | 2654.7402 | 5856.7799 | 2.2062
38063 | ND | SB | 2022 | 46538.89 | 102983.5277 | 2.2128
38069 | ND | BA | 2022 | 9388.7152 | 37121.9693 | 3.9539
38043 | ND | SB | 2022 | 36624.083 | 63548.2392 | 1.7351
38039 | ND | BA | 2022 | 3144.4102 | 13346.491 | 4.2445
38079 | ND | SB | 2022 | 21367.4208 | 48144.2549 | 2.2532
38003 | ND | SB | 2022 | 116954.254 | 261922.1645 | 2.2395
38067 | ND | SB | 2022 | 43665.6194 | 131260.453 | 3.006
38039 | ND | SB | 2022 | 43544.2136 | 94002.4061 | 2.1588
38041 | ND | SB | 2022 | 5948.8842 | 6041.8454 | 1.0156
38069 | ND | SB | 2022 | 45203.4262 | 106412.6832 | 2.3541
38071 | ND | SB | 2022 | 48602.7886 | 110141.2094 | 2.2662
38079 | ND | BA | 2022 | 5382.3238 | 22469.1333 | 4.1746
38053 | ND | CO | 2022 | 1319.2764 | 9855.647 | 7.4705
38039 | ND | WH | 2022 | 22217.2614 | 85157.3621 | 3.8329
38055 | ND | SB | 2022 | 61836.0208 | 113515.9339 | 1.8358
38037 | ND | WH | 2022 | 37797.6724 | 89838.4315 | 2.3768
38017 | ND | BA | 2022 | 6313.1016 | 29044.4029 | 4.6007
38035 | ND | SB | 2022 | 73248.166 | 180302.82 | 2.4615
38037 | ND | SB | 2022 | 10036.2128 | 16819.1914 | 1.6759
38013 | ND | BA | 2022 | 3136.3165 | 10363.67 | 3.3044
38045 | ND | SB | 2022 | 92470.751 | 229481.2646 | 2.4817
38047 | ND | SB | 2022 | 40387.6628 | 77673.0941 | 1.9232
38015 | ND | BA | 2022 | 8862.6234 | 39821.7489 | 4.4932
38049 | ND | SB | 2022 | 59286.499 | 129192.0734 | 2.1791
38998 | ND | WH | 2022 | 388911.3397 | 1269628.502 | 3.2646
38027 | ND | SB | 2022 | 29906.2954 | 69590.0846 | 2.3269
38005 | ND | SB | 2022 | 63940.388 | 159537.3782 | 2.4951
38099 | ND | WH | 2022 | 76720.3719 | 308351.8416 | 4.0192
38029 | ND | SB | 2022 | 47995.7596 | 93294.8026 | 1.9438
38051 | ND | SB | 2022 | 49735.9094 | 87633.9744 | 1.762
38019 | ND | BA | 2022 | 8741.2176 | 38841.9901 | 4.4435
38053 | ND | SB | 2022 | 6798.7248 | 8708.9664 | 1.281
39077 | OH | CO | 2022 | 20800.8604 | 236713.3355 | 11.38
39087 | OH | SB | 2022 | 643.4507 | 2158.1907 | 3.3541
39083 | OH | CO | 2022 | 20922.2662 | 242022.1763 | 11.5677
39085 | OH | CO | 2022 | 194.2493 | 1788.2411 | 9.2059
39083 | OH | WH | 2022 | 1529.7131 | 7729.2077 | 5.0527
39083 | OH | SB | 2022 | 23471.788 | 81129.4651 | 3.4565
39075 | OH | CO | 2022 | 5382.3238 | 53444.0238 | 9.9295
39145 | OH | SB | 2022 | 7446.2224 | 24575.6146 | 3.3004
39081 | OH | CO | 2022 | 938.8715 | 8966.6067 | 9.5504
39087 | OH | CO | 2022 | 469.4358 | 4783.0369 | 10.1889
39063 | OH | CO | 2022 | 31808.3196 | 379137.5948 | 11.9194
39079 | OH | CO | 2022 | 1238.3392 | 12090.9484 | 9.7638
39009 | OH | SB | 2022 | 1254.5266 | 4109.5435 | 3.2758
39089 | OH | CO | 2022 | 19910.5512 | 227314.9092 | 11.4168
39075 | OH | WH | 2022 | 485.6232 | 2231.6726 | 4.5955
39071 | OH | CO | 2022 | 12909.4834 | 152508.5166 | 11.8137
39095 | OH | WH | 2022 | 1137.1677 | 6314.0006 | 5.5524
39003 | OH | CO | 2022 | 23876.474 | 292087.8468 | 12.2333
39141 | OH | SB | 2022 | 25980.8412 | 96098.0011 | 3.6988
39143 | OH | SB | 2022 | 41723.1266 | 163864.6459 | 3.9274
39091 | OH | SB | 2022 | 37514.3922 | 137492.807 | 3.6651
39147 | OH | SB | 2022 | 59084.156 | 228882.5232 | 3.8738
39007 | OH | CO | 2022 | 6758.2562 | 71910.6613 | 10.6404
39137 | OH | SB | 2022 | 57667.755 | 220282.4189 | 3.8199
39061 | OH | CO | 2022 | 983.387 | 10922.4954 | 11.107
39029 | OH | CO | 2022 | 9550.5896 | 96270.3661 | 10.08
39139 | OH | SB | 2022 | 18736.9618 | 71440.74 | 3.8128
39063 | OH | WH | 2022 | 8943.5606 | 52036.0742 | 5.8183
39065 | OH | CO | 2022 | 32779.566 | 394225.879 | 12.0266
39093 | OH | WH | 2022 | 1950.5865 | 8981.1216 | 4.6043
39149 | OH | SB | 2022 | 39092.6676 | 147480.9029 | 3.7726
39133 | OH | SB | 2022 | 7203.4108 | 22969.8989 | 3.1888
39069 | OH | CO | 2022 | 30594.2616 | 386554.7311 | 12.6349
39093 | OH | CO | 2022 | 8012.7828 | 91393.3449 | 11.4059
39023 | OH | WH | 2022 | 1906.0711 | 11757.1046 | 6.1682
39031 | OH | CO | 2022 | 9024.4978 | 93806.4543 | 10.3946
39033 | OH | CO | 2022 | 29946.764 | 394860.9078 | 13.1854
39093 | OH | SB | 2022 | 24483.503 | 83633.293 | 3.4159
39077 | OH | WH | 2022 | 6920.1306 | 34209.9086 | 4.9435
39073 | OH | CO | 2022 | 975.2933 | 10312.8677 | 10.5741
39123 | OH | SB | 2022 | 25940.3726 | 94192.9147 | 3.6311
39071 | OH | WH | 2022 | 2124.6015 | 10124.1734 | 4.7652
39097 | OH | WH | 2022 | 3201.0663 | 16683.1138 | 5.2117
39025 | OH | SB | 2022 | 14447.2902 | 46837.9099 | 3.242
39029 | OH | SB | 2022 | 10440.8988 | 32849.1326 | 3.1462
39091 | OH | WH | 2022 | 2375.5068 | 12600.7858 | 5.3045
39033 | OH | SB | 2022 | 38728.4502 | 166177.9651 | 4.2908
39037 | OH | SB | 2022 | 59286.499 | 225671.0918 | 3.8064
39001 | OH | CO | 2022 | 5827.4784 | 62664.642 | 10.7533
39131 | OH | SB | 2022 | 6394.0388 | 22969.8989 | 3.5924
39009 | OH | CO | 2022 | 716.2942 | 6782.1076 | 9.4683
39135 | OH | SB | 2022 | 36583.6144 | 129899.677 | 3.5508
39091 | OH | CO | 2022 | 26021.3098 | 297422.0888 | 11.4299
39998 | OH | SB | 2022 | 53548.0515 | 190016.0391 | 3.5485
39047 | OH | CO | 2022 | 31403.6336 | 357749.8248 | 11.392
39049 | OH | CO | 2022 | 4330.1402 | 50497.4902 | 11.6619
39051 | OH | CO | 2022 | 31686.9138 | 398366.2668 | 12.5719
39053 | OH | CO | 2022 | 1149.3082 | 11049.5011 | 9.614
39101 | OH | CO | 2022 | 23228.9764 | 287972.8602 | 12.3971
39055 | OH | CO | 2022 | 781.044 | 7645.7468 | 9.7891
39057 | OH | CO | 2022 | 21974.4498 | 262749.5163 | 11.957
39059 | OH | CO | 2022 | 1177.6363 | 10922.4954 | 9.2749
39057 | OH | WH | 2022 | 1412.3541 | 8110.225 | 5.7423
39119 | OH | SB | 2022 | 6191.6958 | 20574.9331 | 3.323
39065 | OH | SB | 2022 | 50019.1896 | 199816.3478 | 3.9948
39125 | OH | SB | 2022 | 53418.552 | 205858.1933 | 3.8537
39069 | OH | WH | 2022 | 7001.0678 | 38373.8832 | 5.4811
39129 | OH | SB | 2022 | 49007.4746 | 185228.8291 | 3.7796
39013 | OH | SB | 2022 | 202.343 | 620.5139 | 3.0666
39075 | OH | SB | 2022 | 5827.4784 | 20221.1314 | 3.47
39077 | OH | SB | 2022 | 47591.0736 | 164817.1891 | 3.4632
39027 | OH | SB | 2022 | 43382.3392 | 158993.0678 | 3.6649
39081 | OH | SB | 2022 | 886.2623 | 2939.2762 | 3.3165
39021 | OH | WH | 2022 | 1485.1976 | 7538.699 | 5.0759
39003 | OH | SB | 2022 | 35490.9622 | 139152.9538 | 3.9208
39031 | OH | SB | 2022 | 8093.72 | 28249.7098 | 3.4903
39029 | OH | WH | 2022 | 2246.0073 | 10777.3459 | 4.7984
39037 | OH | CO | 2022 | 50019.1896 | 609551.4445 | 12.1864
39095 | OH | SB | 2022 | 12261.9858 | 44442.9442 | 3.6244
39015 | OH | SB | 2022 | 37069.2376 | 126633.8146 | 3.4161
39151 | OH | SB | 2022 | 12949.952 | 42320.1336 | 3.268
39041 | OH | WH | 2022 | 2177.2107 | 12573.5702 | 5.7751
39043 | OH | WH | 2022 | 3184.8788 | 18261.6139 | 5.7338
39045 | OH | WH | 2022 | 2432.1629 | 12818.5099 | 5.2704
39047 | OH | WH | 2022 | 3549.0962 | 20738.2262 | 5.8432
39005 | OH | WH | 2022 | 2460.4909 | 11811.5357 | 4.8005
39051 | OH | WH | 2022 | 3468.159 | 19976.1917 | 5.7599
39055 | OH | WH | 2022 | 222.5773 | 710.3251 | 3.1914
39173 | OH | SB | 2022 | 67339.7504 | 257377.1726 | 3.8221
39175 | OH | SB | 2022 | 42330.1556 | 175349.5954 | 4.1424
39127 | OH | SB | 2022 | 7850.9084 | 27732.6149 | 3.5324
39023 | OH | SB | 2022 | 28166.1456 | 110821.5974 | 3.9346
39135 | OH | CO | 2022 | 27194.8992 | 304686.8182 | 11.2038
39137 | OH | CO | 2022 | 29137.392 | 341645.4944 | 11.7253
39139 | OH | CO | 2022 | 13476.0438 | 160535.2806 | 11.9126
39141 | OH | CO | 2022 | 18817.899 | 212836.2526 | 11.3103
39027 | OH | WH | 2022 | 2250.0542 | 11240.0098 | 4.9954
39145 | OH | CO | 2022 | 3091.801 | 33961.3402 | 10.9843
39147 | OH | CO | 2022 | 33467.5322 | 413200.5396 | 12.3463
39003 | OH | WH | 2022 | 4289.6716 | 24466.7525 | 5.7036
39039 | OH | CO | 2022 | 19020.242 | 220990.0224 | 11.6187
39998 | OH | WH | 2022 | 38785.1062 | 200129.3263 | 5.16
39099 | OH | SB | 2022 | 7203.4108 | 22670.5282 | 3.1472
39045 | OH | CO | 2022 | 21933.9812 | 262139.8886 | 11.9513
39039 | OH | WH | 2022 | 2322.8976 | 11729.8891 | 5.0497
39101 | OH | SB | 2022 | 43139.5276 | 169144.4568 | 3.9209
39103 | OH | SB | 2022 | 11816.8312 | 40224.5386 | 3.404
39105 | OH | SB | 2022 | 1408.3073 | 4218.4056 | 2.9954
39107 | OH | SB | 2022 | 44758.2716 | 171267.2674 | 3.8265
39109 | OH | SB | 2022 | 33062.8462 | 119857.1501 | 3.6251
39113 | OH | SB | 2022 | 17968.0584 | 61752.0149 | 3.4368
39115 | OH | SB | 2022 | 1088.6053 | 3810.1728 | 3.5
39117 | OH | SB | 2022 | 31039.4162 | 115012.7875 | 3.7054
39063 | OH | SB | 2022 | 59691.185 | 233237.0064 | 3.9074
39171 | OH | SB | 2022 | 38849.856 | 143970.1008 | 3.7058
39171 | OH | CO | 2022 | 24159.7542 | 284950.1231 | 11.7944
39069 | OH | SB | 2022 | 45567.6436 | 189392.8037 | 4.1563
39019 | OH | SB | 2022 | 4208.7344 | 13009.0186 | 3.091
39021 | OH | SB | 2022 | 36785.9574 | 146936.5925 | 3.9944
39023 | OH | CO | 2022 | 23431.3194 | 295466.2001 | 12.6099
39025 | OH | CO | 2022 | 5625.1354 | 62309.0259 | 11.0769
39027 | OH | CO | 2022 | 25171.4692 | 309995.659 | 12.3154
39127 | OH | WH | 2022 | 493.7169 | 2155.4692 | 4.3658
39129 | OH | WH | 2022 | 4289.6716 | 23704.7179 | 5.526
39143 | OH | CO | 2022 | 23997.8798 | 295974.2231 | 12.3333
39133 | OH | WH | 2022 | 647.4976 | 3347.509 | 5.1699
39031 | OH | WH | 2022 | 457.2952 | 1894.2002 | 4.1422
39103 | OH | CO | 2022 | 5099.0436 | 55298.3079 | 10.8448
39107 | OH | CO | 2022 | 39052.199 | 466466.7553 | 11.9447
39095 | OH | CO | 2022 | 7810.4398 | 95203.5177 | 12.1893
39097 | OH | CO | 2022 | 34802.996 | 410254.006 | 11.7879
39051 | OH | SB | 2022 | 36664.5516 | 145711.8941 | 3.9742
39053 | OH | SB | 2022 | 2003.1957 | 6504.5093 | 3.2471
39055 | OH | SB | 2022 | 1974.8677 | 6150.7075 | 3.1145
39011 | OH | SB | 2022 | 41723.1266 | 168926.7326 | 4.0488
39057 | OH | SB | 2022 | 27559.1166 | 102684.157 | 3.726
39059 | OH | SB | 2022 | 1088.6053 | 3483.5866 | 3.2
39061 | OH | SB | 2022 | 1732.0561 | 6395.6472 | 3.6925
39017 | OH | CO | 2022 | 9226.8408 | 97464.2202 | 10.5631
39125 | OH | CO | 2022 | 22338.6672 | 274408.6451 | 12.284
39129 | OH | CO | 2022 | 33143.7834 | 380509.257 | 11.4806
39007 | OH | SB | 2022 | 14406.8216 | 43898.6338 | 3.0471
39071 | OH | SB | 2022 | 44151.2426 | 146963.808 | 3.3286
39021 | OH | CO | 2022 | 32739.0974 | 402151.0385 | 12.2835
39133 | OH | CO | 2022 | 4937.1692 | 53469.425 | 10.83
39119 | OH | WH | 2022 | 343.9831 | 1268.2432 | 3.6869
39123 | OH | WH | 2022 | 1161.4488 | 5688.0437 | 4.8974
39125 | OH | WH | 2022 | 5463.261 | 27324.3821 | 5.0015
39047 | OH | SB | 2022 | 46174.6726 | 175131.8712 | 3.7928
39049 | OH | SB | 2022 | 12100.1114 | 42565.0733 | 3.5177
39099 | OH | CO | 2022 | 5665.604 | 56288.9528 | 9.9352
39998 | OH | CO | 2022 | 23326.101 | 249980.3572 | 10.7168
39039 | OH | SB | 2022 | 45365.3006 | 156516.4555 | 3.4501
39097 | OH | SB | 2022 | 51030.9046 | 189093.433 | 3.7055
39043 | OH | CO | 2022 | 10157.6186 | 119360.0132 | 11.7508
39045 | OH | SB | 2022 | 29056.4548 | 116455.2101 | 4.0079
39165 | OH | WH | 2022 | 687.9662 | 3837.3883 | 5.5779
39173 | OH | CO | 2022 | 34681.5902 | 405758.002 | 11.6995
39167 | OH | SB | 2022 | 3451.9716 | 11865.9667 | 3.4374
39169 | OH | SB | 2022 | 18048.9956 | 63112.7909 | 3.4967
39017 | OH | SB | 2022 | 15944.6284 | 55111.428 | 3.4564
39155 | OH | SB | 2022 | 11371.6766 | 41149.8662 | 3.6186
39157 | OH | SB | 2022 | 6394.0388 | 20901.5194 | 3.2689
39161 | OH | CO | 2022 | 30594.2616 | 376191.0611 | 12.2961
39131 | OH | CO | 2022 | 4411.0774 | 48084.3807 | 10.9008
39175 | OH | WH | 2022 | 4694.3576 | 27324.3821 | 5.8207
39161 | OH | WH | 2022 | 3901.173 | 23868.011 | 6.1182
39175 | OH | CO | 2022 | 27842.3968 | 350053.2757 | 12.5727
39019 | OH | CO | 2022 | 4411.0774 | 38203.3326 | 8.6608
39135 | OH | WH | 2022 | 2598.0841 | 15594.493 | 6.0023
39149 | OH | CO | 2022 | 26790.2132 | 316803.1677 | 11.8253
39041 | OH | SB | 2022 | 29258.7978 | 101541.1051 | 3.4704
39043 | OH | SB | 2022 | 16025.5656 | 63466.5926 | 3.9603
39151 | OH | CO | 2022 | 10562.3046 | 105236.9727 | 9.9634
39155 | OH | CO | 2022 | 7486.691 | 84585.8362 | 11.2982
39157 | OH | CO | 2022 | 7122.4736 | 69065.7323 | 9.6969
39109 | OH | WH | 2022 | 1558.0411 | 8899.475 | 5.712
39159 | OH | SB | 2022 | 43746.5566 | 154448.076 | 3.5305
39161 | OH | SB | 2022 | 53216.209 | 213288.0302 | 4.008
39165 | OH | CO | 2022 | 7082.005 | 79835.8207 | 11.2731
39167 | OH | CO | 2022 | 3269.8629 | 33046.8988 | 10.1065
39169 | OH | CO | 2022 | 18777.4304 | 193175.761 | 10.2877
39123 | OH | CO | 2022 | 6798.7248 | 79327.7977 | 11.668
39109 | OH | CO | 2022 | 28328.02 | 314542.4652 | 11.1036
39167 | OH | WH | 2022 | 113.3121 | 386.4604 | 3.4106
39159 | OH | CO | 2022 | 20274.7686 | 233385.7846 | 11.5111
39169 | OH | WH | 2022 | 3047.2856 | 15485.6309 | 5.0818
39113 | OH | WH | 2022 | 837.7 | 5062.0867 | 6.0428
39171 | OH | WH | 2022 | 2614.2716 | 14587.5187 | 5.58
39117 | OH | WH | 2022 | 3334.6126 | 16791.9758 | 5.0357
39041 | OH | CO | 2022 | 13395.1066 | 156217.0848 | 11.6623
39137 | OH | WH | 2022 | 8579.3432 | 45395.4874 | 5.2913
39119 | OH | CO | 2022 | 6636.8504 | 70310.3887 | 10.5939
39103 | OH | WH | 2022 | 1404.2604 | 6123.492 | 4.3607
39015 | OH | CO | 2022 | 7243.8794 | 83061.767 | 11.4665
39017 | OH | WH | 2022 | 1068.371 | 5334.2419 | 4.9929
39011 | OH | CO | 2022 | 27113.962 | 335600.0202 | 12.3774
39165 | OH | SB | 2022 | 16106.5028 | 56553.8506 | 3.5112
39139 | OH | WH | 2022 | 2375.5068 | 12682.4323 | 5.3388
39113 | OH | CO | 2022 | 12747.609 | 134499.0998 | 10.5509
39121 | OH | CO | 2022 | 343.9831 | 3149.7428 | 9.1567
39001 | OH | SB | 2022 | 12869.0148 | 42837.2285 | 3.3287
39143 | OH | WH | 2022 | 3779.7672 | 21772.416 | 5.7603
39157 | OH | WH | 2022 | 764.8565 | 3592.4486 | 4.6969
39151 | OH | WH | 2022 | 2059.8517 | 9280.4923 | 4.5054
39149 | OH | WH | 2022 | 4046.86 | 22099.0022 | 5.4608
39141 | OH | WH | 2022 | 2553.5687 | 12383.0616 | 4.8493
39033 | OH | WH | 2022 | 4815.7634 | 26045.2526 | 5.4083
39117 | OH | CO | 2022 | 17239.6236 | 195868.2831 | 11.3615
39037 | OH | WH | 2022 | 4694.3576 | 25092.7094 | 5.3453
39001 | OH | WH | 2022 | 275.1865 | 1137.6087 | 4.134
39155 | OH | WH | 2022 | 987.4338 | 4681.0694 | 4.7406
39159 | OH | WH | 2022 | 4411.0774 | 22207.8643 | 5.0346
39115 | OH | CO | 2022 | 1529.7131 | 15012.0808 | 9.8137
39101 | OH | WH | 2022 | 2258.1479 | 12791.2944 | 5.6645
40093 | OK | WH | 2022 | 28773.1746 | 50321.4965 | 1.7489
40015 | OK | SB | 2022 | 3561.2368 | 7701.9922 | 2.1627
40099 | OK | WH | 2022 | 226.6242 | 408.2328 | 1.8014
40073 | OK | WH | 2022 | 57303.5376 | 117761.555 | 2.055
40097 | OK | WH | 2022 | 517.9981 | 1690.0838 | 3.2627
40039 | OK | WH | 2022 | 38323.7642 | 48960.7205 | 1.2776
40998 | OK | WH | 2022 | 28453.4727 | 69421.3484 | 2.4398
40037 | OK | SB | 2022 | 194.2493 | 195.9517 | 1.0088
40047 | OK | SG | 2022 | 6070.29 | 6070.8753 | 1.0001
40095 | OK | WH | 2022 | 453.2483 | 949.8216 | 2.0956
40003 | OK | SB | 2022 | 9186.3722 | 8055.7939 | 0.87693
40017 | OK | SB | 2022 | 623.2164 | 982.4803 | 1.5765
40087 | OK | WH | 2022 | 1384.0261 | 5170.9488 | 3.7362
40045 | OK | WH | 2022 | 7608.0968 | 8899.475 | 1.1697
40075 | OK | WH | 2022 | 34722.0588 | 38754.9005 | 1.1161
40043 | OK | WH | 2022 | 21893.5126 | 24738.9077 | 1.13
40145 | OK | CO | 2022 | 1436.6353 | 5001.4868 | 3.4814
40083 | OK | WH | 2022 | 15985.097 | 40415.0472 | 2.5283
40049 | OK | WH | 2022 | 2116.5078 | 7647.5611 | 3.6133
40039 | OK | SB | 2022 | 1384.0261 | 3973.4659 | 2.8709
40143 | OK | SB | 2022 | 627.2633 | 1083.1777 | 1.7268
40035 | OK | SB | 2022 | 3140.3634 | 3538.0176 | 1.1266
40009 | OK | WH | 2022 | 5625.1354 | 5851.3368 | 1.0402
40998 | OK | CO | 2022 | 34463.0598 | 229913.4471 | 6.6713
40037 | OK | WH | 2022 | 202.343 | 713.0466 | 3.524
40998 | OK | SG | 2022 | 48776.8036 | 76721.6395 | 1.5729
40081 | OK | WH | 2022 | 388.4986 | 653.1725 | 1.6813
40145 | OK | SB | 2022 | 11735.894 | 13281.1738 | 1.1317
40147 | OK | SB | 2022 | 1906.0711 | 1230.1415 | 0.64538
40055 | OK | WH | 2022 | 8012.7828 | 6477.2938 | 0.80837
40139 | OK | CO | 2022 | 28935.049 | 331256.4232 | 11.4483
40053 | OK | SG | 2022 | 3609.7991 | 3987.9809 | 1.1048
40047 | OK | WH | 2022 | 84984.06 | 197856.8304 | 2.3282
40093 | OK | SB | 2022 | 2306.7102 | 6014.6299 | 2.6074
40097 | OK | SB | 2022 | 1173.5894 | 843.6811 | 0.71889
40131 | OK | SB | 2022 | 809.372 | 903.5553 | 1.1164
40115 | OK | CO | 2022 | 1768.4778 | 2197.1996 | 1.2424
40123 | OK | WH | 2022 | 105.2184 | 198.6733 | 1.8882
40125 | OK | WH | 2022 | 619.1696 | 2326.927 | 3.7581
40131 | OK | WH | 2022 | 433.014 | 914.4415 | 2.1118
40059 | OK | SG | 2022 | 1145.2614 | 1158.2925 | 1.0114
40041 | OK | SB | 2022 | 983.387 | 1728.1855 | 1.7574
40047 | OK | SB | 2022 | 15580.411 | 13090.6651 | 0.8402
40059 | OK | WH | 2022 | 15620.8796 | 19431.8813 | 1.244
40065 | OK | WH | 2022 | 15904.1598 | 12519.1392 | 0.78716
40007 | OK | WH | 2022 | 25697.561 | 42347.3491 | 1.6479
40071 | OK | WH | 2022 | 45284.3634 | 92886.5698 | 2.0512
40998 | OK | SB | 2022 | 34337.6071 | 49091.355 | 1.4297
40033 | OK | WH | 2022 | 33508.0008 | 48008.1773 | 1.4327
40129 | OK | WH | 2022 | 6758.2562 | 6912.7421 | 1.0229
40011 | OK | SG | 2022 | 234.7179 | 436.8998 | 1.8614
40011 | OK | SB | 2022 | 1222.1517 | 3728.5262 | 3.0508
40015 | OK | CO | 2022 | 2132.6952 | 12776.7795 | 5.9909
40053 | OK | WH | 2022 | 79197.0502 | 188549.1226 | 2.3808
40103 | OK | SB | 2022 | 6434.5074 | 4844.3626 | 0.75287
40115 | OK | SB | 2022 | 7001.0678 | 7593.1301 | 1.0846
40103 | OK | CO | 2022 | 2480.7252 | 8941.2055 | 3.6043
40003 | OK | WH | 2022 | 63050.0788 | 125926.211 | 1.9972
40115 | OK | WH | 2022 | 3670.502 | 13390.0358 | 3.648
40117 | OK | WH | 2022 | 2124.6015 | 4436.1298 | 2.088
40119 | OK | WH | 2022 | 1715.8686 | 3864.6038 | 2.2523
40049 | OK | SB | 2022 | 1412.3541 | 2699.7796 | 1.9115
40051 | OK | WH | 2022 | 11128.865 | 25446.5112 | 2.2865
40003 | OK | CO | 2022 | 631.3102 | 2547.7355 | 4.0356
40049 | OK | CO | 2022 | 1703.7281 | 7747.3514 | 4.5473
40093 | OK | SG | 2022 | 360.1705 | 767.1148 | 2.1299
40037 | OK | CO | 2022 | 93.0778 | 228.6104 | 2.4561
40027 | OK | WH | 2022 | 728.4348 | 2218.0649 | 3.045
40047 | OK | CO | 2022 | 3787.861 | 5359.6431 | 1.415
40113 | OK | WH | 2022 | 1918.2116 | 4272.8366 | 2.2275
40031 | OK | WH | 2022 | 14851.9762 | 24167.3818 | 1.6272
40039 | OK | SG | 2022 | 2051.758 | 2446.1309 | 1.1922
40035 | OK | WH | 2022 | 1643.0252 | 6123.492 | 3.727
40109 | OK | WH | 2022 | 554.4198 | 1654.7036 | 2.9846
40139 | OK | WH | 2022 | 35248.1506 | 85565.5949 | 2.4275
40141 | OK | WH | 2022 | 31646.4452 | 46810.6944 | 1.4792
40011 | OK | WH | 2022 | 50019.1896 | 92178.9662 | 1.8429
40045 | OK | CO | 2022 | 716.2942 | 7696.5491 | 10.745
40149 | OK | WH | 2022 | 41237.5034 | 49096.7981 | 1.1906
40053 | OK | CO | 2022 | 2788.2865 | 6121.6776 | 2.1955
40107 | OK | WH | 2022 | 267.0928 | 623.2354 | 2.3334
40111 | OK | WH | 2022 | 554.4198 | 2487.4985 | 4.4867
40015 | OK | WH | 2022 | 36421.74 | 66133.7136 | 1.8158
40151 | OK | WH | 2022 | 32779.566 | 42320.1336 | 1.2911
40137 | OK | WH | 2022 | 3282.0035 | 8164.656 | 2.4877
40051 | OK | SB | 2022 | 1266.6672 | 2615.4115 | 2.0648
40073 | OK | SB | 2022 | 979.3401 | 2446.6752 | 2.4983
40153 | OK | WH | 2022 | 15418.5366 | 15349.5533 | 0.99553
40145 | OK | WH | 2022 | 4492.0146 | 12464.7082 | 2.7749
40053 | OK | SB | 2022 | 21772.1068 | 16982.4845 | 0.78001
40017 | OK | WH | 2022 | 47995.7596 | 115883.6842 | 2.4145
40007 | OK | SG | 2022 | 7122.4736 | 13691.2209 | 1.9223
40071 | OK | SG | 2022 | 2015.3363 | 2242.9217 | 1.1129
40147 | OK | WH | 2022 | 1513.5256 | 4572.2074 | 3.0209
40071 | OK | SB | 2022 | 26142.7156 | 23187.623 | 0.88696
40105 | OK | WH | 2022 | 975.2933 | 3238.6469 | 3.3207
40101 | OK | WH | 2022 | 2322.8976 | 7293.7594 | 3.1399
40139 | OK | SG | 2022 | 25738.0296 | 38787.5591 | 1.507
40103 | OK | WH | 2022 | 25818.9668 | 62514.0494 | 2.4212
41067 | OR | WH | 2022 | 3156.5508 | 22398.373 | 7.0958
41065 | OR | WH | 2022 | 24119.2856 | 92287.8283 | 3.8263
41049 | OR | WH | 2022 | 52406.837 | 228800.8766 | 4.3659
41998 | OR | WH | 2022 | 26260.0745 | 153454.7095 | 5.8437
41059 | OR | WH | 2022 | 94494.181 | 504575.7408 | 5.3398
41055 | OR | WH | 2022 | 46741.233 | 169117.2413 | 3.6182
41005 | OR | WH | 2022 | 141.6401 | 857.2889 | 6.0526
41053 | OR | WH | 2022 | 963.1527 | 7157.6818 | 7.4315
41021 | OR | WH | 2022 | 36219.397 | 117162.8136 | 3.2348
41047 | OR | WH | 2022 | 849.8406 | 6123.492 | 7.2055
41003 | OR | WH | 2022 | 562.5135 | 3864.6038 | 6.8702
41043 | OR | WH | 2022 | 845.7937 | 6912.7421 | 8.1731
41063 | OR | WH | 2022 | 2589.9904 | 10505.1907 | 4.0561
42031 | PA | CO | 2022 | 2723.5368 | 23546.8679 | 8.6457
42015 | PA | CO | 2022 | 6394.0388 | 43385.1676 | 6.7853
42029 | PA | CO | 2022 | 6353.5702 | 83976.2085 | 13.2172
42071 | PA | SB | 2022 | 10724.179 | 36931.4606 | 3.4438
42021 | PA | CO | 2022 | 3504.5808 | 34545.5667 | 9.8573
42133 | PA | CO | 2022 | 22905.2276 | 249286.9057 | 10.8834
42027 | PA | CO | 2022 | 6353.5702 | 64798.3388 | 10.1987
42077 | PA | SB | 2022 | 5260.918 | 11675.4581 | 2.2193
42025 | PA | CO | 2022 | 922.6841 | 5918.4684 | 6.4144
42131 | PA | CO | 2022 | 861.9812 | 3886.3763 | 4.5087
42073 | PA | SB | 2022 | 4532.4832 | 13934.3462 | 3.0743
42007 | PA | SB | 2022 | 1436.6353 | 4327.2677 | 3.0121
42077 | PA | CO | 2022 | 4572.9518 | 34291.5552 | 7.4988
42017 | PA | CO | 2022 | 3006.817 | 18365.0329 | 6.1078
42019 | PA | CO | 2022 | 5179.9808 | 44248.8068 | 8.5423
42117 | PA | SB | 2022 | 675.8256 | 1548.5631 | 2.2914
42129 | PA | CO | 2022 | 4249.203 | 36374.4497 | 8.5603
42075 | PA | SB | 2022 | 3832.3764 | 11294.4408 | 2.9471
42063 | PA | SB | 2022 | 7041.5364 | 24249.0283 | 3.4437
42065 | PA | SB | 2022 | 2156.9764 | 5388.673 | 2.4983
42067 | PA | SB | 2022 | 3630.0334 | 7974.1474 | 2.1967
42111 | PA | SB | 2022 | 4330.1402 | 13281.1738 | 3.0671
42113 | PA | SB | 2022 | 360.1705 | 563.3613 | 1.5642
42107 | PA | SB | 2022 | 5139.5122 | 11729.8891 | 2.2823
42109 | PA | SB | 2022 | 3710.9706 | 7484.268 | 2.0168
42011 | PA | SB | 2022 | 10926.522 | 29909.8565 | 2.7374
42037 | PA | CO | 2022 | 6070.29 | 37161.8854 | 6.1219
42125 | PA | CO | 2022 | 882.2155 | 7061.5203 | 8.0043
42013 | PA | CO | 2022 | 5260.918 | 57432.0047 | 10.9167
42001 | PA | SB | 2022 | 10521.836 | 29501.6237 | 2.8038
42079 | PA | SB | 2022 | 1582.3223 | 4327.2677 | 2.7348
42081 | PA | SB | 2022 | 4208.7344 | 11784.3202 | 2.8
42071 | PA | CO | 2022 | 11533.551 | 134194.286 | 11.6351
42119 | PA | SB | 2022 | 2832.802 | 6749.449 | 2.3826
42125 | PA | SB | 2022 | 910.5435 | 2830.4141 | 3.1085
42129 | PA | SB | 2022 | 3824.2827 | 12464.7082 | 3.2594
42079 | PA | CO | 2022 | 2602.131 | 20219.317 | 7.7703
42061 | PA | SB | 2022 | 1861.5556 | 6640.5869 | 3.5672
42109 | PA | CO | 2022 | 4937.1692 | 25477.3555 | 5.1603
42011 | PA | CO | 2022 | 8538.8746 | 76609.8744 | 8.9719
42111 | PA | CO | 2022 | 6434.5074 | 59286.2888 | 9.2138
42113 | PA | CO | 2022 | 307.5614 | 2524.8745 | 8.2093
42001 | PA | CO | 2022 | 7850.9084 | 68303.6977 | 8.7001
42035 | PA | CO | 2022 | 1303.0889 | 12014.7449 | 9.2202
42065 | PA | CO | 2022 | 2464.5377 | 20117.7124 | 8.1629
42067 | PA | CO | 2022 | 4370.6088 | 24588.3151 | 5.6258
42069 | PA | CO | 2022 | 89.0309 | 690.9113 | 7.7604
42007 | PA | CO | 2022 | 1258.5735 | 11938.5414 | 9.4858
42073 | PA | CO | 2022 | 4815.7634 | 49608.4499 | 10.3013
42081 | PA | CO | 2022 | 5179.9808 | 40311.6282 | 7.7822
42107 | PA | CO | 2022 | 6839.1934 | 45290.254 | 6.6222
42093 | PA | SB | 2022 | 3682.6426 | 11294.4408 | 3.0669
42097 | PA | SB | 2022 | 9105.435 | 19404.6658 | 2.1311
42117 | PA | CO | 2022 | 3917.3605 | 27611.0522 | 7.0484
42119 | PA | CO | 2022 | 2270.2885 | 12979.9887 | 5.7173
42121 | PA | CO | 2022 | 1930.3522 | 15037.482 | 7.79
42049 | PA | SB | 2022 | 6960.5992 | 18316.045 | 2.6314
42005 | PA | SB | 2022 | 3532.9088 | 10042.5269 | 2.8426
42061 | PA | CO | 2022 | 4492.0146 | 34901.1828 | 7.7696
42063 | PA | CO | 2022 | 6920.1306 | 66855.8321 | 9.6611
42013 | PA | SB | 2022 | 1715.8686 | 6477.2938 | 3.7749
42083 | PA | CO | 2022 | 194.2493 | 1391.9831 | 7.166
42087 | PA | CO | 2022 | 2209.5856 | 19660.4916 | 8.8978
42057 | PA | CO | 2022 | 2565.7092 | 23775.4783 | 9.2666
42095 | PA | SB | 2022 | 5867.947 | 13607.76 | 2.319
42051 | PA | SB | 2022 | 2326.9445 | 6695.0179 | 2.8772
42055 | PA | SB | 2022 | 8174.6572 | 30671.891 | 3.7521
42099 | PA | SB | 2022 | 4289.6716 | 11158.3632 | 2.6012
42998 | PA | SB | 2022 | 16414.0642 | 41269.6145 | 2.5143
42089 | PA | SB | 2022 | 813.4189 | 1866.9847 | 2.2952
42089 | PA | CO | 2022 | 971.2464 | 6807.5087 | 7.009
42009 | PA | CO | 2022 | 6272.633 | 61928.0086 | 9.8727
42091 | PA | CO | 2022 | 1084.5585 | 8331.5779 | 7.682
42093 | PA | CO | 2022 | 1772.5247 | 15748.7142 | 8.8849
42095 | PA | CO | 2022 | 7608.0968 | 48185.9853 | 6.3335
42133 | PA | SB | 2022 | 20072.4256 | 67086.2568 | 3.3422
42043 | PA | SB | 2022 | 5746.5412 | 16029.9413 | 2.7895
42055 | PA | CO | 2022 | 9671.9954 | 107700.8845 | 11.1353
42099 | PA | CO | 2022 | 3702.8769 | 24791.5244 | 6.6952
42998 | PA | CO | 2022 | 19242.8193 | 173611.7937 | 9.0222
42009 | PA | SB | 2022 | 4289.6716 | 16764.7603 | 3.9082
42041 | PA | CO | 2022 | 6110.7586 | 55704.7263 | 9.1158
42047 | PA | CO | 2022 | 190.2024 | 1722.1981 | 9.0546
42015 | PA | SB | 2022 | 2500.9595 | 3946.2504 | 1.5779
42039 | PA | CO | 2022 | 8781.6862 | 75670.0318 | 8.6168
42027 | PA | SB | 2022 | 5503.7296 | 20983.1659 | 3.8125
42043 | PA | CO | 2022 | 3124.1759 | 22226.008 | 7.1142
42031 | PA | SB | 2022 | 2306.7102 | 5932.9834 | 2.5721
42097 | PA | CO | 2022 | 8255.5944 | 45036.2425 | 5.4552
42037 | PA | SB | 2022 | 6070.29 | 13145.0962 | 2.1655
42039 | PA | SB | 2022 | 9550.5896 | 24929.4163 | 2.6102
42087 | PA | SB | 2022 | 2233.8667 | 7457.0525 | 3.3382
42029 | PA | SB | 2022 | 5099.0436 | 17907.8122 | 3.512
42035 | PA | SB | 2022 | 1517.5725 | 5633.6126 | 3.7123
42041 | PA | SB | 2022 | 7850.9084 | 26671.2096 | 3.3972
42025 | PA | SB | 2022 | 663.685 | 1480.5243 | 2.2308
42017 | PA | SB | 2022 | 4030.6726 | 8981.1216 | 2.2282
42049 | PA | CO | 2022 | 5584.6668 | 53977.448 | 9.6653
42005 | PA | CO | 2022 | 4046.86 | 37898.5188 | 9.3649
42019 | PA | SB | 2022 | 4775.2948 | 13444.4669 | 2.8154
42021 | PA | SB | 2022 | 4168.2658 | 14669.1653 | 3.5192
42051 | PA | CO | 2022 | 2335.0382 | 16713.958 | 7.1579
45043 | SC | SB | 2022 | 898.4029 | 1499.5752 | 1.6692
45045 | SC | SB | 2022 | 315.6551 | 568.8044 | 1.802
45041 | SC | SB | 2022 | 17563.3724 | 40034.0299 | 2.2794
45035 | SC | SB | 2022 | 1982.9614 | 5307.0264 | 2.6763
45041 | SC | CO | 2022 | 6313.1016 | 39498.7914 | 6.2566
45049 | SC | SB | 2022 | 785.0908 | 1562.1708 | 1.9898
45035 | SC | CO | 2022 | 2476.6783 | 14351.6509 | 5.7947
45998 | SC | CO | 2022 | 10930.5689 | 71504.2429 | 6.5417
45027 | SC | SB | 2022 | 13476.0438 | 34427.6328 | 2.5547
45003 | SC | SB | 2022 | 1294.9952 | 2501.1063 | 1.9314
45005 | SC | SB | 2022 | 3294.144 | 5715.2592 | 1.735
45031 | SC | SB | 2022 | 12181.0486 | 29093.3909 | 2.3884
45037 | SC | CO | 2022 | 335.8894 | 1437.7052 | 4.2803
45085 | SC | CO | 2022 | 10076.6814 | 85271.6673 | 8.4623
45089 | SC | CO | 2022 | 6353.5702 | 31827.6435 | 5.0094
45033 | SC | SB | 2022 | 12747.609 | 34536.4949 | 2.7093
45009 | SC | CO | 2022 | 2266.2416 | 16688.5569 | 7.364
45033 | SC | CO | 2022 | 8660.2804 | 72088.4694 | 8.324
45015 | SC | CO | 2022 | 1149.3082 | 6528.0961 | 5.68
45075 | SC | CO | 2022 | 12059.6428 | 109148.7501 | 9.0507
45061 | SC | CO | 2022 | 10279.0244 | 97870.6387 | 9.5214
45029 | SC | CO | 2022 | 1582.3223 | 5156.4339 | 3.2588
45031 | SC | CO | 2022 | 6596.3818 | 43639.1791 | 6.6156
45071 | SC | CO | 2022 | 465.3889 | 1960.9689 | 4.2136
45073 | SC | CO | 2022 | 348.03 | 2042.2526 | 5.868
45019 | SC | CO | 2022 | 141.6401 | 764.5747 | 5.398
45027 | SC | CO | 2022 | 13476.0438 | 125862.7082 | 9.3397
45011 | SC | SB | 2022 | 1707.7749 | 4408.9142 | 2.5817
45015 | SC | SB | 2022 | 562.5135 | 1292.7372 | 2.2981
45063 | SC | CO | 2022 | 1622.7909 | 15037.482 | 9.2664
45045 | SC | CO | 2022 | 206.3899 | 1074.4687 | 5.206
45998 | SC | SB | 2022 | 17025.14 | 39827.192 | 2.3393
45051 | SC | SB | 2022 | 16066.0342 | 38918.1936 | 2.4224
45077 | SC | SB | 2022 | 40.4686 | 92.5328 | 2.2865
45017 | SC | CO | 2022 | 3233.4411 | 26340.9946 | 8.1464
45089 | SC | SB | 2022 | 14042.6042 | 32957.9947 | 2.347
45007 | SC | CO | 2022 | 339.9362 | 1254.8169 | 3.6913
45061 | SC | SB | 2022 | 8822.1548 | 28821.2357 | 3.2669
45063 | SC | SB | 2022 | 1189.7768 | 2748.7675 | 2.3103
45085 | SC | SB | 2022 | 9874.3384 | 28031.9856 | 2.8389
45067 | SC | CO | 2022 | 3589.5648 | 28474.6914 | 7.9326
45009 | SC | SB | 2022 | 1934.3991 | 4191.1901 | 2.1667
45051 | SC | CO | 2022 | 6070.29 | 44579.0218 | 7.3438
45067 | SC | SB | 2022 | 7001.0678 | 17145.7776 | 2.449
45069 | SC | CO | 2022 | 6272.633 | 46179.2943 | 7.362
45075 | SC | SB | 2022 | 7648.5654 | 21554.6918 | 2.8181
45049 | SC | CO | 2022 | 2662.8339 | 16663.1557 | 6.2577
45007 | SC | SB | 2022 | 1072.4179 | 1711.8562 | 1.5963
45069 | SC | SB | 2022 | 7931.8456 | 19622.3899 | 2.4739
45073 | SC | SB | 2022 | 392.5454 | 1183.8751 | 3.0159
45005 | SC | CO | 2022 | 2630.459 | 12471.9656 | 4.7414
45011 | SC | CO | 2022 | 1266.6672 | 11963.9426 | 9.4452
46103 | SD | SG | 2022 | 651.5445 | 2301.3444 | 3.5321
46097 | SD | WH | 2022 | 4492.0146 | 19731.252 | 4.3925
46091 | SD | WH | 2022 | 1193.8237 | 4191.1901 | 3.5107
46095 | SD | WH | 2022 | 1355.6981 | 2993.7072 | 2.2082
46051 | SD | SB | 2022 | 40347.1942 | 103663.9157 | 2.5693
46093 | SD | WH | 2022 | 2165.0701 | 3510.8021 | 1.6216
46105 | SD | CO | 2022 | 4937.1692 | 16536.15 | 3.3493
46998 | SD | WH | 2022 | 174690.8056 | 484237.5827 | 2.772
46109 | SD | CO | 2022 | 51071.3732 | 501367.9382 | 9.817
46009 | SD | WH | 2022 | 1537.8068 | 5470.3195 | 3.5572
46005 | SD | SB | 2022 | 69929.7408 | 154720.2312 | 2.2125
46107 | SD | CO | 2022 | 40792.3488 | 345658.8764 | 8.4736
46057 | SD | SB | 2022 | 36381.2714 | 122088.8227 | 3.3558
46087 | SD | WH | 2022 | 602.9821 | 2209.9002 | 3.665
46059 | SD | SB | 2022 | 72519.7312 | 153631.6104 | 2.1185
46085 | SD | SG | 2022 | 22095.8556 | 104728.9497 | 4.7398
46083 | SD | CO | 2022 | 48319.5084 | 401566.812 | 8.3107
46998 | SD | SG | 2022 | 30448.5746 | 119583.5434 | 3.9274
46119 | SD | SG | 2022 | 2063.8986 | 10693.885 | 5.1814
46085 | SD | CO | 2022 | 19465.3966 | 101045.7827 | 5.191
46089 | SD | CO | 2022 | 27680.5224 | 218754.721 | 7.9028
46085 | SD | WH | 2022 | 30068.1698 | 125817.349 | 4.1844
46079 | SD | CO | 2022 | 49331.2234 | 500377.2932 | 10.1432
46073 | SD | WH | 2022 | 2448.3503 | 11158.3632 | 4.5575
46075 | SD | WH | 2022 | 8134.1886 | 28657.9426 | 3.5231
46077 | SD | WH | 2022 | 1926.3054 | 7655.7258 | 3.9743
46061 | SD | SB | 2022 | 32860.5032 | 70270.4726 | 2.1384
46121 | SD | SG | 2022 | 509.9044 | 1996.5305 | 3.9155
46029 | SD | CO | 2022 | 33993.624 | 393870.2629 | 11.5866
46039 | SD | WH | 2022 | 1950.5865 | 9117.1992 | 4.6741
46087 | SD | CO | 2022 | 47267.3248 | 336743.0721 | 7.1242
46035 | SD | CO | 2022 | 27599.5852 | 193328.1679 | 7.0047
46009 | SD | CO | 2022 | 30553.793 | 155251.841 | 5.0813
46045 | SD | WH | 2022 | 10764.6476 | 40333.4006 | 3.7468
46077 | SD | CO | 2022 | 57505.8806 | 533474.9943 | 9.2769
46115 | SD | CO | 2022 | 100564.471 | 1028619.6502 | 10.2285
46091 | SD | CO | 2022 | 31686.9138 | 328970.3196 | 10.3819
46011 | SD | CO | 2022 | 59691.185 | 655375.1228 | 10.9794
46111 | SD | CO | 2022 | 20760.3918 | 135642.1517 | 6.5337
46071 | SD | WH | 2022 | 9999.7911 | 20792.6573 | 2.0793
46998 | SD | SB | 2022 | 127921.2446 | 243388.3954 | 1.9026
46073 | SD | CO | 2022 | 16632.5946 | 103154.0783 | 6.2019
46039 | SD | SB | 2022 | 36705.0202 | 118741.3138 | 3.235
46043 | SD | SB | 2022 | 31686.9138 | 72229.9901 | 2.2795
46045 | SD | SB | 2022 | 68796.62 | 177200.2507 | 2.5757
46035 | SD | WH | 2022 | 2986.5827 | 12219.7685 | 4.0916
46003 | SD | CO | 2022 | 31282.2278 | 213039.4618 | 6.8102
46031 | SD | CO | 2022 | 18858.3676 | 86871.9398 | 4.6065
46039 | SD | CO | 2022 | 30027.7012 | 322112.0085 | 10.7272
46099 | SD | CO | 2022 | 55320.5762 | 629186.535 | 11.3735
46998 | SD | CO | 2022 | 113134.0182 | 849930.1663 | 7.5126
46055 | SD | WH | 2022 | 20760.3918 | 59629.2043 | 2.8723
46057 | SD | WH | 2022 | 914.5904 | 4055.1125 | 4.4338
46059 | SD | WH | 2022 | 11047.9278 | 40823.28 | 3.6951
46065 | SD | CO | 2022 | 23431.3194 | 167063.3767 | 7.1299
46067 | SD | CO | 2022 | 58679.47 | 316396.7493 | 5.3919
46069 | SD | CO | 2022 | 23593.1938 | 197697.166 | 8.3794
46075 | SD | SG | 2022 | 7567.6282 | 28398.4879 | 3.7526
46101 | SD | SB | 2022 | 40347.1942 | 144351.1181 | 3.5777
46107 | SD | SB | 2022 | 29946.764 | 80149.7064 | 2.6764
46011 | SD | SB | 2022 | 50869.0302 | 163510.8442 | 3.2143
46111 | SD | SB | 2022 | 25333.3436 | 54186.1003 | 2.1389
46109 | SD | WH | 2022 | 1950.5865 | 6395.6472 | 3.2788
46037 | SD | CO | 2022 | 43625.1508 | 441141.8068 | 10.1121
46043 | SD | CO | 2022 | 29177.8606 | 206587.5692 | 7.0803
46045 | SD | CO | 2022 | 56453.697 | 479776.959 | 8.4986
46047 | SD | CO | 2022 | 874.1218 | 8255.3744 | 9.4442
46085 | SD | SB | 2022 | 25050.0634 | 43463.1854 | 1.7351
46087 | SD | SB | 2022 | 43787.0252 | 101296.1654 | 2.3134
46089 | SD | SB | 2022 | 35410.025 | 80013.6288 | 2.2596
46065 | SD | WH | 2022 | 33508.0008 | 130498.4184 | 3.8945
46067 | SD | WH | 2022 | 2237.9136 | 8785.1699 | 3.9256
46007 | SD | WH | 2022 | 5584.6668 | 13335.6048 | 2.3879
46029 | SD | SB | 2022 | 39011.7304 | 123558.4608 | 3.1672
46055 | SD | SG | 2022 | 2755.9117 | 8458.5836 | 3.0693
46003 | SD | WH | 2022 | 4168.2658 | 17907.8122 | 4.2962
46031 | SD | WH | 2022 | 23107.5706 | 73454.6885 | 3.1788
46049 | SD | SB | 2022 | 62928.673 | 173526.1555 | 2.7575
46109 | SD | SB | 2022 | 67177.876 | 190644.7176 | 2.8379
46107 | SD | WH | 2022 | 34681.5902 | 141901.7213 | 4.0916
46115 | SD | SB | 2022 | 119382.37 | 330478.0594 | 2.7682
46067 | SD | SB | 2022 | 63495.2334 | 122116.0382 | 1.9232
46073 | SD | SB | 2022 | 20112.8942 | 40850.4955 | 2.0311
46049 | SD | CO | 2022 | 51961.6824 | 437687.2501 | 8.4233
46005 | SD | CO | 2022 | 71467.5476 | 574193.041 | 8.0343
46051 | SD | CO | 2022 | 42168.2812 | 422421.1578 | 10.0175
46009 | SD | SB | 2022 | 37797.6724 | 69127.4208 | 1.8289
46091 | SD | SB | 2022 | 30432.3872 | 86354.845 | 2.8376
46097 | SD | SB | 2022 | 33548.4694 | 74679.3869 | 2.226
46099 | SD | SB | 2022 | 55887.1366 | 204470.2018 | 3.6586
46003 | SD | SB | 2022 | 33831.7496 | 72121.128 | 2.1318
46065 | SD | SG | 2022 | 2764.0054 | 14707.267 | 5.321
46029 | SD | WH | 2022 | 3282.0035 | 12764.0789 | 3.8891
46023 | SD | CO | 2022 | 50545.2814 | 309005.0141 | 6.1134
46025 | SD | CO | 2022 | 48359.977 | 488997.5772 | 10.1116
46027 | SD | CO | 2022 | 41480.315 | 288480.8833 | 6.9546
46077 | SD | SB | 2022 | 60945.7116 | 166395.6893 | 2.7302
46079 | SD | SB | 2022 | 44798.7402 | 135261.1344 | 3.0193
46037 | SD | SB | 2022 | 52487.7742 | 145439.7389 | 2.7709
46011 | SD | WH | 2022 | 1270.714 | 5434.9393 | 4.2771
46125 | SD | SB | 2022 | 53216.209 | 128838.2717 | 2.421
46027 | SD | SB | 2022 | 37635.798 | 90872.6213 | 2.4145
46015 | SD | CO | 2022 | 28328.02 | 169806.7011 | 5.9943
46083 | SD | SB | 2022 | 51071.3732 | 131532.6082 | 2.5755
46035 | SD | SB | 2022 | 29137.392 | 72692.6539 | 2.4948
46021 | SD | CO | 2022 | 28854.1118 | 217865.6807 | 7.5506
46003 | SD | SG | 2022 | 1962.7271 | 11405.1172 | 5.8109
46055 | SD | CO | 2022 | 10319.493 | 33427.916 | 3.2393
46057 | SD | CO | 2022 | 27640.0538 | 301867.2904 | 10.9214
46059 | SD | CO | 2022 | 68391.934 | 521714.2609 | 7.6283
46061 | SD | CO | 2022 | 33993.624 | 227441.915 | 6.6907
46127 | SD | SB | 2022 | 43787.0252 | 124266.0643 | 2.838
46119 | SD | CO | 2022 | 47145.919 | 393590.8502 | 8.3484
46017 | SD | CO | 2022 | 6353.5702 | 37492.1004 | 5.901
46135 | SD | SB | 2022 | 34560.1844 | 77618.663 | 2.2459
46049 | SD | WH | 2022 | 1651.1189 | 7865.2853 | 4.7636
46097 | SD | CO | 2022 | 33508.0008 | 247559.6274 | 7.3881
46017 | SD | WH | 2022 | 4920.9818 | 16438.1741 | 3.3404
46137 | SD | CO | 2022 | 5665.604 | 19355.6778 | 3.4163
46129 | SD | SB | 2022 | 31160.822 | 80884.5254 | 2.5957
46021 | SD | WH | 2022 | 9267.3094 | 32849.1326 | 3.5446
46019 | SD | CO | 2022 | 598.9353 | 4081.9651 | 6.8154
46015 | SD | SB | 2022 | 33224.7206 | 67712.2138 | 2.038
46125 | SD | CO | 2022 | 51597.465 | 342661.5405 | 6.6411
46021 | SD | SB | 2022 | 28813.6432 | 63167.2219 | 2.1923
46023 | SD | SB | 2022 | 59326.9676 | 127668.0043 | 2.1519
46119 | SD | WH | 2022 | 65721.0064 | 245157.4042 | 3.7303
46023 | SD | WH | 2022 | 10886.0534 | 49205.6602 | 4.5201
46123 | SD | CO | 2022 | 19586.8024 | 65534.9722 | 3.3459
46013 | SD | WH | 2022 | 3286.0503 | 12573.5702 | 3.8263
46115 | SD | WH | 2022 | 9639.6205 | 40197.323 | 4.17
46025 | SD | SB | 2022 | 58112.9096 | 164545.0339 | 2.8315
46123 | SD | WH | 2022 | 17280.0922 | 64664.0755 | 3.7421
46013 | SD | SB | 2022 | 101980.872 | 295614.9782 | 2.8987
46135 | SD | WH | 2022 | 299.4676 | 1072.2915 | 3.5807
46129 | SD | WH | 2022 | 11654.9568 | 49368.9533 | 4.2359
46127 | SD | CO | 2022 | 45284.3634 | 383150.9768 | 8.461
46095 | SD | CO | 2022 | 4249.203 | 17577.5972 | 4.1367
46117 | SD | WH | 2022 | 20558.0488 | 44987.2546 | 2.1883
46125 | SD | WH | 2022 | 566.5604 | 2498.3847 | 4.4097
46137 | SD | WH | 2022 | 14973.382 | 35706.7622 | 2.3847
46005 | SD | WH | 2022 | 3103.9416 | 13852.6997 | 4.4629
46015 | SD | WH | 2022 | 8984.0292 | 39462.504 | 4.3925
46051 | SD | WH | 2022 | 3124.1759 | 11623.7486 | 3.7206
46129 | SD | CO | 2022 | 27559.1166 | 268998.1997 | 9.7608
46135 | SD | CO | 2022 | 31767.851 | 206765.3773 | 6.5086
46013 | SD | CO | 2022 | 98338.698 | 950815.9217 | 9.6688
47125 | TN | CO | 2022 | 6353.5702 | 53088.4077 | 8.3557
47143 | TN | CO | 2022 | 789.1377 | 5715.2592 | 7.2424
47135 | TN | CO | 2022 | 607.029 | 3810.1728 | 6.2768
47117 | TN | SB | 2022 | 3067.5199 | 11049.5011 | 3.6021
47147 | TN | CO | 2022 | 15175.725 | 100588.5619 | 6.6283
47133 | TN | CO | 2022 | 445.1546 | 5486.6488 | 12.3253
47119 | TN | SB | 2022 | 5584.6668 | 16029.9413 | 2.8703
47121 | TN | SB | 2022 | 513.9512 | 2226.2295 | 4.3316
47109 | TN | SB | 2022 | 10036.2128 | 29229.4685 | 2.9124
47115 | TN | SB | 2022 | 1792.759 | 7048.8197 | 3.9318
47117 | TN | CO | 2022 | 1659.2126 | 16383.743 | 9.8744
47125 | TN | SB | 2022 | 8174.6572 | 24466.7525 | 2.993
47119 | TN | CO | 2022 | 3156.5508 | 19406.4801 | 6.148
47087 | TN | CO | 2022 | 424.9203 | 4353.7575 | 10.2461
47103 | TN | WH | 2022 | 1379.9793 | 6858.311 | 4.9699
47149 | TN | CO | 2022 | 2509.0532 | 23242.0541 | 9.2633
47079 | TN | CO | 2022 | 15782.754 | 103763.7059 | 6.5745
47095 | TN | WH | 2022 | 3253.6754 | 15131.8291 | 4.6507
47071 | TN | CO | 2022 | 2326.9445 | 18695.2479 | 8.0342
47073 | TN | CO | 2022 | 364.2174 | 3048.1382 | 8.369
47111 | TN | SB | 2022 | 3063.473 | 9634.2941 | 3.1449
47079 | TN | WH | 2022 | 5018.1064 | 25283.2181 | 5.0384
47081 | TN | SB | 2022 | 2509.0532 | 7538.699 | 3.0046
47103 | TN | SB | 2022 | 6474.976 | 22507.235 | 3.476
47107 | TN | SB | 2022 | 2946.1141 | 9579.863 | 3.2517
47075 | TN | CO | 2022 | 6920.1306 | 62613.8397 | 9.0481
47113 | TN | SB | 2022 | 19060.7106 | 64092.5496 | 3.3625
47131 | TN | CO | 2022 | 27316.305 | 228610.368 | 8.369
47031 | TN | CO | 2022 | 8498.406 | 97413.4179 | 11.4626
47009 | TN | CO | 2022 | 404.686 | 3815.253 | 9.4277
47023 | TN | CO | 2022 | 2266.2416 | 18415.8352 | 8.1262
47155 | TN | CO | 2022 | 76.8903 | 670.5904 | 8.7214
47998 | TN | CO | 2022 | 39205.9797 | 322033.2649 | 8.2139
47101 | TN | CO | 2022 | 384.4517 | 2413.1094 | 6.2768
47103 | TN | CO | 2022 | 8700.749 | 83442.7843 | 9.5903
47107 | TN | CO | 2022 | 1942.4928 | 18542.841 | 9.5459
47015 | TN | CO | 2022 | 2347.1788 | 25147.1405 | 10.7138
47021 | TN | CO | 2022 | 647.4976 | 5943.8696 | 9.1798
47153 | TN | CO | 2022 | 424.9203 | 4140.3878 | 9.7439
47179 | TN | CO | 2022 | 910.5435 | 9144.4147 | 10.0428
47121 | TN | CO | 2022 | 708.2005 | 7848.956 | 11.083
47007 | TN | CO | 2022 | 1315.2295 | 14402.4532 | 10.9505
47075 | TN | WH | 2022 | 7203.4108 | 35080.8053 | 4.87
47079 | TN | SB | 2022 | 18494.1502 | 53478.4968 | 2.8916
47003 | TN | CO | 2022 | 3197.0194 | 24512.1117 | 7.6672
47089 | TN | SB | 2022 | 955.059 | 3265.8624 | 3.4195
47009 | TN | SB | 2022 | 1630.8846 | 4681.0694 | 2.8703
47093 | TN | SB | 2022 | 68.7966 | 190.5086 | 2.7692
47161 | TN | CO | 2022 | 1072.4179 | 6985.3168 | 6.5136
47163 | TN | CO | 2022 | 222.5773 | 2324.2054 | 10.4422
47165 | TN | CO | 2022 | 4087.3286 | 33097.7011 | 8.0976
47109 | TN | CO | 2022 | 2589.9904 | 20828.9446 | 8.0421
47111 | TN | CO | 2022 | 1861.5556 | 15570.9062 | 8.3645
47113 | TN | CO | 2022 | 7608.0968 | 61877.2063 | 8.1331
47059 | TN | CO | 2022 | 1659.2126 | 17145.7776 | 10.3337
47177 | TN | CO | 2022 | 4046.86 | 45595.0678 | 11.2668
47183 | TN | CO | 2022 | 26911.619 | 211464.5904 | 7.8577
47185 | TN | CO | 2022 | 971.2464 | 10668.4838 | 10.9843
47165 | TN | WH | 2022 | 3435.7841 | 16982.4845 | 4.9428
47167 | TN | WH | 2022 | 4208.7344 | 19649.6054 | 4.6688
47017 | TN | WH | 2022 | 5422.7924 | 26507.9165 | 4.8882
47177 | TN | WH | 2022 | 267.0928 | 1069.5699 | 4.0045
47183 | TN | WH | 2022 | 9671.9954 | 48715.7808 | 5.0368
47033 | TN | CO | 2022 | 7324.8166 | 50040.2694 | 6.8316
47099 | TN | WH | 2022 | 2824.7083 | 15159.0446 | 5.3666
47131 | TN | SB | 2022 | 43706.088 | 142554.8938 | 3.2617
47135 | TN | SB | 2022 | 1193.8237 | 3510.8021 | 2.9408
47137 | TN | SB | 2022 | 279.2333 | 1004.2527 | 3.5965
47051 | TN | CO | 2022 | 9105.435 | 83950.8074 | 9.2199
47053 | TN | CO | 2022 | 26911.619 | 180983.208 | 6.7251
47055 | TN | CO | 2022 | 5867.947 | 58905.2715 | 10.0385
47057 | TN | CO | 2022 | 222.5773 | 2054.9532 | 9.2325
47053 | TN | WH | 2022 | 21165.0778 | 106031.6659 | 5.0097
47147 | TN | WH | 2022 | 15782.754 | 81211.1117 | 5.1456
47071 | TN | SB | 2022 | 11897.7684 | 30807.9686 | 2.5894
47075 | TN | SB | 2022 | 39011.7304 | 136431.4018 | 3.4972
47077 | TN | WH | 2022 | 206.3899 | 821.9087 | 3.9823
47187 | TN | SB | 2022 | 2067.9455 | 5932.9834 | 2.869
47095 | TN | SB | 2022 | 20031.957 | 68964.1277 | 3.4427
47039 | TN | CO | 2022 | 1456.8696 | 10719.2861 | 7.3578
47133 | TN | SB | 2022 | 1392.1198 | 5715.2592 | 4.1054
47041 | TN | CO | 2022 | 1517.5725 | 15596.3073 | 10.2771
47139 | TN | SB | 2022 | 1473.057 | 4653.8539 | 3.1593
47113 | TN | WH | 2022 | 5260.918 | 26371.8389 | 5.0128
47047 | TN | CO | 2022 | 6677.319 | 64391.9203 | 9.6434
47049 | TN | CO | 2022 | 263.0459 | 2677.2814 | 10.178
47121 | TN | WH | 2022 | 105.2184 | 424.5621 | 4.0351
47167 | TN | CO | 2022 | 9914.807 | 83315.7786 | 8.4032
47017 | TN | CO | 2022 | 10521.836 | 82553.744 | 7.8459
47175 | TN | CO | 2022 | 113.3121 | 1252.2768 | 11.0516
47015 | TN | WH | 2022 | 343.9831 | 1290.0156 | 3.7502
47183 | TN | SB | 2022 | 37028.769 | 126252.7973 | 3.4096
47185 | TN | SB | 2022 | 2067.9455 | 8545.6733 | 4.1324
47045 | TN | CO | 2022 | 13152.295 | 89158.0435 | 6.7789
47023 | TN | SB | 2022 | 5908.4156 | 19540.7434 | 3.3073
47095 | TN | CO | 2022 | 2792.3334 | 26290.1923 | 9.4151
47097 | TN | CO | 2022 | 5422.7924 | 46255.4978 | 8.5298
47059 | TN | SB | 2022 | 2229.8199 | 8817.8285 | 3.9545
47167 | TN | SB | 2022 | 35410.025 | 130580.065 | 3.6877
47147 | TN | SB | 2022 | 21367.4208 | 59357.0491 | 2.7779
47007 | TN | SB | 2022 | 708.2005 | 3184.2158 | 4.4962
47045 | TN | WH | 2022 | 9955.2756 | 49477.8154 | 4.97
47051 | TN | WH | 2022 | 2152.9295 | 11348.8718 | 5.2714
47003 | TN | WH | 2022 | 647.4976 | 2669.8425 | 4.1233
47099 | TN | CO | 2022 | 10521.836 | 81791.7094 | 7.7735
47033 | TN | WH | 2022 | 5989.3528 | 29773.7789 | 4.9711
47149 | TN | SB | 2022 | 4370.6088 | 12900.1565 | 2.9516
47179 | TN | SB | 2022 | 841.7469 | 2939.2762 | 3.4919
47073 | TN | SB | 2022 | 315.6551 | 1232.8631 | 3.9057
47077 | TN | SB | 2022 | 12747.609 | 36006.133 | 2.8245
47165 | TN | SB | 2022 | 6272.633 | 19105.295 | 3.0458
47017 | TN | SB | 2022 | 15459.0052 | 45749.2891 | 2.9594
47177 | TN | SB | 2022 | 8012.7828 | 28140.8477 | 3.512
47123 | TN | WH | 2022 | 246.8585 | 1099.507 | 4.454
47125 | TN | WH | 2022 | 4087.3286 | 22861.0368 | 5.5931
47998 | TN | SB | 2022 | 47129.7316 | 151029.8067 | 3.2046
47047 | TN | SB | 2022 | 23997.8798 | 80530.7237 | 3.3557
47015 | TN | SB | 2022 | 4168.2658 | 14914.105 | 3.578
47998 | TN | WH | 2022 | 19210.4444 | 82381.379 | 4.2884
47131 | TN | WH | 2022 | 7729.5026 | 39353.6419 | 5.0914
47045 | TN | SB | 2022 | 56251.354 | 171974.8709 | 3.0573
47069 | TN | SB | 2022 | 11412.1452 | 35298.5294 | 3.0931
47003 | TN | SB | 2022 | 6232.1644 | 18724.2778 | 3.0045
47051 | TN | SB | 2022 | 11493.0824 | 39408.073 | 3.4289
47053 | TN | SB | 2022 | 47752.948 | 148379.015 | 3.1072
47055 | TN | SB | 2022 | 5746.5412 | 20819.8728 | 3.623
47039 | TN | SB | 2022 | 4127.7972 | 10750.1304 | 2.6043
47155 | TN | SB | 2022 | 76.8903 | 288.4845 | 3.7519
47031 | TN | SB | 2022 | 12383.3916 | 45640.427 | 3.6856
47099 | TN | SB | 2022 | 12383.3916 | 38564.3918 | 3.1142
47097 | TN | SB | 2022 | 33710.3438 | 108589.9248 | 3.2213
47033 | TN | SB | 2022 | 20558.0488 | 64419.1358 | 3.1335
48177 | TX | CO | 2022 | 1618.744 | 5689.858 | 3.515
48179 | TX | CO | 2022 | 1537.8068 | 15926.5223 | 10.3566
48357 | TX | SB | 2022 | 1412.3541 | 3782.9573 | 2.6785
48149 | TX | CO | 2022 | 2606.1778 | 9093.6124 | 3.4893
48145 | TX | CO | 2022 | 22986.1648 | 105897.4027 | 4.607
48039 | TX | SB | 2022 | 3318.4252 | 4218.4056 | 1.2712
48139 | TX | CO | 2022 | 14528.2274 | 54434.6687 | 3.7468
48181 | TX | CO | 2022 | 7122.4736 | 24588.3151 | 3.4522
48147 | TX | WH | 2022 | 9510.121 | 38319.4522 | 4.0293
48139 | TX | WH | 2022 | 5503.7296 | 15322.3378 | 2.784
48013 | TX | WH | 2022 | 198.2961 | 751.1484 | 3.788
48145 | TX | WH | 2022 | 4046.86 | 9688.7251 | 2.3941
48215 | TX | SG | 2022 | 15904.1598 | 41937.302 | 2.6369
48055 | TX | SG | 2022 | 1355.6981 | 4394.3993 | 3.2414
48157 | TX | CO | 2022 | 7769.9712 | 35460.0082 | 4.5637
48111 | TX | CO | 2022 | 30796.6046 | 248778.8827 | 8.0781
48277 | TX | SB | 2022 | 3702.8769 | 2993.7072 | 0.80848
48195 | TX | SG | 2022 | 4492.0146 | 18060.2191 | 4.0205
48395 | TX | SG | 2022 | 1153.3551 | 4648.4108 | 4.0303
48409 | TX | SG | 2022 | 26668.8074 | 84357.2258 | 3.1631
48057 | TX | SG | 2022 | 2711.3962 | 12751.3783 | 4.7029
48469 | TX | SB | 2022 | 963.1527 | 938.9354 | 0.97486
48189 | TX | CO | 2022 | 8012.7828 | 57482.807 | 7.1739
48011 | TX | WH | 2022 | 3771.6735 | 4980.4402 | 1.3205
48111 | TX | WH | 2022 | 11735.894 | 32032.667 | 2.7295
48117 | TX | CO | 2022 | 5301.3866 | 55907.9356 | 10.5459
48123 | TX | CO | 2022 | 1667.3063 | 6299.4857 | 3.7782
48179 | TX | SG | 2022 | 5099.0436 | 22251.4092 | 4.3638
48181 | TX | SG | 2022 | 1210.0111 | 2692.5221 | 2.2252
48187 | TX | SG | 2022 | 4002.3445 | 8865.002 | 2.215
48491 | TX | SG | 2022 | 1210.0111 | 3606.9636 | 2.9809
48451 | TX | CO | 2022 | 2185.3044 | 14453.2555 | 6.6138
48187 | TX | CO | 2022 | 8215.1258 | 17272.7834 | 2.1026
48147 | TX | SB | 2022 | 1517.5725 | 1714.5778 | 1.1298
48117 | TX | WH | 2022 | 12181.0486 | 20384.4245 | 1.6735
48119 | TX | WH | 2022 | 2877.3175 | 10369.1131 | 3.6037
48121 | TX | WH | 2022 | 8053.2514 | 20193.9158 | 2.5075
48481 | TX | SG | 2022 | 3621.9397 | 18593.6433 | 5.1336
48381 | TX | SG | 2022 | 2529.2875 | 5969.2707 | 2.3601
48061 | TX | SG | 2022 | 20558.0488 | 82706.1509 | 4.0231
48481 | TX | SB | 2022 | 1744.1967 | 1807.1105 | 1.0361
48209 | TX | CO | 2022 | 979.3401 | 1849.2039 | 1.8882
48085 | TX | CO | 2022 | 6313.1016 | 24207.2979 | 3.8345
48089 | TX | CO | 2022 | 3994.2508 | 16942.5684 | 4.2417
48998 | TX | CO | 2022 | 183096.1338 | 1336133.6167 | 7.2974
48381 | TX | WH | 2022 | 3520.7682 | 4789.9315 | 1.3605
48293 | TX | CO | 2022 | 5139.5122 | 34621.7702 | 6.7364
48399 | TX | WH | 2022 | 6839.1934 | 8736.1819 | 1.2774
48157 | TX | SG | 2022 | 3884.9856 | 17984.0156 | 4.6291
48017 | TX | SG | 2022 | 6272.633 | 12446.5645 | 1.9843
48469 | TX | SG | 2022 | 1197.8706 | 5385.0442 | 4.4955
48239 | TX | CO | 2022 | 27761.4596 | 99674.1204 | 3.5904
48249 | TX | CO | 2022 | 1982.9614 | 14453.2555 | 7.2887
48027 | TX | CO | 2022 | 29015.9862 | 107827.8902 | 3.7162
48277 | TX | CO | 2022 | 3763.5798 | 10262.0654 | 2.7267
48285 | TX | CO | 2022 | 772.9503 | 2799.207 | 3.6215
48287 | TX | CO | 2022 | 169.9681 | 558.8253 | 3.2878
48029 | TX | CO | 2022 | 2670.9276 | 8890.4032 | 3.3286
48469 | TX | CO | 2022 | 13718.8554 | 63985.5019 | 4.6641
48065 | TX | SG | 2022 | 10117.15 | 32208.6607 | 3.1836
48233 | TX | SG | 2022 | 1294.9952 | 5105.6316 | 3.9426
48179 | TX | WH | 2022 | 2893.5049 | 4871.5781 | 1.6836
48215 | TX | CO | 2022 | 13152.295 | 74882.5961 | 5.6935
48451 | TX | SG | 2022 | 845.7937 | 2768.7256 | 3.2735
48463 | TX | SG | 2022 | 1428.5416 | 3810.1728 | 2.6672
48357 | TX | SG | 2022 | 15378.068 | 48389.1946 | 3.1466
48395 | TX | CO | 2022 | 2468.5846 | 13208.599 | 5.3507
48409 | TX | CO | 2022 | 8296.063 | 18161.8237 | 2.1892
48421 | TX | CO | 2022 | 29663.4838 | 323255.0604 | 10.8974
48391 | TX | SG | 2022 | 7689.034 | 37847.7165 | 4.9223
48305 | TX | WH | 2022 | 283.2802 | 484.4363 | 1.7101
48307 | TX | WH | 2022 | 3532.9088 | 3565.2331 | 1.0091
48473 | TX | CO | 2022 | 789.1377 | 2979.5551 | 3.7757
48437 | TX | SG | 2022 | 5139.5122 | 15494.7027 | 3.0148
48481 | TX | RI | 2022 | 17482.4352 | 185065.536 | 10.5858
48089 | TX | RI | 2022 | 13192.7636 | 102920.0248 | 7.8012
48998 | TX | RI | 2022 | 40387.6628 | 228837.164 | 5.666
48357 | TX | WH | 2022 | 19910.5512 | 41503.668 | 2.0845
48359 | TX | WH | 2022 | 1946.5397 | 4381.6987 | 2.251
48097 | TX | CO | 2022 | 234.7179 | 944.9229 | 4.0258
48099 | TX | CO | 2022 | 1586.3691 | 3485.0381 | 2.1969
48217 | TX | WH | 2022 | 10198.0872 | 27650.9683 | 2.7114
48309 | TX | WH | 2022 | 7567.6282 | 12410.2771 | 1.6399
48249 | TX | SG | 2022 | 5301.3866 | 8992.0078 | 1.6962
48181 | TX | WH | 2022 | 9833.8698 | 33339.012 | 3.3902
48217 | TX | CO | 2022 | 26223.6528 | 107142.0591 | 4.0857
48233 | TX | CO | 2022 | 6960.5992 | 77549.7171 | 11.1412
48209 | TX | WH | 2022 | 271.1396 | 713.0466 | 2.6298
48211 | TX | WH | 2022 | 513.9512 | 601.463 | 1.1703
48097 | TX | WH | 2022 | 5787.0098 | 16655.8982 | 2.8782
48231 | TX | WH | 2022 | 4289.6716 | 17036.9155 | 3.9716
48321 | TX | CO | 2022 | 15985.097 | 90097.8861 | 5.6364
48331 | TX | CO | 2022 | 13678.3868 | 60099.1256 | 4.3937
48341 | TX | CO | 2022 | 12100.1114 | 110723.6216 | 9.1506
48349 | TX | CO | 2022 | 3419.5967 | 13818.2267 | 4.0409
48357 | TX | CO | 2022 | 11574.0196 | 133305.2457 | 11.5176
48369 | TX | CO | 2022 | 2132.6952 | 11989.3437 | 5.6217
48277 | TX | WH | 2022 | 8255.5944 | 26698.4251 | 3.234
48029 | TX | SG | 2022 | 550.373 | 1524.0691 | 2.7692
48023 | TX | WH | 2022 | 6555.9132 | 9797.5872 | 1.4945
48309 | TX | CO | 2022 | 13435.5752 | 51615.1409 | 3.8417
48321 | TX | RI | 2022 | 4208.7344 | 32250.3912 | 7.6627
48051 | TX | CO | 2022 | 3573.3774 | 20117.7124 | 5.6299
48055 | TX | CO | 2022 | 2824.7083 | 7213.9272 | 2.5539
48057 | TX | CO | 2022 | 9388.7152 | 44909.2367 | 4.7833
48061 | TX | CO | 2022 | 10036.2128 | 60988.166 | 6.0768
48121 | TX | SG | 2022 | 1493.2913 | 2794.1267 | 1.8711
48095 | TX | WH | 2022 | 1942.4928 | 1711.8562 | 0.88127
48485 | TX | WH | 2022 | 8619.8118 | 10096.9579 | 1.1714
48049 | TX | WH | 2022 | 1003.6213 | 952.5432 | 0.94911
48309 | TX | SG | 2022 | 287.3271 | 1353.8814 | 4.712
48421 | TX | SG | 2022 | 13637.9182 | 47754.1658 | 3.5016
48189 | TX | WH | 2022 | 10724.179 | 20928.7349 | 1.9515
48011 | TX | SG | 2022 | 6353.5702 | 10058.8562 | 1.5832
48463 | TX | WH | 2022 | 1100.7459 | 2618.133 | 2.3785
48331 | TX | SG | 2022 | 1137.1677 | 6324.8868 | 5.562
48487 | TX | WH | 2022 | 18129.9328 | 18778.7088 | 1.0358
48998 | TX | WH | 2022 | 228340.0286 | 412736.9686 | 1.8076
48341 | TX | SG | 2022 | 10036.2128 | 36907.8739 | 3.6775
48233 | TX | WH | 2022 | 2027.4769 | 6477.2938 | 3.1948
48321 | TX | SG | 2022 | 3690.7363 | 18847.6548 | 5.1067
48355 | TX | SG | 2022 | 43341.8706 | 144888.171 | 3.3429
48493 | TX | CO | 2022 | 1942.4928 | 6223.2822 | 3.2038
48337 | TX | WH | 2022 | 1274.7609 | 1017.8604 | 0.79847
48093 | TX | WH | 2022 | 1011.715 | 2939.2762 | 2.9052
48491 | TX | CO | 2022 | 33669.8752 | 110317.2031 | 3.2764
48099 | TX | WH | 2022 | 2654.7402 | 4245.6211 | 1.5993
48451 | TX | WH | 2022 | 4330.1402 | 6314.0006 | 1.4582
48481 | TX | CO | 2022 | 34681.5902 | 168587.4458 | 4.861
48353 | TX | WH | 2022 | 1197.8706 | 2190.8494 | 1.829
48077 | TX | WH | 2022 | 10117.15 | 15376.7688 | 1.5199
48998 | TX | SB | 2022 | 21739.7319 | 30810.6902 | 1.4173
48341 | TX | WH | 2022 | 12666.6718 | 30154.7962 | 2.3806
48349 | TX | WH | 2022 | 2330.9914 | 6722.2334 | 2.8839
48035 | TX | WH | 2022 | 841.7469 | 2190.8494 | 2.6027
48251 | TX | WH | 2022 | 2978.489 | 4572.2074 | 1.5351
48998 | TX | SG | 2022 | 145257.9928 | 471996.5861 | 3.2494
48421 | TX | WH | 2022 | 9914.807 | 39544.1506 | 3.9884
48029 | TX | WH | 2022 | 388.4986 | 666.7802 | 1.7163
48117 | TX | SG | 2022 | 7365.2852 | 27230.0349 | 3.6971
48493 | TX | WH | 2022 | 93.0778 | 136.0776 | 1.462
48027 | TX | SG | 2022 | 1428.5416 | 5842.265 | 4.0897
48491 | TX | WH | 2022 | 2699.2556 | 6341.2162 | 2.3492
48331 | TX | WH | 2022 | 2415.9754 | 4381.6987 | 1.8136
48085 | TX | WH | 2022 | 7567.6282 | 28712.3736 | 3.7941
48075 | TX | WH | 2022 | 2420.0223 | 3211.4314 | 1.327
48257 | TX | WH | 2022 | 1234.2923 | 1456.0303 | 1.1796
48027 | TX | WH | 2022 | 4289.6716 | 7103.2507 | 1.6559
48501 | TX | WH | 2022 | 801.2783 | 538.8673 | 0.67251
48503 | TX | WH | 2022 | 5989.3528 | 8872.2595 | 1.4813
48497 | TX | WH | 2022 | 894.3561 | 1213.8122 | 1.3572
48275 | TX | WH | 2022 | 17280.0922 | 29392.7616 | 1.701
48065 | TX | WH | 2022 | 5867.947 | 9498.2165 | 1.6187
48325 | TX | WH | 2022 | 789.1377 | 1602.9941 | 2.0313
48059 | TX | WH | 2022 | 2076.0392 | 3429.1555 | 1.6518
48097 | TX | SG | 2022 | 805.3251 | 2159.0979 | 2.681
51183 | VA | WH | 2022 | 1509.4788 | 5742.4747 | 3.8043
51069 | VA | WH | 2022 | 161.8744 | 805.5794 | 4.9766
51025 | VA | CO | 2022 | 202.343 | 1927.9474 | 9.5281
51093 | VA | WH | 2022 | 1857.5087 | 9035.5526 | 4.8643
51007 | VA | WH | 2022 | 546.3261 | 2215.3433 | 4.055
51800 | VA | WH | 2022 | 1011.715 | 3891.8194 | 3.8468
51019 | VA | WH | 2022 | 441.1077 | 1883.314 | 4.2695
51085 | VA | WH | 2022 | 1833.2276 | 8273.5181 | 4.5131
51181 | VA | CO | 2022 | 3035.145 | 31624.4342 | 10.4194
51033 | VA | CO | 2022 | 5220.4494 | 54993.4941 | 10.5342
51191 | VA | CO | 2022 | 161.8744 | 1407.2238 | 8.6933
51081 | VA | WH | 2022 | 339.9362 | 1349.8898 | 3.971
51019 | VA | CO | 2022 | 202.343 | 1828.8829 | 9.0385
51159 | VA | SB | 2022 | 6191.6958 | 17826.1656 | 2.879
51031 | VA | CO | 2022 | 647.4976 | 6451.8926 | 9.9643
51175 | VA | SB | 2022 | 8215.1258 | 19268.5882 | 2.3455
51193 | VA | CO | 2022 | 3925.4542 | 44070.9987 | 11.227
51179 | VA | CO | 2022 | 445.1546 | 5258.0385 | 11.8117
51137 | VA | SB | 2022 | 2954.2078 | 12110.9064 | 4.0995
51139 | VA | SB | 2022 | 246.8585 | 849.1242 | 3.4397
51183 | VA | CO | 2022 | 2670.9276 | 25401.152 | 9.5102
51998 | VA | CO | 2022 | 26875.1973 | 266145.6503 | 9.903
51998 | VA | WH | 2022 | 22439.8387 | 96530.7279 | 4.3018
51147 | VA | SB | 2022 | 598.9353 | 1687.3622 | 2.8173
51097 | VA | CO | 2022 | 4532.4832 | 47246.1427 | 10.4239
51015 | VA | SB | 2022 | 2873.2706 | 9117.1992 | 3.1731
51083 | VA | WH | 2022 | 1294.9952 | 5143.7333 | 3.972
51133 | VA | CO | 2022 | 4451.546 | 52123.1639 | 11.709
51177 | VA | SB | 2022 | 2035.5706 | 6939.9576 | 3.4093
51036 | VA | CO | 2022 | 2387.6474 | 26061.582 | 10.9152
51067 | VA | WH | 2022 | 890.3092 | 3565.2331 | 4.0045
51165 | VA | SB | 2022 | 3634.0803 | 13961.5618 | 3.8418
51193 | VA | WH | 2022 | 2670.9276 | 13226.7427 | 4.9521
51023 | VA | WH | 2022 | 113.3121 | 435.4483 | 3.8429
51143 | VA | SB | 2022 | 4087.3286 | 9852.0182 | 2.4104
51179 | VA | SB | 2022 | 546.3261 | 1847.9338 | 3.3825
51037 | VA | CO | 2022 | 566.5604 | 4813.5183 | 8.496
51145 | VA | SB | 2022 | 833.6532 | 2803.1986 | 3.3625
51047 | VA | CO | 2022 | 2630.459 | 31167.2135 | 11.8486
51049 | VA | CO | 2022 | 546.3261 | 5359.6431 | 9.8103
51093 | VA | CO | 2022 | 3804.0484 | 32513.4746 | 8.5471
51171 | VA | SB | 2022 | 2391.6943 | 9471.001 | 3.96
51015 | VA | BA | 2022 | 129.4995 | 489.8794 | 3.7829
51053 | VA | WH | 2022 | 914.5904 | 4191.1901 | 4.5826
51041 | VA | CO | 2022 | 218.5304 | 1968.5893 | 9.0083
51067 | VA | BA | 2022 | 101.1715 | 509.4745 | 5.0358
51015 | VA | WH | 2022 | 736.5285 | 3837.3883 | 5.2101
51800 | VA | CO | 2022 | 2751.8648 | 22480.0195 | 8.169
51081 | VA | CO | 2022 | 687.9662 | 6451.8926 | 9.3782
51171 | VA | WH | 2022 | 566.5604 | 3157.0003 | 5.5722
51061 | VA | WH | 2022 | 955.059 | 5089.3022 | 5.3288
51998 | VA | BA | 2022 | 1610.6503 | 7348.1904 | 4.5623
51131 | VA | CO | 2022 | 2225.773 | 23191.2518 | 10.4194
51073 | VA | SB | 2022 | 2792.3334 | 8654.5354 | 3.0994
51139 | VA | CO | 2022 | 667.7319 | 6883.7122 | 10.3091
51193 | VA | SB | 2022 | 7284.348 | 18724.2778 | 2.5705
51119 | VA | WH | 2022 | 1452.8227 | 7484.268 | 5.1515
51127 | VA | WH | 2022 | 659.6382 | 3211.4314 | 4.8685
51133 | VA | WH | 2022 | 2646.6464 | 14179.2859 | 5.3575
51057 | VA | WH | 2022 | 2610.2247 | 13199.5272 | 5.0569
51175 | VA | CO | 2022 | 4532.4832 | 46738.1197 | 10.3118
51073 | VA | CO | 2022 | 1497.3382 | 15926.5223 | 10.6366
51053 | VA | SB | 2022 | 6474.976 | 17417.9328 | 2.69
51550 | VA | SB | 2022 | 5908.4156 | 18887.5709 | 3.1967
51159 | VA | WH | 2022 | 1456.8696 | 7538.699 | 5.1746
51165 | VA | WH | 2022 | 882.2155 | 4844.3626 | 5.4911
51061 | VA | SB | 2022 | 5422.7924 | 19023.6485 | 3.5081
51067 | VA | SB | 2022 | 2622.3653 | 7565.9146 | 2.8851
51069 | VA | SB | 2022 | 679.8725 | 2650.7916 | 3.899
51007 | VA | SB | 2022 | 4411.0774 | 14424.2256 | 3.27
51117 | VA | WH | 2022 | 1116.9334 | 4653.8539 | 4.1666
51037 | VA | WH | 2022 | 728.4348 | 2721.552 | 3.7362
51075 | VA | SB | 2022 | 1477.1039 | 5062.0867 | 3.427
51800 | VA | SB | 2022 | 7405.7538 | 22071.7867 | 2.9804
51137 | VA | CO | 2022 | 2488.8189 | 29643.1444 | 11.9105
51001 | VA | SB | 2022 | 13597.4496 | 23350.9162 | 1.7173
51165 | VA | BA | 2022 | 56.656 | 237.3193 | 4.1888
51181 | VA | SB | 2022 | 5746.5412 | 19105.295 | 3.3247
51113 | VA | WH | 2022 | 198.2961 | 944.3785 | 4.7625
51133 | VA | SB | 2022 | 6636.8504 | 19404.6658 | 2.9238
51047 | VA | WH | 2022 | 910.5435 | 4626.6384 | 5.0812
51131 | VA | WH | 2022 | 4087.3286 | 21527.4763 | 5.2669
51165 | VA | CO | 2022 | 4370.6088 | 52453.3789 | 12.0014
51135 | VA | WH | 2022 | 202.343 | 947.1001 | 4.6807
51137 | VA | WH | 2022 | 849.8406 | 4000.6814 | 4.7076
51139 | VA | WH | 2022 | 121.4058 | 566.0828 | 4.6627
51143 | VA | WH | 2022 | 2569.7561 | 9307.7078 | 3.622
51057 | VA | SB | 2022 | 8619.8118 | 23595.8558 | 2.7374
51177 | VA | BA | 2022 | 93.0778 | 411.4987 | 4.421
51007 | VA | CO | 2022 | 1861.5556 | 17298.1845 | 9.2923
51053 | VA | CO | 2022 | 2063.8986 | 19228.6721 | 9.3167
51101 | VA | WH | 2022 | 1926.3054 | 9471.001 | 4.9167
51810 | VA | SB | 2022 | 4046.86 | 12138.1219 | 2.9994
51101 | VA | SB | 2022 | 6555.9132 | 20248.3469 | 3.0886
51171 | VA | BA | 2022 | 202.343 | 1021.1263 | 5.0465
51131 | VA | SB | 2022 | 9105.435 | 10695.6994 | 1.1747
51171 | VA | CO | 2022 | 3682.6426 | 42292.9181 | 11.4844
51193 | VA | BA | 2022 | 263.0459 | 1469.6381 | 5.587
51143 | VA | CO | 2022 | 1274.7609 | 7467.9387 | 5.8583
51119 | VA | CO | 2022 | 2023.43 | 24054.8909 | 11.8882
51145 | VA | CO | 2022 | 849.8406 | 9500.0308 | 11.1786
51061 | VA | BA | 2022 | 109.2652 | 311.3455 | 2.8494
51111 | VA | CO | 2022 | 485.6232 | 3619.6642 | 7.4536
51057 | VA | BA | 2022 | 267.0928 | 1308.5222 | 4.8991
51093 | VA | SB | 2022 | 6070.29 | 13063.4496 | 2.152
51047 | VA | SB | 2022 | 5220.4494 | 22697.7437 | 4.3479
51097 | VA | SB | 2022 | 7324.8166 | 19350.2347 | 2.6417
51069 | VA | CO | 2022 | 1254.5266 | 14123.0405 | 11.2577
51011 | VA | CO | 2022 | 384.4517 | 4135.3075 | 10.7564
51025 | VA | SB | 2022 | 5018.1064 | 10287.4666 | 2.0501
51113 | VA | CO | 2022 | 1902.0242 | 22861.0368 | 12.0193
51113 | VA | SB | 2022 | 2314.8039 | 9389.3544 | 4.0562
51115 | VA | SB | 2022 | 627.2633 | 1290.0156 | 2.0566
51117 | VA | CO | 2022 | 687.9662 | 6553.4972 | 9.5259
51119 | VA | SB | 2022 | 3035.145 | 8654.5354 | 2.8514
51067 | VA | CO | 2022 | 1982.9614 | 17653.8006 | 8.9027
51109 | VA | SB | 2022 | 2553.5687 | 7593.1301 | 2.9735
51029 | VA | SB | 2022 | 1137.1677 | 3565.2331 | 3.1352
51159 | VA | CO | 2022 | 3723.1112 | 42927.9469 | 11.5301
51117 | VA | SB | 2022 | 8619.8118 | 20411.64 | 2.368
51061 | VA | CO | 2022 | 1982.9614 | 23648.4725 | 11.9258
51015 | VA | CO | 2022 | 5463.261 | 65788.9837 | 12.0421
51057 | VA | CO | 2022 | 5220.4494 | 57914.6266 | 11.0938
51011 | VA | SB | 2022 | 797.2314 | 2585.4744 | 3.2431
51031 | VA | SB | 2022 | 2383.6005 | 6613.3714 | 2.7745
51083 | VA | SB | 2022 | 5301.3866 | 14206.5014 | 2.6798
51001 | VA | CO | 2022 | 8093.72 | 82172.7267 | 10.1527
51107 | VA | SB | 2022 | 1877.743 | 6123.492 | 3.2611
51998 | VA | SB | 2022 | 43163.8088 | 119557.7794 | 2.7699
51101 | VA | CO | 2022 | 4532.4832 | 49786.2579 | 10.9843
51033 | VA | SB | 2022 | 8053.2514 | 20738.2262 | 2.5751
51037 | VA | SB | 2022 | 3593.6117 | 8953.9061 | 2.4916
51105 | VA | CO | 2022 | 202.343 | 1592.6522 | 7.8711
51036 | VA | SB | 2022 | 3035.145 | 8981.1216 | 2.959
51149 | VA | CO | 2022 | 2104.3672 | 21895.793 | 10.4049
51111 | VA | SB | 2022 | 2820.6614 | 6613.3714 | 2.3446
51041 | VA | SB | 2022 | 513.9512 | 1227.42 | 2.3882
53998 | WA | WH | 2022 | 77493.3221 | 262300.4602 | 3.3848
53013 | WA | BA | 2022 | 1497.3382 | 7293.7594 | 4.8712
53005 | WA | WH | 2022 | 40735.6928 | 169634.3362 | 4.1643
53047 | WA | WH | 2022 | 3791.9078 | 9473.7225 | 2.4984
53077 | WA | CO | 2022 | 2387.6474 | 32716.6838 | 13.7025
53063 | WA | WH | 2022 | 57829.6294 | 220663.4362 | 3.8158
53071 | WA | WH | 2022 | 70820.05 | 482939.4024 | 6.8192
53017 | WA | WH | 2022 | 62839.6421 | 183323.7427 | 2.9173
53998 | WA | CO | 2022 | 12261.9858 | 174455.1119 | 14.2273
53065 | WA | BA | 2022 | 554.4198 | 1227.9643 | 2.2149
53071 | WA | BA | 2022 | 667.7319 | 3418.2693 | 5.1192
53001 | WA | WH | 2022 | 108253.505 | 387304.0651 | 3.5778
53023 | WA | WH | 2022 | 25252.4064 | 144024.5318 | 5.7034
53025 | WA | WH | 2022 | 48157.634 | 161932.344 | 3.3625
53075 | WA | WH | 2022 | 218570.9086 | 1098309.5251 | 5.025
53001 | WA | CO | 2022 | 2428.116 | 31700.6377 | 13.0557
53021 | WA | CO | 2022 | 3763.5798 | 50802.304 | 13.4984
53009 | WA | BA | 2022 | 198.2961 | 1260.6229 | 6.3573
53057 | WA | BA | 2022 | 647.4976 | 3592.4486 | 5.5482
53998 | WA | BA | 2022 | 8534.8277 | 33522.9889 | 3.9278
53075 | WA | BA | 2022 | 11371.6766 | 55759.1574 | 4.9033
53039 | WA | WH | 2022 | 20881.7976 | 56608.2816 | 2.7109
53025 | WA | CO | 2022 | 11533.551 | 157385.5378 | 13.6459
53043 | WA | WH | 2022 | 143906.3416 | 499105.4213 | 3.4683
53013 | WA | WH | 2022 | 40104.3826 | 243959.9213 | 6.0831
55017 | WI | CO | 2022 | 25778.4982 | 262063.6852 | 10.166
55021 | WI | CO | 2022 | 44353.5856 | 534643.4473 | 12.0541
55023 | WI | CO | 2022 | 12302.4544 | 142551.265 | 11.5872
55015 | WI | CO | 2022 | 10036.2128 | 112069.8826 | 11.1666
55019 | WI | CO | 2022 | 17361.0294 | 162186.3555 | 9.342
55131 | WI | CO | 2022 | 8741.2176 | 96168.7615 | 11.0018
55137 | WI | CO | 2022 | 13435.5752 | 147326.6816 | 10.9654
55059 | WI | SB | 2022 | 9145.9036 | 34209.9086 | 3.7405
55135 | WI | CO | 2022 | 14932.9134 | 164320.0523 | 11.0039
55005 | WI | SB | 2022 | 21933.9812 | 63711.5323 | 2.9047
55057 | WI | SB | 2022 | 11978.7056 | 37448.5555 | 3.1263
55055 | WI | SB | 2022 | 20922.2662 | 83714.9395 | 4.0012
55141 | WI | WH | 2022 | 898.4029 | 4463.3453 | 4.9681
55035 | WI | SB | 2022 | 12626.2032 | 35978.9174 | 2.8495
55133 | WI | CO | 2022 | 7729.5026 | 87862.5848 | 11.3672
55053 | WI | SB | 2022 | 12869.0148 | 41285.9438 | 3.2082
55043 | WI | SB | 2022 | 32536.7544 | 142663.7558 | 4.3847
55045 | WI | SB | 2022 | 26871.1504 | 117108.3826 | 4.3581
55047 | WI | SB | 2022 | 7810.4398 | 28467.4339 | 3.6448
55141 | WI | CO | 2022 | 10238.5558 | 107904.0937 | 10.539
55129 | WI | CO | 2022 | 3876.8919 | 38660.5533 | 9.972
55001 | WI | CO | 2022 | 10198.0872 | 110876.0285 | 10.8722
55101 | WI | CO | 2022 | 12869.0148 | 144837.3687 | 11.2547
55013 | WI | CO | 2022 | 3965.9228 | 33681.9276 | 8.4928
55071 | WI | WH | 2022 | 6110.7586 | 31869.3739 | 5.2153
55139 | WI | CO | 2022 | 13597.4496 | 146793.2574 | 10.7956
55127 | WI | SB | 2022 | 23309.9136 | 94220.1302 | 4.0421
55039 | WI | SB | 2022 | 21691.1696 | 82844.0429 | 3.8193
55041 | WI | SB | 2022 | 161.8744 | 351.0802 | 2.1688
55009 | WI | WH | 2022 | 4249.203 | 21418.6142 | 5.0406
55067 | WI | CO | 2022 | 1982.9614 | 18644.4456 | 9.4023
55033 | WI | SB | 2022 | 26871.1504 | 82408.5946 | 3.0668
55089 | WI | WH | 2022 | 1618.744 | 9416.5699 | 5.8172
55059 | WI | CO | 2022 | 8943.5606 | 101426.7999 | 11.3408
55025 | WI | CO | 2022 | 58153.3782 | 720376.6707 | 12.3875
55075 | WI | WH | 2022 | 934.8247 | 3728.5262 | 3.9885
55049 | WI | SB | 2022 | 19505.8652 | 81592.129 | 4.183
55023 | WI | WH | 2022 | 481.5763 | 2558.2589 | 5.3123
55131 | WI | WH | 2022 | 1946.5397 | 11158.3632 | 5.7324
55061 | WI | CO | 2022 | 8903.092 | 95787.7442 | 10.7589
55063 | WI | CO | 2022 | 10845.5848 | 117023.1073 | 10.7899
55065 | WI | CO | 2022 | 45405.7692 | 620042.1203 | 13.6556
55139 | WI | WH | 2022 | 3460.0653 | 17962.2432 | 5.1913
55117 | WI | WH | 2022 | 4653.889 | 26399.0544 | 5.6725
55019 | WI | WH | 2022 | 829.6063 | 3592.4486 | 4.3303
55021 | WI | WH | 2022 | 2610.2247 | 14587.5187 | 5.5886
55061 | WI | SB | 2022 | 5382.3238 | 19050.864 | 3.5395
55135 | WI | WH | 2022 | 1286.9015 | 5361.4574 | 4.1662
55127 | WI | CO | 2022 | 38971.2618 | 482139.2661 | 12.3717
55998 | WI | CO | 2022 | 1452.8227 | 10419.5526 | 7.1719
55123 | WI | SB | 2022 | 13597.4496 | 48661.3498 | 3.5787
55055 | WI | CO | 2022 | 28813.6432 | 344388.8188 | 11.9523
55057 | WI | CO | 2022 | 12545.266 | 131984.3858 | 10.5207
55097 | WI | SB | 2022 | 8255.5944 | 23405.3472 | 2.8351
55099 | WI | SB | 2022 | 364.2174 | 996.088 | 2.7349
55123 | WI | CO | 2022 | 19708.2082 | 213318.8745 | 10.8239
55029 | WI | SB | 2022 | 6717.7876 | 22180.6488 | 3.3018
55069 | WI | CO | 2022 | 2982.5358 | 26061.582 | 8.7381
55061 | WI | WH | 2022 | 4613.4204 | 23269.2696 | 5.0438
55087 | WI | WH | 2022 | 2521.1938 | 13580.5445 | 5.3866
55073 | WI | CO | 2022 | 24766.7832 | 231556.9016 | 9.3495
55075 | WI | CO | 2022 | 8781.6862 | 73358.527 | 8.3536
55103 | WI | CO | 2022 | 12990.4206 | 146361.4378 | 11.2669
55063 | WI | SB | 2022 | 7567.6282 | 27433.2442 | 3.6251
55027 | WI | CO | 2022 | 50504.8128 | 624639.7288 | 12.3679
55998 | WI | SB | 2022 | 16389.783 | 53356.027 | 3.2554
55007 | WI | CO | 2022 | 639.4039 | 4638.2504 | 7.254
55073 | WI | SB | 2022 | 23633.6624 | 74842.68 | 3.1668
55117 | WI | CO | 2022 | 11938.237 | 127615.3876 | 10.6896
55043 | WI | CO | 2022 | 51516.5278 | 683443.3957 | 13.2665
55119 | WI | CO | 2022 | 10076.6814 | 87989.5905 | 8.732
55121 | WI | CO | 2022 | 30918.0104 | 324093.2984 | 10.4823
55025 | WI | SB | 2022 | 34883.9332 | 143099.2042 | 4.1022
55027 | WI | SB | 2022 | 33953.1554 | 145902.4027 | 4.2972
55053 | WI | CO | 2022 | 17118.2178 | 173312.0601 | 10.1244
55009 | WI | SB | 2022 | 8336.5316 | 28657.9426 | 3.4376
55091 | WI | SB | 2022 | 7608.0968 | 26507.9165 | 3.4842
55067 | WI | WH | 2022 | 1003.6213 | 4218.4056 | 4.2032
55095 | WI | SB | 2022 | 15742.2854 | 46892.341 | 2.9788
55133 | WI | WH | 2022 | 999.5744 | 5551.9661 | 5.5543
55117 | WI | SB | 2022 | 13354.638 | 48579.7032 | 3.6377
55119 | WI | SB | 2022 | 11128.865 | 30998.4773 | 2.7854
55121 | WI | SB | 2022 | 18129.9328 | 60091.8682 | 3.3145
55069 | WI | SB | 2022 | 2460.4909 | 6640.5869 | 2.6989
55007 | WI | SB | 2022 | 526.0918 | 1061.4053 | 2.0175
55071 | WI | SB | 2022 | 11493.0824 | 44687.8838 | 3.8882
55071 | WI | CO | 2022 | 12221.5172 | 138080.6623 | 11.2982
55013 | WI | SB | 2022 | 3577.4242 | 9443.7854 | 2.6398
55029 | WI | CO | 2022 | 9064.9664 | 97540.4237 | 10.7602
55067 | WI | SB | 2022 | 1691.5875 | 5279.8109 | 3.1212
55107 | WI | SB | 2022 | 6515.4446 | 18152.7518 | 2.7861
55033 | WI | CO | 2022 | 37473.9236 | 401744.62 | 10.7206
55009 | WI | CO | 2022 | 13395.1066 | 143694.3169 | 10.7274
55091 | WI | CO | 2022 | 9267.3094 | 100055.1377 | 10.7966
55103 | WI | WH | 2022 | 517.9981 | 2590.9175 | 5.0018
55093 | WI | CO | 2022 | 26061.7784 | 296583.8508 | 11.38
55095 | WI | CO | 2022 | 22702.8846 | 222539.4927 | 9.8023
55097 | WI | CO | 2022 | 15216.1936 | 166555.3537 | 10.9459
55099 | WI | CO | 2022 | 789.1377 | 6070.8753 | 7.693
55089 | WI | SB | 2022 | 5220.4494 | 20193.9158 | 3.8682
55113 | WI | CO | 2022 | 2917.7861 | 27814.2614 | 9.5327
55093 | WI | SB | 2022 | 19910.5512 | 72828.7315 | 3.6578
55115 | WI | SB | 2022 | 12019.1742 | 42129.625 | 3.5052
55065 | WI | SB | 2022 | 26506.933 | 120510.3226 | 4.5464
55059 | WI | WH | 2022 | 1618.744 | 8110.225 | 5.0102
55111 | WI | CO | 2022 | 29218.3292 | 329757.7553 | 11.286
55129 | WI | SB | 2022 | 2897.5518 | 8001.3629 | 2.7614
55019 | WI | SB | 2022 | 18615.556 | 66405.8688 | 3.5672
55105 | WI | CO | 2022 | 55522.9192 | 713873.9758 | 12.8573
55057 | WI | WH | 2022 | 655.5913 | 2912.0606 | 4.4419
55035 | WI | CO | 2022 | 16551.6574 | 157080.724 | 9.4903
55115 | WI | CO | 2022 | 19222.585 | 205723.93 | 10.7022
55021 | WI | SB | 2022 | 21569.7638 | 87906.1296 | 4.0754
55023 | WI | SB | 2022 | 8943.5606 | 33311.7965 | 3.7247
55055 | WI | WH | 2022 | 2310.7571 | 11784.3202 | 5.0998
55083 | WI | CO | 2022 | 15013.8506 | 142449.6604 | 9.4879
55005 | WI | CO | 2022 | 30149.107 | 295008.9793 | 9.785
55075 | WI | SB | 2022 | 3791.9078 | 9906.4493 | 2.6125
55025 | WI | WH | 2022 | 4653.889 | 27895.908 | 5.9941
55011 | WI | CO | 2022 | 18251.3386 | 202650.3907 | 11.1033
55089 | WI | CO | 2022 | 3735.2518 | 42673.9354 | 11.4246
55127 | WI | WH | 2022 | 1549.9474 | 7674.7766 | 4.9516
55131 | WI | SB | 2022 | 8781.6862 | 31488.3566 | 3.5857
55047 | WI | CO | 2022 | 18817.899 | 218983.3314 | 11.637
55998 | WI | WH | 2022 | 17692.8719 | 89253.2978 | 5.0446
55049 | WI | CO | 2022 | 26425.9958 | 312002.35 | 11.8066
55115 | WI | WH | 2022 | 1618.744 | 8382.3802 | 5.1783
55141 | WI | SB | 2022 | 9307.778 | 30045.9341 | 3.228
55087 | WI | CO | 2022 | 27923.334 | 319267.0795 | 11.4337
55109 | WI | SB | 2022 | 24604.9088 | 78271.8355 | 3.1811
55015 | WI | SB | 2022 | 10764.6476 | 43218.2458 | 4.0148
55011 | WI | SB | 2022 | 12504.7974 | 43735.3406 | 3.4975
55101 | WI | WH | 2022 | 2857.0832 | 16166.0189 | 5.6582
55077 | WI | SB | 2022 | 7486.691 | 21799.6315 | 2.9118
55077 | WI | CO | 2022 | 10845.5848 | 97413.4179 | 8.9819
55045 | WI | CO | 2022 | 39456.885 | 493188.7672 | 12.4994
55027 | WI | WH | 2022 | 6191.6958 | 35352.9605 | 5.7097
55107 | WI | CO | 2022 | 6960.5992 | 66576.4194 | 9.5648
55111 | WI | WH | 2022 | 1934.3991 | 9688.7251 | 5.0086
55081 | WI | CO | 2022 | 14609.1646 | 149003.1576 | 10.1993
55109 | WI | CO | 2022 | 31484.5708 | 328055.8781 | 10.4196
55139 | WI | SB | 2022 | 15539.9424 | 55383.5832 | 3.564
55001 | WI | WH | 2022 | 242.8116 | 1001.5311 | 4.1247
55111 | WI | SB | 2022 | 16268.3772 | 62677.3426 | 3.8527
55113 | WI | SB | 2022 | 1125.0271 | 3157.0003 | 2.8062
55011 | WI | WH | 2022 | 404.686 | 1945.9097 | 4.8084
55087 | WI | SB | 2022 | 20679.4546 | 71631.2486 | 3.4639
55017 | WI | SB | 2022 | 22986.1648 | 72801.516 | 3.1672
55045 | WI | WH | 2022 | 1954.6334 | 11076.7166 | 5.6669
55047 | WI | WH | 2022 | 1444.729 | 7892.5008 | 5.463
55079 | WI | CO | 2022 | 400.6391 | 4755.0957 | 11.8688
55039 | WI | WH | 2022 | 6110.7586 | 33856.1069 | 5.5404
55039 | WI | CO | 2022 | 28935.049 | 341188.2737 | 11.7915
55083 | WI | SB | 2022 | 11574.0196 | 36114.995 | 3.1204
55133 | WI | SB | 2022 | 6758.2562 | 23949.6576 | 3.5438
55005 | WI | WH | 2022 | 914.5904 | 4408.9142 | 4.8206
55081 | WI | SB | 2022 | 12019.1742 | 39598.5816 | 3.2946
55101 | WI | SB | 2022 | 13192.7636 | 48443.6256 | 3.672
55135 | WI | SB | 2022 | 11938.237 | 39761.8747 | 3.3306
55105 | WI | SB | 2022 | 38890.3246 | 162013.9906 | 4.1659
55079 | WI | SB | 2022 | 886.2623 | 3538.0176 | 3.9921
55001 | WI | SB | 2022 | 5746.5412 | 18969.2174 | 3.301
55029 | WI | WH | 2022 | 4208.7344 | 19731.252 | 4.6882
56003 | WY | BA | 2022 | 7082.005 | 37688.0521 | 5.3217
56039 | WY | BA | 2022 | 607.029 | 2569.1451 | 4.2323
56023 | WY | BA | 2022 | 1412.3541 | 4158.5315 | 2.9444
56029 | WY | BA | 2022 | 5948.8842 | 31961.9067 | 5.3728
56998 | WY | BA | 2022 | 8826.2017 | 43087.6113 | 4.8818
1101 | AL | SB | 2023 | 566.5604 | 1611.1588 | 2.8438
1015 | AL | SB | 2023 | 1254.5266 | 3810.1728 | 3.0371
1093 | AL | CO | 2023 | 979.3401 | 8687.194 | 8.8705
1105 | AL | SB | 2023 | 3067.5199 | 6123.492 | 1.9962
1103 | AL | SB | 2023 | 4046.86 | 13253.9582 | 3.2751
1019 | AL | SB | 2023 | 3561.2368 | 12383.0616 | 3.4772
1039 | AL | CO | 2023 | 1715.8686 | 15088.2843 | 8.7934
1015 | AL | CO | 2023 | 861.9812 | 9754.0424 | 11.3158
1003 | AL | CO | 2023 | 3601.7054 | 41861.0985 | 11.6226
1091 | AL | CO | 2023 | 1299.0421 | 9398.4262 | 7.2349
1031 | AL | CO | 2023 | 2861.13 | 19939.9043 | 6.9692
1033 | AL | CO | 2023 | 6353.5702 | 68583.1104 | 10.7944
1095 | AL | CO | 2023 | 2553.5687 | 27915.866 | 10.9321
1079 | AL | SB | 2023 | 13314.1694 | 41803.0387 | 3.1397
1009 | AL | CO | 2023 | 861.9812 | 7950.5606 | 9.2236
1121 | AL | CO | 2023 | 3399.3624 | 36323.6474 | 10.6854
1009 | AL | SB | 2023 | 1456.8696 | 4926.0091 | 3.3812
1091 | AL | SB | 2023 | 1594.4628 | 3538.0176 | 2.2189
1125 | AL | CO | 2023 | 983.387 | 10363.67 | 10.5388
1071 | AL | SB | 2023 | 10966.9906 | 31052.9083 | 2.8315
1099 | AL | CO | 2023 | 2436.2097 | 28093.6741 | 11.5317
1003 | AL | SB | 2023 | 4977.6378 | 7810.8542 | 1.5692
1083 | AL | SB | 2023 | 20153.3628 | 63384.9461 | 3.1451
1019 | AL | CO | 2023 | 1651.1189 | 15875.72 | 9.6151
1021 | AL | CO | 2023 | 299.4676 | 3101.4807 | 10.3566
1093 | AL | SB | 2023 | 1092.6522 | 3619.6642 | 3.3127
1077 | AL | SB | 2023 | 9914.807 | 30127.5806 | 3.0386
1125 | AL | SB | 2023 | 1254.5266 | 4055.1125 | 3.2324
1099 | AL | SB | 2023 | 1659.2126 | 2533.7649 | 1.5271
1031 | AL | SB | 2023 | 335.8894 | 786.5285 | 2.3416
1087 | AL | SB | 2023 | 364.2174 | 840.9596 | 2.3089
1089 | AL | SB | 2023 | 13233.2322 | 44633.4528 | 3.3728
1071 | AL | CO | 2023 | 9510.121 | 98048.4467 | 10.3099
1033 | AL | SB | 2023 | 10562.3046 | 27215.52 | 2.5767
1069 | AL | CO | 2023 | 930.7778 | 9728.6412 | 10.4522
1083 | AL | CO | 2023 | 10643.2418 | 121773.1227 | 11.4414
1087 | AL | CO | 2023 | 942.9184 | 8204.5721 | 8.7013
1043 | AL | SB | 2023 | 3318.4252 | 10777.3459 | 3.2477
1095 | AL | SB | 2023 | 3116.0822 | 9661.5096 | 3.1005
1077 | AL | CO | 2023 | 8660.2804 | 84585.8362 | 9.7671
1079 | AL | CO | 2023 | 11897.7684 | 128377.4222 | 10.79
1998 | AL | CO | 2023 | 13994.0419 | 126182.7627 | 9.0169
1089 | AL | CO | 2023 | 13111.8264 | 165615.511 | 12.631
1005 | AL | CO | 2023 | 866.028 | 10160.4608 | 11.7323
1047 | AL | SB | 2023 | 3884.9856 | 9933.6648 | 2.5569
1055 | AL | CO | 2023 | 1294.9952 | 11455.9196 | 8.8463
1043 | AL | CO | 2023 | 1258.5735 | 13818.2267 | 10.9793
1103 | AL | CO | 2023 | 2237.9136 | 24867.7278 | 11.112
1998 | AL | SB | 2023 | 15187.8656 | 36564.0511 | 2.4075
1051 | AL | CO | 2023 | 1294.9952 | 10871.6931 | 8.3952
1049 | AL | SB | 2023 | 4734.8262 | 15159.0446 | 3.2016
1105 | AL | CO | 2023 | 2395.7411 | 15469.3016 | 6.457
1061 | AL | CO | 2023 | 4330.1402 | 36857.0716 | 8.5118
1111 | AL | CO | 2023 | 420.8734 | 3947.339 | 9.3789
1045 | AL | CO | 2023 | 785.0908 | 6985.3168 | 8.8975
1067 | AL | CO | 2023 | 1137.1677 | 11405.1172 | 10.0294
1049 | AL | CO | 2023 | 5099.0436 | 56161.9471 | 11.0142
1109 | AL | CO | 2023 | 1651.1189 | 15113.6854 | 9.1536
1057 | AL | SB | 2023 | 1238.3392 | 4381.6987 | 3.5384
1051 | AL | SB | 2023 | 1335.4638 | 3374.7245 | 2.527
1059 | AL | SB | 2023 | 2371.46 | 7701.9922 | 3.2478
1053 | AL | CO | 2023 | 3520.7682 | 36933.275 | 10.4901
1057 | AL | CO | 2023 | 509.9044 | 4341.0569 | 8.5135
1059 | AL | CO | 2023 | 1651.1189 | 16713.958 | 10.1228
1055 | AL | SB | 2023 | 1052.1836 | 2678.0072 | 2.5452
1047 | AL | CO | 2023 | 1497.3382 | 12497.3668 | 8.3464
4013 | AZ | BA | 2023 | 1477.1039 | 11103.9322 | 7.5174
4013 | AZ | WH | 2023 | 1031.9493 | 6504.5093 | 6.3031
4015 | AZ | WH | 2023 | 202.343 | 832.7949 | 4.1158
4021 | AZ | BA | 2023 | 1865.6025 | 13673.0772 | 7.329
4027 | AZ | WH | 2023 | 9145.9036 | 67467.2741 | 7.3768
4021 | AZ | WH | 2023 | 2063.8986 | 12736.8634 | 6.1713
4998 | AZ | BA | 2023 | 2727.5836 | 18332.3743 | 6.7211
4998 | AZ | WH | 2023 | 2529.2875 | 16176.9051 | 6.3958
5998 | AR | RI | 2023 | 161000.2782 | 1356739.0312 | 8.4269
5079 | AR | RI | 2023 | 12464.3288 | 110495.0112 | 8.8649
5085 | AR | RI | 2023 | 34398.31 | 306764.2696 | 8.918
5003 | AR | CO | 2023 | 16754.0004 | 186673.066 | 11.142
5095 | AR | RI | 2023 | 19465.3966 | 164926.0512 | 8.4728
5069 | AR | RI | 2023 | 27518.648 | 218359.1888 | 7.935
5055 | AR | CO | 2023 | 11007.4592 | 132111.3916 | 12.002
5067 | AR | CO | 2023 | 7891.377 | 92129.9783 | 11.6748
5069 | AR | CO | 2023 | 13840.2612 | 152711.7258 | 11.0339
5035 | AR | CO | 2023 | 8579.3432 | 101884.0207 | 11.8755
5037 | AR | CO | 2023 | 10440.8988 | 125507.092 | 12.0207
5041 | AR | CO | 2023 | 15216.1936 | 183650.329 | 12.0694
5043 | AR | CO | 2023 | 5867.947 | 70691.406 | 12.047
5035 | AR | RI | 2023 | 14123.5414 | 122061.6072 | 8.6424
5037 | AR | RI | 2023 | 35571.8994 | 305584.9304 | 8.5906
5041 | AR | RI | 2023 | 11938.237 | 100289.1912 | 8.4007
5043 | AR | RI | 2023 | 5301.3866 | 44043.7832 | 8.308
5055 | AR | RI | 2023 | 31079.8848 | 263355.5152 | 8.4735
5067 | AR | RI | 2023 | 45567.6436 | 373351.5752 | 8.1933
5069 | AR | WH | 2023 | 4208.7344 | 14124.8549 | 3.3561
5075 | AR | WH | 2023 | 910.5435 | 3320.2934 | 3.6465
5095 | AR | WH | 2023 | 2148.8827 | 8681.7509 | 4.0401
5998 | AR | WH | 2023 | 20946.5474 | 81592.129 | 3.8953
5147 | AR | RI | 2023 | 28813.6432 | 238135.8 | 8.2647
5017 | AR | RI | 2023 | 11412.1452 | 95481.116 | 8.3666
5077 | AR | CO | 2023 | 20436.643 | 246543.5813 | 12.0638
5079 | AR | CO | 2023 | 8053.2514 | 91850.5656 | 11.4054
5085 | AR | CO | 2023 | 15944.6284 | 173642.2751 | 10.8903
5093 | AR | CO | 2023 | 11776.3626 | 142068.6431 | 12.0639
5095 | AR | CO | 2023 | 12423.8602 | 128352.0211 | 10.3311
5998 | AR | CO | 2023 | 54875.4216 | 618670.4581 | 11.2741
5067 | AR | WH | 2023 | 5058.575 | 16220.4499 | 3.2065
5107 | AR | SB | 2023 | 78751.8956 | 332056.5595 | 4.2165
5111 | AR | SB | 2023 | 70820.05 | 261949.38 | 3.6988
5117 | AR | SB | 2023 | 40549.5372 | 154883.5243 | 3.8196
5119 | AR | SB | 2023 | 7324.8166 | 18969.2174 | 2.5897
5123 | AR | SB | 2023 | 56736.9772 | 224364.7469 | 3.9545
5131 | AR | SB | 2023 | 1525.6662 | 3265.8624 | 2.1406
5143 | AR | SB | 2023 | 161.8744 | 326.5862 | 2.0175
5145 | AR | SB | 2023 | 11978.7056 | 30699.1066 | 2.5628
5147 | AR | SB | 2023 | 44353.5856 | 151236.6446 | 3.4098
5149 | AR | SB | 2023 | 2812.5677 | 8436.8112 | 2.9997
5017 | AR | SB | 2023 | 61957.4266 | 226242.6178 | 3.6516
5019 | AR | SB | 2023 | 1367.8387 | 4463.3453 | 3.2631
5021 | AR | SB | 2023 | 40549.5372 | 128974.3493 | 3.1807
5003 | AR | RI | 2023 | 3464.1122 | 28530.9368 | 8.2361
5035 | AR | WH | 2023 | 6151.2272 | 24766.1232 | 4.0262
5041 | AR | WH | 2023 | 2565.7092 | 8164.656 | 3.1822
5043 | AR | WH | 2023 | 578.701 | 2054.7718 | 3.5507
5055 | AR | WH | 2023 | 1821.087 | 5851.3368 | 3.2131
5001 | AR | SB | 2023 | 65478.1948 | 251444.1893 | 3.8401
5067 | AR | SB | 2023 | 43018.1218 | 123231.8746 | 2.8647
5111 | AR | WH | 2023 | 3023.0044 | 13145.0962 | 4.3484
5117 | AR | WH | 2023 | 477.5295 | 2027.5562 | 4.2459
5145 | AR | WH | 2023 | 679.8725 | 2884.8451 | 4.2432
5147 | AR | WH | 2023 | 4572.9518 | 16438.1741 | 3.5947
5017 | AR | WH | 2023 | 2237.9136 | 8464.0267 | 3.7821
5029 | AR | SB | 2023 | 6191.6958 | 17036.9155 | 2.7516
5003 | AR | SB | 2023 | 18696.4932 | 74053.4299 | 3.9608
5031 | AR | SB | 2023 | 35855.1796 | 139860.5573 | 3.9007
5035 | AR | SB | 2023 | 85591.089 | 314856.3509 | 3.6786
5037 | AR | SB | 2023 | 56170.4168 | 240639.6278 | 4.2841
5041 | AR | SB | 2023 | 59407.9048 | 236530.0843 | 3.9815
5043 | AR | SB | 2023 | 10481.3674 | 38782.116 | 3.7001
5047 | AR | SB | 2023 | 841.7469 | 2231.6726 | 2.6512
5055 | AR | SB | 2023 | 30553.793 | 108916.511 | 3.5647
5147 | AR | CO | 2023 | 8741.2176 | 85754.2892 | 9.8103
5149 | AR | CO | 2023 | 870.0749 | 8229.9732 | 9.4589
5017 | AR | CO | 2023 | 17199.155 | 192820.1448 | 11.211
5021 | AR | CO | 2023 | 16511.1888 | 189619.5997 | 11.4843
5031 | AR | WH | 2023 | 930.7778 | 4218.4056 | 4.5321
5001 | AR | CO | 2023 | 22824.2904 | 264171.9808 | 11.5742
5107 | AR | CO | 2023 | 16673.0632 | 198306.7937 | 11.8938
5111 | AR | CO | 2023 | 14325.8844 | 169222.4746 | 11.8124
5117 | AR | CO | 2023 | 10602.7732 | 127971.0038 | 12.0696
5123 | AR | CO | 2023 | 11735.894 | 136937.6104 | 11.6683
5145 | AR | CO | 2023 | 3298.1909 | 38660.5533 | 11.7217
5069 | AR | SB | 2023 | 38566.5758 | 141602.3506 | 3.6716
5077 | AR | SB | 2023 | 47712.4794 | 185773.1395 | 3.8936
5079 | AR | SB | 2023 | 22419.6044 | 80367.4306 | 3.5847
5085 | AR | SB | 2023 | 37595.3294 | 128702.1941 | 3.4234
5095 | AR | SB | 2023 | 35450.4936 | 116101.4083 | 3.275
5998 | AR | SB | 2023 | 180902.7357 | 589433.7322 | 3.2583
5001 | AR | WH | 2023 | 1962.7271 | 7865.2853 | 4.0073
5107 | AR | WH | 2023 | 8498.406 | 36142.2106 | 4.2528
5001 | AR | RI | 2023 | 28692.2374 | 241220.2256 | 8.4072
5107 | AR | RI | 2023 | 13476.0438 | 114033.0288 | 8.4619
5111 | AR | RI | 2023 | 45162.9576 | 385371.7632 | 8.5329
5117 | AR | RI | 2023 | 23067.102 | 204524.6328 | 8.8665
5123 | AR | RI | 2023 | 16470.7202 | 140114.5688 | 8.5069
5145 | AR | RI | 2023 | 4451.546 | 38600.6792 | 8.6713
6113 | CA | CO | 2023 | 2403.8348 | 30430.5801 | 12.6592
6011 | CA | CO | 2023 | 356.1237 | 4750.0154 | 13.3381
6101 | CA | RI | 2023 | 43908.431 | 406418.432 | 9.256
6115 | CA | RI | 2023 | 13921.1984 | 132312.7864 | 9.5044
6011 | CA | RI | 2023 | 54227.924 | 526892.4672 | 9.7163
6101 | CA | WH | 2023 | 1193.8237 | 5361.4574 | 4.491
6021 | CA | WH | 2023 | 886.2623 | 4027.897 | 4.5448
6029 | CA | WH | 2023 | 2092.2266 | 13716.6221 | 6.556
6113 | CA | WH | 2023 | 4249.203 | 25854.744 | 6.0846
6998 | CA | CO | 2023 | 7053.677 | 65992.1929 | 9.3557
6998 | CA | WH | 2023 | 27725.0379 | 161736.3923 | 5.8336
6077 | CA | RI | 2023 | 4006.3914 | 38011.0096 | 9.4876
6998 | CA | RI | 2023 | 60702.9 | 592754.0256 | 9.7648
6998 | CA | BA | 2023 | 7689.034 | 31025.6928 | 4.0351
6067 | CA | CO | 2023 | 1760.3841 | 22276.8103 | 12.6545
6021 | CA | RI | 2023 | 30432.3872 | 298100.6624 | 9.7955
6021 | CA | CO | 2023 | 991.4807 | 10389.0712 | 10.4783
6067 | CA | WH | 2023 | 489.6701 | 2345.9778 | 4.7909
6077 | CA | WH | 2023 | 1234.2923 | 7293.7594 | 5.9093
6077 | CA | CO | 2023 | 3621.9397 | 47017.5324 | 12.9813
6095 | CA | WH | 2023 | 1384.0261 | 6586.1558 | 4.7587
8099 | CO | WH | 2023 | 33993.624 | 42292.9181 | 1.2441
8998 | CO | WH | 2023 | 132210.9162 | 336710.4134 | 2.5468
8061 | CO | CO | 2023 | 8174.6572 | 40743.4478 | 4.9841
8029 | CO | CO | 2023 | 1574.2285 | 22835.6356 | 14.5059
8023 | CO | BA | 2023 | 1335.4638 | 9601.6355 | 7.1897
8121 | CO | WH | 2023 | 107444.133 | 338860.4395 | 3.1538
8021 | CO | BA | 2023 | 2294.5696 | 16895.3948 | 7.3632
8123 | CO | BA | 2023 | 2241.9604 | 10603.1666 | 4.7294
8039 | CO | CO | 2023 | 3431.7373 | 10109.6585 | 2.9459
8077 | CO | WH | 2023 | 1011.715 | 8600.1043 | 8.5005
8123 | CO | WH | 2023 | 37838.141 | 119340.0552 | 3.154
8125 | CO | WH | 2023 | 50545.2814 | 178288.8715 | 3.5273
8121 | CO | CO | 2023 | 40023.4454 | 222514.0915 | 5.5596
8998 | CO | SG | 2023 | 73041.7761 | 156826.7124 | 2.1471
8073 | CO | WH | 2023 | 48157.634 | 133764.2808 | 2.7776
8101 | CO | CO | 2023 | 1141.2145 | 13665.8198 | 11.9748
8011 | CO | CO | 2023 | 1424.4947 | 13106.9944 | 9.2012
8017 | CO | WH | 2023 | 57303.5376 | 116754.5808 | 2.0375
8123 | CO | CO | 2023 | 14164.01 | 187765.3156 | 13.2565
8095 | CO | WH | 2023 | 33062.8462 | 102956.3122 | 3.114
8075 | CO | WH | 2023 | 38485.6386 | 113624.796 | 2.9524
8115 | CO | CO | 2023 | 26466.4644 | 189543.3962 | 7.1616
8083 | CO | BA | 2023 | 214.4836 | 853.4787 | 3.9792
8125 | CO | CO | 2023 | 71629.422 | 762034.56 | 10.6386
8039 | CO | WH | 2023 | 6960.5992 | 20466.071 | 2.9403
8009 | CO | SG | 2023 | 47348.262 | 69853.168 | 1.4753
8013 | CO | CO | 2023 | 497.7638 | 4376.6185 | 8.7926
8115 | CO | WH | 2023 | 20760.3918 | 59193.756 | 2.8513
8099 | CO | SG | 2023 | 21205.5464 | 41505.4824 | 1.9573
8998 | CO | BA | 2023 | 5811.291 | 35136.3249 | 6.0462
8061 | CO | SG | 2023 | 33062.8462 | 77651.3217 | 2.3486
8087 | CO | CO | 2023 | 9793.4012 | 119690.2282 | 12.2215
8075 | CO | SG | 2023 | 3751.4392 | 9855.647 | 2.6272
8063 | CO | CO | 2023 | 77780.6492 | 461208.7169 | 5.9296
8069 | CO | CO | 2023 | 785.0908 | 9601.6355 | 12.23
8123 | CO | SG | 2023 | 1359.745 | 4191.1901 | 3.0823
8095 | CO | SG | 2023 | 1529.7131 | 3073.5394 | 2.0092
8075 | CO | CO | 2023 | 31970.194 | 305017.0332 | 9.5407
8109 | CO | BA | 2023 | 4451.546 | 38254.1349 | 8.5934
8125 | CO | SG | 2023 | 4856.232 | 10947.8965 | 2.2544
8998 | CO | CO | 2023 | 79464.143 | 468313.4191 | 5.8934
8105 | CO | BA | 2023 | 4289.6716 | 34117.3759 | 7.9534
8099 | CO | CO | 2023 | 3221.3006 | 32386.4688 | 10.0538
8063 | CO | WH | 2023 | 96112.925 | 323184.3 | 3.3625
8061 | CO | WH | 2023 | 67096.9388 | 129055.9958 | 1.9234
8095 | CO | CO | 2023 | 39214.0734 | 282511.6125 | 7.2043
8033 | CO | WH | 2023 | 5544.1982 | 7729.2077 | 1.3941
10003 | DE | CO | 2023 | 6758.2562 | 81283.6864 | 12.0273
10001 | DE | SB | 2023 | 23067.102 | 72148.3435 | 3.1278
10003 | DE | SB | 2023 | 7486.691 | 24820.5542 | 3.3153
10005 | DE | CO | 2023 | 40144.8512 | 467304.9933 | 11.6405
10005 | DE | SB | 2023 | 29339.735 | 88314.3624 | 3.0101
10001 | DE | CO | 2023 | 22702.8846 | 277151.9695 | 12.2078
13107 | GA | CO | 2023 | 1440.6822 | 15494.7027 | 10.7551
13115 | GA | CO | 2023 | 1226.1986 | 9296.8216 | 7.5818
13011 | GA | CO | 2023 | 117.3589 | 1145.592 | 9.7614
13277 | GA | CO | 2023 | 1776.5715 | 20955.9504 | 11.7957
13023 | GA | SB | 2023 | 2185.3044 | 7974.1474 | 3.649
13119 | GA | CO | 2023 | 238.7647 | 2430.8902 | 10.1811
13273 | GA | CO | 2023 | 7324.8166 | 74653.9857 | 10.1919
13229 | GA | SB | 2023 | 914.5904 | 2966.4917 | 3.2435
13275 | GA | CO | 2023 | 732.4817 | 8001.3629 | 10.9236
13243 | GA | SB | 2023 | 2723.5368 | 11212.7942 | 4.117
13175 | GA | CO | 2023 | 2893.5049 | 30887.8008 | 10.6749
13185 | GA | CO | 2023 | 263.0459 | 2575.6768 | 9.7917
13019 | GA | CO | 2023 | 3358.8938 | 35155.1944 | 10.4663
13165 | GA | CO | 2023 | 2011.2894 | 22962.6414 | 11.4169
13129 | GA | CO | 2023 | 987.4338 | 10465.2746 | 10.5985
13167 | GA | CO | 2023 | 1201.9174 | 12548.1691 | 10.4401
13197 | GA | SB | 2023 | 303.5145 | 742.9837 | 2.4479
13131 | GA | CO | 2023 | 3358.8938 | 37568.3038 | 11.1847
13007 | GA | CO | 2023 | 3969.9697 | 47652.5612 | 12.0033
13071 | GA | CO | 2023 | 1978.9145 | 24054.8909 | 12.1556
13307 | GA | SB | 2023 | 279.2333 | 582.4121 | 2.0858
13193 | GA | CO | 2023 | 2626.4121 | 32081.655 | 12.215
13201 | GA | CO | 2023 | 6758.2562 | 81385.291 | 12.0424
13251 | GA | CO | 2023 | 3787.861 | 39625.7971 | 10.4613
13075 | GA | CO | 2023 | 1772.5247 | 20193.9158 | 11.3927
13027 | GA | CO | 2023 | 1553.9942 | 17145.7776 | 11.0334
13269 | GA | CO | 2023 | 396.5923 | 2588.3774 | 6.5265
13253 | GA | SB | 2023 | 1513.5256 | 6232.3541 | 4.1178
13139 | GA | CO | 2023 | 246.8585 | 1999.0707 | 8.098
13161 | GA | CO | 2023 | 2448.3503 | 23343.6587 | 9.5344
13163 | GA | CO | 2023 | 6151.2272 | 76203.456 | 12.3883
13193 | GA | SB | 2023 | 2509.0532 | 7293.7594 | 2.907
13321 | GA | CO | 2023 | 2844.9426 | 32056.2538 | 11.2678
13061 | GA | CO | 2023 | 1226.1986 | 14834.2728 | 12.0978
13069 | GA | CO | 2023 | 3043.2387 | 30074.964 | 9.8826
13033 | GA | CO | 2023 | 9267.3094 | 105033.7635 | 11.3338
13267 | GA | CO | 2023 | 1622.7909 | 17907.8122 | 11.0352
13229 | GA | CO | 2023 | 3039.1919 | 32945.2941 | 10.8401
13155 | GA | CO | 2023 | 5018.1064 | 62182.0201 | 12.3915
13998 | GA | SB | 2023 | 35142.9322 | 97417.9538 | 2.772
13037 | GA | CO | 2023 | 4856.232 | 64239.5134 | 13.2283
13315 | GA | SB | 2023 | 319.7019 | 1050.5191 | 3.2859
13131 | GA | SB | 2023 | 1436.6353 | 4163.9746 | 2.8984
13175 | GA | SB | 2023 | 3156.5508 | 7429.837 | 2.3538
13261 | GA | CO | 2023 | 8741.2176 | 104093.9209 | 11.9084
13119 | GA | SB | 2023 | 230.671 | 813.744 | 3.5277
13147 | GA | SB | 2023 | 1667.3063 | 4490.5608 | 2.6933
13153 | GA | SB | 2023 | 598.9353 | 1769.0088 | 2.9536
13269 | GA | SB | 2023 | 995.5276 | 1475.0812 | 1.4817
13279 | GA | SB | 2023 | 955.059 | 2111.9244 | 2.2113
13241 | GA | CO | 2023 | 72.8435 | 551.205 | 7.567
13243 | GA | CO | 2023 | 4815.7634 | 50929.3098 | 10.5755
13107 | GA | SB | 2023 | 999.5744 | 2707.9442 | 2.7091
13315 | GA | CO | 2023 | 882.2155 | 10312.8677 | 11.6897
13027 | GA | SB | 2023 | 4330.1402 | 14260.9325 | 3.2934
13287 | GA | CO | 2023 | 2197.445 | 20270.1193 | 9.2244
13275 | GA | SB | 2023 | 959.1058 | 2612.6899 | 2.7241
13163 | GA | SB | 2023 | 1505.4319 | 4082.328 | 2.7117
13998 | GA | CO | 2023 | 61904.8174 | 642440.8562 | 10.3779
13031 | GA | CO | 2023 | 1436.6353 | 12802.1806 | 8.9112
13099 | GA | CO | 2023 | 4168.2658 | 45391.8586 | 10.8899
13299 | GA | CO | 2023 | 509.9044 | 4191.1901 | 8.2196
13303 | GA | CO | 2023 | 2569.7561 | 32640.4803 | 12.7018
13295 | GA | CO | 2023 | 1104.7928 | 10795.4896 | 9.7715
13297 | GA | CO | 2023 | 117.3589 | 602.0073 | 5.1296
16019 | ID | BA | 2023 | 22581.4788 | 108491.9489 | 4.8045
16021 | ID | BA | 2023 | 1072.4179 | 5029.4281 | 4.6898
16043 | ID | BA | 2023 | 24078.817 | 127216.2267 | 5.2833
16005 | ID | BA | 2023 | 1452.8227 | 6488.18 | 4.4659
16051 | ID | BA | 2023 | 18453.6816 | 132550.4686 | 7.1829
16053 | ID | BA | 2023 | 10198.0872 | 82517.4566 | 8.0915
16057 | ID | BA | 2023 | 2363.3662 | 8883.1457 | 3.7587
16047 | ID | BA | 2023 | 861.9812 | 6749.449 | 7.8302
16011 | ID | BA | 2023 | 9064.9664 | 60113.6406 | 6.6314
16013 | ID | BA | 2023 | 3176.7851 | 22382.0436 | 7.0455
16007 | ID | BA | 2023 | 1493.2913 | 6052.7316 | 4.0533
16071 | ID | BA | 2023 | 1214.058 | 3679.5383 | 3.0308
16045 | ID | BA | 2023 | 275.1865 | 1042.8987 | 3.7898
16063 | ID | BA | 2023 | 3282.0035 | 26845.3889 | 8.1796
16065 | ID | BA | 2023 | 17765.7154 | 113368.9701 | 6.3813
16998 | ID | BA | 2023 | 47546.5581 | 265562.5124 | 5.5853
16019 | ID | WH | 2023 | 16187.44 | 49532.2464 | 3.0599
16021 | ID | WH | 2023 | 3528.8619 | 20547.7176 | 5.8228
16023 | ID | WH | 2023 | 1861.5556 | 13798.2686 | 7.4122
16027 | ID | WH | 2023 | 10064.5408 | 85565.5949 | 8.5017
16029 | ID | WH | 2023 | 10602.7732 | 46211.953 | 4.3585
16031 | ID | WH | 2023 | 21812.5754 | 153794.9035 | 7.0507
16041 | ID | WH | 2023 | 728.4348 | 4272.8366 | 5.8658
16045 | ID | WH | 2023 | 428.9672 | 2830.4141 | 6.5982
16047 | ID | WH | 2023 | 388.4986 | 3565.2331 | 9.177
16049 | ID | WH | 2023 | 29663.4838 | 158475.973 | 5.3425
16005 | ID | WH | 2023 | 9445.3712 | 33964.969 | 3.5959
16067 | ID | BA | 2023 | 18656.0246 | 150621.5739 | 8.0736
16055 | ID | WH | 2023 | 2861.13 | 11267.2253 | 3.938
16057 | ID | WH | 2023 | 38040.484 | 199353.684 | 5.2406
16061 | ID | WH | 2023 | 30270.5128 | 155563.9123 | 5.1391
16063 | ID | WH | 2023 | 898.4029 | 5660.8282 | 6.301
16027 | ID | BA | 2023 | 230.671 | 1500.1195 | 6.5033
16029 | ID | BA | 2023 | 24523.9716 | 100675.6516 | 4.1052
16011 | ID | WH | 2023 | 44313.117 | 323157.0845 | 7.2926
16071 | ID | WH | 2023 | 5665.604 | 8545.6733 | 1.5083
16077 | ID | WH | 2023 | 12545.266 | 76774.9819 | 6.1198
16083 | ID | WH | 2023 | 8012.7828 | 77319.2923 | 9.6495
16087 | ID | WH | 2023 | 1371.8855 | 9389.3544 | 6.8441
16009 | ID | WH | 2023 | 6110.7586 | 30563.029 | 5.0015
16998 | ID | WH | 2023 | 87436.4572 | 478993.152 | 5.4782
16041 | ID | CO | 2023 | 263.0459 | 2667.121 | 10.1394
16045 | ID | CO | 2023 | 1699.6812 | 23369.0598 | 13.7491
16047 | ID | CO | 2023 | 3763.5798 | 46103.0909 | 12.2498
16063 | ID | CO | 2023 | 1493.2913 | 18060.2191 | 12.0942
16075 | ID | CO | 2023 | 728.4348 | 9373.0251 | 12.8673
16077 | ID | CO | 2023 | 2063.8986 | 24258.1002 | 11.7535
16083 | ID | CO | 2023 | 3237.488 | 40006.8144 | 12.3574
16051 | ID | WH | 2023 | 7972.3142 | 58431.7214 | 7.3293
16053 | ID | WH | 2023 | 2221.7261 | 18071.1053 | 8.1338
16067 | ID | WH | 2023 | 2711.3962 | 20792.6573 | 7.6686
16065 | ID | WH | 2023 | 18105.6516 | 151835.3861 | 8.3861
16069 | ID | WH | 2023 | 39011.7304 | 191379.5366 | 4.9057
16011 | ID | CO | 2023 | 1112.8865 | 12852.9829 | 11.5492
16027 | ID | CO | 2023 | 8093.72 | 111765.0688 | 13.8089
16083 | ID | BA | 2023 | 10238.5558 | 87024.3468 | 8.4997
16998 | ID | CO | 2023 | 18631.7434 | 230109.036 | 12.3504
16087 | ID | CO | 2023 | 999.5744 | 14224.6451 | 14.2307
16073 | ID | CO | 2023 | 4451.546 | 60200.7302 | 13.5236
16001 | ID | WH | 2023 | 2541.4281 | 17826.1656 | 7.0142
17015 | IL | CO | 2023 | 50788.093 | 731629.3811 | 14.4055
17147 | IL | CO | 2023 | 50100.1268 | 701884.6321 | 14.0096
17119 | IL | CO | 2023 | 43382.3392 | 515465.5775 | 11.8819
17149 | IL | CO | 2023 | 62159.7696 | 740519.7843 | 11.9132
17117 | IL | CO | 2023 | 71143.7988 | 889980.1626 | 12.5096
17133 | IL | CO | 2023 | 20193.8314 | 195207.8531 | 9.6667
17013 | IL | CO | 2023 | 8538.8746 | 105795.7981 | 12.3899
17121 | IL | CO | 2023 | 34398.31 | 340705.6518 | 9.9047
17131 | IL | CO | 2023 | 55563.3878 | 790280.641 | 14.223
17129 | IL | CO | 2023 | 30958.479 | 416629.6951 | 13.4577
17135 | IL | CO | 2023 | 62807.2672 | 798713.8235 | 12.7169
17055 | IL | CO | 2023 | 15944.6284 | 173845.4843 | 10.9031
17057 | IL | CO | 2023 | 53742.3008 | 678693.3803 | 12.6287
17139 | IL | CO | 2023 | 33953.1554 | 469921.312 | 13.8403
17061 | IL | CO | 2023 | 43503.745 | 555955.0138 | 12.7795
17151 | IL | CO | 2023 | 3071.5667 | 31091.01 | 10.1222
17137 | IL | CO | 2023 | 52164.0254 | 655502.1285 | 12.5662
17007 | IL | CO | 2023 | 28206.6142 | 376572.0784 | 13.3505
17071 | IL | CO | 2023 | 37069.2376 | 534465.6392 | 14.418
17073 | IL | CO | 2023 | 91256.693 | 1280192.6596 | 14.0285
17075 | IL | CO | 2023 | 126666.718 | 1721309.0653 | 13.5893
17077 | IL | CO | 2023 | 13921.1984 | 144354.7468 | 10.3694
17141 | IL | CO | 2023 | 87007.49 | 1183998.497 | 13.608
17127 | IL | CO | 2023 | 9914.807 | 108843.9363 | 10.9779
17087 | IL | CO | 2023 | 3690.7363 | 36984.0773 | 10.0208
17089 | IL | CO | 2023 | 29461.1408 | 386656.3357 | 13.1243
17009 | IL | CO | 2023 | 15620.8796 | 188654.3559 | 12.0771
17091 | IL | CO | 2023 | 69039.4316 | 899200.7808 | 13.0245
17093 | IL | CO | 2023 | 28570.8316 | 369789.9708 | 12.9429
17125 | IL | CO | 2023 | 50302.4698 | 657051.5988 | 13.062
17143 | IL | CO | 2023 | 41601.7208 | 574472.4536 | 13.8089
17145 | IL | CO | 2023 | 20598.5174 | 213598.2872 | 10.3696
17113 | IL | SB | 2023 | 121608.143 | 587501.4302 | 4.8311
17117 | IL | SB | 2023 | 68270.5282 | 292457.9779 | 4.2838
17153 | IL | CO | 2023 | 6474.976 | 65712.7802 | 10.1487
17097 | IL | CO | 2023 | 3630.0334 | 43943.993 | 12.1057
17159 | IL | CO | 2023 | 29623.0152 | 357927.6328 | 12.0828
17161 | IL | CO | 2023 | 27073.4934 | 371974.4699 | 13.7394
17163 | IL | CO | 2023 | 37757.2038 | 412362.3016 | 10.9214
17165 | IL | CO | 2023 | 20638.986 | 220609.0051 | 10.6889
17167 | IL | CO | 2023 | 80411.1082 | 1115948.8108 | 13.878
17169 | IL | CO | 2023 | 25131.0006 | 297803.106 | 11.85
17079 | IL | CO | 2023 | 41925.4696 | 504720.8902 | 12.0385
17081 | IL | CO | 2023 | 22136.3242 | 216341.6116 | 9.7731
17083 | IL | CO | 2023 | 22743.3532 | 288226.8717 | 12.673
17085 | IL | CO | 2023 | 37716.7352 | 499996.276 | 13.2566
17175 | IL | CO | 2023 | 34519.7158 | 507235.6043 | 14.6941
17177 | IL | CO | 2023 | 63818.9822 | 869252.8226 | 13.6206
17179 | IL | CO | 2023 | 56656.04 | 789442.403 | 13.9339
17181 | IL | CO | 2023 | 4977.6378 | 44452.016 | 8.9303
17183 | IL | CO | 2023 | 87007.49 | 1115186.7763 | 12.8171
17185 | IL | CO | 2023 | 20031.957 | 231480.6982 | 11.5556
17189 | IL | CO | 2023 | 40994.6918 | 459557.642 | 11.2102
17019 | IL | CO | 2023 | 107039.447 | 1466002.0865 | 13.6959
17191 | IL | CO | 2023 | 50626.2186 | 588189.0757 | 11.6183
17193 | IL | CO | 2023 | 38080.9526 | 408729.9368 | 10.7332
17195 | IL | CO | 2023 | 85186.403 | 1076348.4148 | 12.6352
17197 | IL | CO | 2023 | 36300.3342 | 444748.7704 | 12.2519
17199 | IL | CO | 2023 | 8336.5316 | 89107.2412 | 10.6888
17201 | IL | CO | 2023 | 35652.8366 | 426078.9236 | 11.9508
17203 | IL | CO | 2023 | 47914.8224 | 671276.2439 | 14.0098
17021 | IL | CO | 2023 | 80046.8908 | 1089277.6012 | 13.608
17023 | IL | CO | 2023 | 37190.6434 | 477617.8611 | 12.8424
17025 | IL | CO | 2023 | 31929.7254 | 357343.4063 | 11.1916
17027 | IL | CO | 2023 | 38485.6386 | 378299.3567 | 9.8296
17029 | IL | CO | 2023 | 46903.1074 | 651514.1476 | 13.8906
17017 | IL | CO | 2023 | 32213.0056 | 436340.9891 | 13.5455
17171 | IL | CO | 2023 | 20112.8942 | 247813.6389 | 12.3211
17173 | IL | CO | 2023 | 67016.0016 | 826985.3057 | 12.3401
17041 | IL | CO | 2023 | 45082.0204 | 598755.9549 | 13.2815
17045 | IL | CO | 2023 | 64668.8228 | 846315.5823 | 13.0869
17047 | IL | CO | 2023 | 17684.7782 | 205139.7036 | 11.5998
17049 | IL | CO | 2023 | 34600.653 | 403954.5203 | 11.6748
17005 | IL | CO | 2023 | 30068.1698 | 367072.0476 | 12.208
17051 | IL | CO | 2023 | 49574.035 | 535837.3014 | 10.8088
17053 | IL | CO | 2023 | 55280.1076 | 774811.3395 | 14.0161
17153 | IL | WH | 2023 | 3290.0972 | 21717.985 | 6.601
17001 | IL | SB | 2023 | 56008.5424 | 228637.5835 | 4.0822
17101 | IL | SB | 2023 | 32334.4114 | 132212.9962 | 4.0889
17103 | IL | SB | 2023 | 54349.3298 | 236611.7309 | 4.3535
17105 | IL | SB | 2023 | 114121.452 | 519571.4923 | 4.5528
17107 | IL | SB | 2023 | 61593.2092 | 283313.5632 | 4.5998
17109 | IL | SB | 2023 | 51597.465 | 235278.1704 | 4.5599
17011 | IL | SB | 2023 | 66611.3156 | 299778.9528 | 4.5004
17173 | IL | WH | 2023 | 4613.4204 | 27542.1062 | 5.97
17177 | IL | WH | 2023 | 1464.9633 | 10287.4666 | 7.0223
17179 | IL | WH | 2023 | 2007.2426 | 14641.9498 | 7.2946
17119 | IL | SB | 2023 | 45082.0204 | 169471.043 | 3.7592
17121 | IL | SB | 2023 | 38485.6386 | 148814.4634 | 3.8668
17155 | IL | CO | 2023 | 12464.3288 | 167190.3825 | 13.4135
17157 | IL | CO | 2023 | 25818.9668 | 262038.284 | 10.1491
17189 | IL | WH | 2023 | 27720.991 | 174342.6211 | 6.2892
17019 | IL | WH | 2023 | 2448.3503 | 15431.1998 | 6.3027
17191 | IL | WH | 2023 | 11816.8312 | 62949.4978 | 5.3271
17195 | IL | WH | 2023 | 902.4498 | 4898.7936 | 5.4283
17201 | IL | WH | 2023 | 938.8715 | 5742.4747 | 6.1164
17023 | IL | WH | 2023 | 1436.6353 | 7783.6387 | 5.418
17025 | IL | WH | 2023 | 7446.2224 | 45477.1339 | 6.1074
17033 | IL | WH | 2023 | 3488.3933 | 19812.8986 | 5.6797
17035 | IL | WH | 2023 | 1161.4488 | 7348.1904 | 6.3267
17037 | IL | WH | 2023 | 2877.3175 | 17635.657 | 6.1292
17049 | IL | WH | 2023 | 3654.3146 | 19840.1141 | 5.4292
17051 | IL | WH | 2023 | 5787.0098 | 36496.0123 | 6.3065
17055 | IL | WH | 2023 | 9388.7152 | 46538.5392 | 4.9569
17057 | IL | WH | 2023 | 748.6691 | 4191.1901 | 5.5982
17059 | IL | WH | 2023 | 2962.3015 | 20030.6227 | 6.7618
17061 | IL | WH | 2023 | 1351.6512 | 7565.9146 | 5.5975
17033 | IL | CO | 2023 | 33791.281 | 412108.29 | 12.1957
17035 | IL | CO | 2023 | 27640.0538 | 358435.6559 | 12.968
17037 | IL | CO | 2023 | 77214.0888 | 1079777.5704 | 13.9842
17117 | IL | WH | 2023 | 4775.2948 | 29909.8565 | 6.2635
17119 | IL | WH | 2023 | 7446.2224 | 41966.3318 | 5.6359
17121 | IL | WH | 2023 | 9105.435 | 53206.3416 | 5.8434
17123 | IL | WH | 2023 | 598.9353 | 2939.2762 | 4.9075
17127 | IL | WH | 2023 | 2027.4769 | 11376.0874 | 5.611
17129 | IL | WH | 2023 | 562.5135 | 3265.8624 | 5.8058
17133 | IL | WH | 2023 | 11533.551 | 59329.8336 | 5.1441
17135 | IL | WH | 2023 | 5341.8552 | 31134.5549 | 5.8284
17137 | IL | WH | 2023 | 870.0749 | 4463.3453 | 5.1298
17139 | IL | WH | 2023 | 748.6691 | 4980.4402 | 6.6524
17141 | IL | WH | 2023 | 2112.4609 | 12818.5099 | 6.068
17145 | IL | WH | 2023 | 14325.8844 | 80639.5858 | 5.6289
17051 | IL | SB | 2023 | 56210.8854 | 211682.3146 | 3.7659
17053 | IL | SB | 2023 | 53580.4264 | 254764.4827 | 4.7548
17157 | IL | WH | 2023 | 15580.411 | 92097.3197 | 5.9111
17159 | IL | WH | 2023 | 4896.7006 | 27623.7528 | 5.6413
17161 | IL | WH | 2023 | 149.7338 | 522.538 | 3.4898
17163 | IL | WH | 2023 | 10966.9906 | 63357.7306 | 5.7771
17167 | IL | WH | 2023 | 1052.1836 | 6232.3541 | 5.9233
17169 | IL | WH | 2023 | 489.6701 | 2966.4917 | 6.0581
17017 | IL | WH | 2023 | 829.6063 | 4572.2074 | 5.5113
17007 | IL | SB | 2023 | 19667.7396 | 78843.3614 | 4.0088
17071 | IL | SB | 2023 | 23957.4112 | 106331.0366 | 4.4383
17073 | IL | SB | 2023 | 69444.1176 | 304487.2378 | 4.3846
17075 | IL | SB | 2023 | 116347.225 | 513284.7072 | 4.4117
17185 | IL | WH | 2023 | 2335.0382 | 14124.8549 | 6.0491
17187 | IL | WH | 2023 | 137.5932 | 778.3639 | 5.657
17125 | IL | SB | 2023 | 36057.5226 | 165143.7754 | 4.58
17127 | IL | SB | 2023 | 14325.8844 | 48470.8411 | 3.3834
17129 | IL | SB | 2023 | 25859.4354 | 116863.4429 | 4.5192
17013 | IL | SB | 2023 | 7850.9084 | 31515.5722 | 4.0143
17131 | IL | SB | 2023 | 42896.716 | 187787.088 | 4.3777
17133 | IL | SB | 2023 | 33629.4066 | 105160.7693 | 3.127
17135 | IL | SB | 2023 | 63454.7648 | 276945.1315 | 4.3644
17137 | IL | SB | 2023 | 47550.605 | 217452.0048 | 4.5731
17139 | IL | SB | 2023 | 32779.566 | 159836.749 | 4.8761
17141 | IL | SB | 2023 | 45729.518 | 190045.9762 | 4.1559
17143 | IL | SB | 2023 | 34479.2472 | 163946.2925 | 4.7549
17145 | IL | SB | 2023 | 35167.2134 | 114223.5374 | 3.248
17147 | IL | SB | 2023 | 47712.4794 | 238081.369 | 4.9899
17149 | IL | SB | 2023 | 52406.837 | 211110.7886 | 4.0283
17015 | IL | SB | 2023 | 19101.1792 | 90437.173 | 4.7346
17153 | IL | SB | 2023 | 17401.498 | 58976.0318 | 3.3891
17155 | IL | SB | 2023 | 10521.836 | 45722.0736 | 4.3454
17157 | IL | SB | 2023 | 45931.861 | 156924.6883 | 3.4165
17159 | IL | SB | 2023 | 33467.5322 | 132104.1341 | 3.9472
17161 | IL | SB | 2023 | 20112.8942 | 85892.1811 | 4.2705
17163 | IL | SB | 2023 | 43706.088 | 149903.0842 | 3.4298
17165 | IL | SB | 2023 | 22298.1986 | 82925.6894 | 3.7189
17167 | IL | SB | 2023 | 69322.7118 | 336138.8875 | 4.8489
17169 | IL | SB | 2023 | 23593.1938 | 95825.8459 | 4.0616
17017 | IL | SB | 2023 | 24078.817 | 98302.4582 | 4.0825
17171 | IL | SB | 2023 | 21043.672 | 87470.6813 | 4.1566
17173 | IL | SB | 2023 | 71548.4848 | 304106.2205 | 4.2504
17067 | IL | WH | 2023 | 1630.8846 | 8518.4578 | 5.2232
17083 | IL | WH | 2023 | 1533.7599 | 8572.8888 | 5.5895
17085 | IL | WH | 2023 | 675.8256 | 4599.4229 | 6.8056
17089 | IL | WH | 2023 | 801.2783 | 4926.0091 | 6.1477
17095 | IL | WH | 2023 | 412.7797 | 2857.6296 | 6.9229
17998 | IL | WH | 2023 | 102328.902 | 600162.0901 | 5.865
17001 | IL | CO | 2023 | 61552.7406 | 717455.5382 | 11.6559
17101 | IL | CO | 2023 | 31403.6336 | 367249.8556 | 11.6945
17103 | IL | CO | 2023 | 93684.809 | 1221363.5916 | 13.0369
17105 | IL | CO | 2023 | 117156.597 | 1618459.8008 | 13.8145
17067 | IL | CO | 2023 | 65599.6006 | 840803.5324 | 12.8172
17113 | IL | CO | 2023 | 127476.09 | 1786615.4271 | 14.0153
17115 | IL | CO | 2023 | 55441.982 | 784006.5565 | 14.141
17041 | IL | SB | 2023 | 43706.088 | 200170.1496 | 4.5799
17045 | IL | SB | 2023 | 63009.6102 | 280510.3646 | 4.4519
17047 | IL | SB | 2023 | 20234.3 | 75795.2232 | 3.7459
17049 | IL | SB | 2023 | 37959.5468 | 151372.7222 | 3.9877
17005 | IL | SB | 2023 | 31565.508 | 121626.1589 | 3.8531
17099 | IL | SB | 2023 | 104408.988 | 454989.0634 | 4.3578
17998 | IL | SB | 2023 | 308018.6552 | 1257438.6706 | 4.0823
17055 | IL | SB | 2023 | 31444.1022 | 105950.0194 | 3.3695
17057 | IL | SB | 2023 | 50342.9384 | 213288.0302 | 4.2367
17061 | IL | SB | 2023 | 42694.373 | 190644.7176 | 4.4653
17095 | IL | CO | 2023 | 61552.7406 | 846112.3731 | 13.7461
17063 | IL | SB | 2023 | 35369.5564 | 144133.3939 | 4.0751
17099 | IL | CO | 2023 | 112300.365 | 1407300.0243 | 12.5316
17998 | IL | CO | 2023 | 275437.3853 | 3605464.916 | 13.09
17067 | IL | SB | 2023 | 64223.6682 | 280755.3043 | 4.3715
17021 | IL | SB | 2023 | 67865.8422 | 306256.2466 | 4.5127
17023 | IL | SB | 2023 | 37878.6096 | 161251.956 | 4.2571
17025 | IL | SB | 2023 | 40306.7256 | 147453.6874 | 3.6583
17027 | IL | SB | 2023 | 41804.0638 | 138880.7986 | 3.3222
17123 | IL | SB | 2023 | 32577.223 | 150719.5498 | 4.6265
17083 | IL | SB | 2023 | 21084.1406 | 90736.5437 | 4.3035
17085 | IL | SB | 2023 | 19060.7106 | 70760.352 | 3.7124
17089 | IL | SB | 2023 | 22095.8556 | 90355.5264 | 4.0893
17009 | IL | SB | 2023 | 13435.5752 | 56390.5574 | 4.1971
17091 | IL | SB | 2023 | 55563.3878 | 227195.161 | 4.0889
17093 | IL | SB | 2023 | 23714.5996 | 97758.1478 | 4.1223
17095 | IL | SB | 2023 | 52366.3684 | 225752.7384 | 4.311
17097 | IL | SB | 2023 | 3023.0044 | 10858.9925 | 3.5921
17001 | IL | WH | 2023 | 2561.6624 | 13444.4669 | 5.2483
17105 | IL | WH | 2023 | 2772.0991 | 15975.5102 | 5.763
17107 | IL | WH | 2023 | 975.2933 | 6232.3541 | 6.3902
17011 | IL | WH | 2023 | 1052.1836 | 6232.3541 | 5.9233
17111 | IL | WH | 2023 | 2080.086 | 13362.8203 | 6.4242
17175 | IL | SB | 2023 | 26668.8074 | 128593.332 | 4.8219
17177 | IL | SB | 2023 | 32415.3486 | 136240.8931 | 4.203
17179 | IL | SB | 2023 | 48724.1944 | 244776.3869 | 5.0237
17107 | IL | CO | 2023 | 70900.9872 | 939461.6067 | 13.2503
17109 | IL | CO | 2023 | 52973.3974 | 745473.0089 | 14.0726
17011 | IL | CO | 2023 | 100766.814 | 1413624.9111 | 14.0287
17033 | IL | SB | 2023 | 35733.7738 | 146120.1269 | 4.0891
17035 | IL | SB | 2023 | 26992.5562 | 116890.6584 | 4.3305
17037 | IL | SB | 2023 | 49169.349 | 214267.789 | 4.3578
17019 | IL | SB | 2023 | 105218.36 | 510889.7414 | 4.8555
17191 | IL | SB | 2023 | 64345.074 | 246218.8094 | 3.8265
17193 | IL | SB | 2023 | 48926.5374 | 197747.9683 | 4.0417
17181 | IL | SB | 2023 | 13395.1066 | 40796.0645 | 3.0456
17073 | IL | WH | 2023 | 485.6232 | 3102.5693 | 6.3888
17075 | IL | WH | 2023 | 3698.83 | 21690.7694 | 5.8642
17079 | IL | WH | 2023 | 3253.6754 | 18588.2002 | 5.713
17189 | IL | SB | 2023 | 61026.6488 | 198646.0805 | 3.2551
17199 | IL | SB | 2023 | 14447.2902 | 48470.8411 | 3.355
17079 | IL | SB | 2023 | 44515.46 | 184711.7342 | 4.1494
17195 | IL | SB | 2023 | 40225.7884 | 166096.3186 | 4.1291
17203 | IL | SB | 2023 | 46903.1074 | 212607.6422 | 4.5329
17185 | IL | SB | 2023 | 21043.672 | 85184.5776 | 4.048
17029 | IL | SB | 2023 | 46093.7354 | 221017.2379 | 4.795
17183 | IL | SB | 2023 | 84579.374 | 389073.0739 | 4.6001
17197 | IL | SB | 2023 | 41075.629 | 159401.3006 | 3.8807
17081 | IL | SB | 2023 | 40023.4454 | 130552.8494 | 3.2619
17201 | IL | SB | 2023 | 21691.1696 | 76448.3957 | 3.5244
18113 | IN | SB | 2023 | 23633.6624 | 82653.5342 | 3.4973
18111 | IN | SB | 2023 | 28489.8944 | 120891.3398 | 4.2433
18079 | IN | CO | 2023 | 13354.638 | 160865.4956 | 12.0457
18003 | IN | CO | 2023 | 28975.5176 | 346293.9052 | 11.9513
18155 | IN | SB | 2023 | 3682.6426 | 12981.803 | 3.5251
18095 | IN | SB | 2023 | 38526.1072 | 166069.103 | 4.3106
18149 | IN | SB | 2023 | 12059.6428 | 40823.28 | 3.3851
18077 | IN | CO | 2023 | 8700.749 | 99877.3297 | 11.4792
18101 | IN | SB | 2023 | 6474.976 | 26262.9768 | 4.0561
18001 | IN | SB | 2023 | 31565.508 | 123966.6936 | 3.9273
18153 | IN | SB | 2023 | 27680.5224 | 123041.3659 | 4.4451
18157 | IN | SB | 2023 | 36907.3632 | 166558.9824 | 4.5129
18011 | IN | SB | 2023 | 38485.6386 | 166667.8445 | 4.3307
18091 | IN | SB | 2023 | 35207.682 | 142309.9541 | 4.042
18119 | IN | SB | 2023 | 11047.9278 | 40823.28 | 3.6951
18151 | IN | SB | 2023 | 15135.2564 | 51083.531 | 3.3751
18021 | IN | CO | 2023 | 25009.5948 | 305017.0332 | 12.196
18023 | IN | CO | 2023 | 42572.9672 | 626494.0129 | 14.7158
18027 | IN | CO | 2023 | 34560.1844 | 464104.4482 | 13.4289
18029 | IN | CO | 2023 | 3152.5039 | 37415.8969 | 11.8686
18145 | IN | SB | 2023 | 40144.8512 | 164408.9563 | 4.0954
18009 | IN | SB | 2023 | 18413.213 | 75904.0853 | 4.1223
18075 | IN | SB | 2023 | 37838.141 | 151672.093 | 4.0084
18183 | IN | CO | 2023 | 23512.2566 | 268439.3743 | 11.417
18019 | IN | CO | 2023 | 6555.9132 | 77727.5251 | 11.8561
18083 | IN | SB | 2023 | 43544.2136 | 191515.6142 | 4.3982
18109 | IN | SB | 2023 | 16915.8748 | 68474.2483 | 4.0479
18087 | IN | SB | 2023 | 12342.923 | 44497.3752 | 3.6051
18159 | IN | SB | 2023 | 29096.9234 | 135614.9362 | 4.6608
18089 | IN | SB | 2023 | 19222.585 | 70079.964 | 3.6457
18161 | IN | SB | 2023 | 12504.7974 | 56254.4798 | 4.4986
18163 | IN | SB | 2023 | 11938.237 | 53560.1434 | 4.4864
18093 | IN | SB | 2023 | 9955.2756 | 39625.7971 | 3.9804
18153 | IN | CO | 2023 | 27720.991 | 346598.719 | 12.5031
18097 | IN | SB | 2023 | 3468.159 | 12165.3374 | 3.5077
18099 | IN | SB | 2023 | 26061.7784 | 94465.0699 | 3.6247
18085 | IN | SB | 2023 | 33467.5322 | 134716.824 | 4.0253
18179 | IN | CO | 2023 | 32617.6916 | 420973.2921 | 12.9063
18095 | IN | WH | 2023 | 805.3251 | 5633.6126 | 6.9955
18143 | IN | SB | 2023 | 8012.7828 | 29256.684 | 3.6513
18075 | IN | CO | 2023 | 30634.7302 | 382084.1284 | 12.4723
18047 | IN | SB | 2023 | 15620.8796 | 60826.6872 | 3.8939
18079 | IN | SB | 2023 | 22257.73 | 84422.543 | 3.793
18167 | IN | SB | 2023 | 22338.6672 | 91171.992 | 4.0814
18081 | IN | SB | 2023 | 18858.3676 | 84204.8189 | 4.4651
18145 | IN | CO | 2023 | 33508.0008 | 421913.1347 | 12.5914
18073 | IN | SB | 2023 | 36300.3342 | 145249.2302 | 4.0013
18133 | IN | CO | 2023 | 27720.991 | 352009.1644 | 12.6983
18181 | IN | CO | 2023 | 49735.9094 | 617171.7901 | 12.409
18087 | IN | WH | 2023 | 841.7469 | 4953.2246 | 5.8845
18089 | IN | WH | 2023 | 457.2952 | 2631.7408 | 5.755
18105 | IN | SB | 2023 | 3225.3474 | 11457.7339 | 3.5524
18141 | IN | CO | 2023 | 25414.2808 | 293662.7183 | 11.555
18143 | IN | CO | 2023 | 5220.4494 | 63121.8627 | 12.0913
18125 | IN | SB | 2023 | 16470.7202 | 68773.619 | 4.1755
18127 | IN | SB | 2023 | 21326.9522 | 80748.4478 | 3.7862
18149 | IN | CO | 2023 | 21407.8894 | 253960.7177 | 11.8629
18151 | IN | CO | 2023 | 16106.5028 | 184793.3808 | 11.4732
18053 | IN | WH | 2023 | 1052.1836 | 7348.1904 | 6.9838
18155 | IN | CO | 2023 | 2367.4131 | 26899.82 | 11.3625
18157 | IN | CO | 2023 | 34074.5612 | 475661.9724 | 13.9594
18998 | IN | SB | 2023 | 350158.6084 | 1472713.4338 | 4.2058
18141 | IN | SB | 2023 | 21084.1406 | 75577.499 | 3.5846
18135 | IN | CO | 2023 | 41277.972 | 500555.1013 | 12.1264
18103 | IN | SB | 2023 | 32981.909 | 133301.617 | 4.0417
18073 | IN | CO | 2023 | 54956.3588 | 690250.9044 | 12.56
18099 | IN | WH | 2023 | 700.1068 | 3946.2504 | 5.6366
18998 | IN | WH | 2023 | 39784.6807 | 232510.352 | 5.8442
18031 | IN | CO | 2023 | 30715.6674 | 427806.202 | 13.9279
18035 | IN | CO | 2023 | 26547.4016 | 318936.8645 | 12.0139
18057 | IN | WH | 2023 | 667.7319 | 4191.1901 | 6.2768
18159 | IN | CO | 2023 | 27154.4306 | 355870.1395 | 13.1054
18161 | IN | CO | 2023 | 13030.8892 | 181415.0276 | 13.9219
18129 | IN | SB | 2023 | 35288.6192 | 146909.377 | 4.1631
18001 | IN | CO | 2023 | 24564.4402 | 312688.1811 | 12.7293
18131 | IN | SB | 2023 | 28530.363 | 102085.4155 | 3.5781
18133 | IN | SB | 2023 | 26425.9958 | 120319.8139 | 4.5531
18183 | IN | SB | 2023 | 25131.0006 | 90083.3712 | 3.5846
18139 | IN | SB | 2023 | 40913.7546 | 174723.6384 | 4.2705
18177 | IN | CO | 2023 | 25778.4982 | 314237.6514 | 12.1899
18085 | IN | WH | 2023 | 1618.744 | 9824.8027 | 6.0694
18031 | IN | WH | 2023 | 2857.0832 | 20847.0883 | 7.2966
18137 | IN | CO | 2023 | 17320.5608 | 196681.1199 | 11.3554
18139 | IN | CO | 2023 | 41844.5324 | 581762.5843 | 13.903
18039 | IN | WH | 2023 | 914.5904 | 4735.5005 | 5.1777
18041 | IN | WH | 2023 | 825.5594 | 5388.673 | 6.5273
18041 | IN | SB | 2023 | 14851.9762 | 62622.9115 | 4.2165
18047 | IN | WH | 2023 | 1432.5884 | 10124.1734 | 7.067
18049 | IN | SB | 2023 | 26304.59 | 92532.768 | 3.5177
18005 | IN | SB | 2023 | 26911.619 | 111665.2786 | 4.1493
18169 | IN | SB | 2023 | 34115.0298 | 137656.1002 | 4.0351
18059 | IN | WH | 2023 | 1719.9155 | 11267.2253 | 6.551
18061 | IN | WH | 2023 | 1125.0271 | 6885.5266 | 6.1203
18163 | IN | CO | 2023 | 10966.9906 | 128301.2188 | 11.6989
18177 | IN | SB | 2023 | 26587.8702 | 109243.0973 | 4.1088
18179 | IN | SB | 2023 | 39173.6048 | 168872.3016 | 4.3109
18181 | IN | SB | 2023 | 43341.8706 | 174886.9315 | 4.0351
18065 | IN | SB | 2023 | 33953.1554 | 139289.0314 | 4.1024
18067 | IN | SB | 2023 | 26547.4016 | 116046.9773 | 4.3713
18069 | IN | SB | 2023 | 34802.996 | 137166.2208 | 3.9412
18007 | IN | SB | 2023 | 40751.8802 | 182534.4926 | 4.4792
18129 | IN | CO | 2023 | 31808.3196 | 396918.4012 | 12.4784
18013 | IN | CO | 2023 | 1104.7928 | 12725.9772 | 11.5189
18131 | IN | CO | 2023 | 40792.3488 | 504670.0879 | 12.3717
18003 | IN | WH | 2023 | 5179.9808 | 34454.8483 | 6.6515
18007 | IN | CO | 2023 | 49493.0978 | 690377.9102 | 13.949
18039 | IN | SB | 2023 | 15256.6622 | 54485.471 | 3.5713
18045 | IN | WH | 2023 | 631.3102 | 4463.3453 | 7.07
18005 | IN | WH | 2023 | 2759.9585 | 18234.3984 | 6.6068
18051 | IN | WH | 2023 | 8174.6572 | 52172.1518 | 6.3822
18103 | IN | WH | 2023 | 1999.1488 | 13281.1738 | 6.6434
18105 | IN | WH | 2023 | 105.2184 | 563.3613 | 5.3542
18039 | IN | CO | 2023 | 16146.9714 | 184158.352 | 11.4051
18173 | IN | SB | 2023 | 16673.0632 | 71086.9382 | 4.2636
18175 | IN | SB | 2023 | 22176.7928 | 88586.5176 | 3.9946
18167 | IN | CO | 2023 | 18939.3048 | 236332.3182 | 12.4784
18135 | IN | SB | 2023 | 45769.9866 | 183459.8203 | 4.0083
18173 | IN | CO | 2023 | 14042.6042 | 171711.7875 | 12.2279
18079 | IN | WH | 2023 | 2217.6793 | 11539.3805 | 5.2034
18081 | IN | WH | 2023 | 1440.6822 | 10205.82 | 7.084
18029 | IN | SB | 2023 | 4451.546 | 15213.4757 | 3.4176
18003 | IN | SB | 2023 | 38809.3874 | 146936.5925 | 3.7861
18031 | IN | SB | 2023 | 31160.822 | 134961.7637 | 4.3311
18035 | IN | WH | 2023 | 1157.402 | 7892.5008 | 6.8192
18037 | IN | WH | 2023 | 1331.4169 | 8627.3198 | 6.4798
18153 | IN | WH | 2023 | 1687.5406 | 10396.3286 | 6.1606
18001 | IN | WH | 2023 | 2424.0691 | 17744.519 | 7.3201
18083 | IN | CO | 2023 | 47226.8562 | 598781.3561 | 12.6788
18051 | IN | SB | 2023 | 39821.1024 | 175540.104 | 4.4082
18053 | IN | SB | 2023 | 40954.2232 | 178751.5354 | 4.3647
18041 | IN | CO | 2023 | 13597.4496 | 177528.6513 | 13.056
18047 | IN | CO | 2023 | 14690.1018 | 182939.0967 | 12.4532
18005 | IN | CO | 2023 | 21569.7638 | 264019.5739 | 12.2403
18051 | IN | CO | 2023 | 38930.7932 | 494839.8421 | 12.7108
18019 | IN | SB | 2023 | 12504.7974 | 40605.5558 | 3.2472
18021 | IN | SB | 2023 | 24483.503 | 100261.9757 | 4.0951
18023 | IN | SB | 2023 | 41358.9092 | 187787.088 | 4.5404
18027 | IN | SB | 2023 | 22338.6672 | 94492.2854 | 4.23
18059 | IN | SB | 2023 | 26952.0876 | 110930.4595 | 4.1158
18063 | IN | CO | 2023 | 23755.0682 | 331002.4117 | 13.934
18065 | IN | CO | 2023 | 29461.1408 | 365039.9554 | 12.3906
18067 | IN | CO | 2023 | 23997.8798 | 324753.7283 | 13.5326
18035 | IN | SB | 2023 | 34074.5612 | 134744.0395 | 3.9544
18015 | IN | WH | 2023 | 1812.9933 | 12628.0013 | 6.9653
18011 | IN | WH | 2023 | 1266.6672 | 7484.268 | 5.9086
18155 | IN | WH | 2023 | 315.6551 | 1730.9071 | 5.4835
18061 | IN | CO | 2023 | 9833.8698 | 116235.6716 | 11.8199
18103 | IN | CO | 2023 | 26628.3388 | 337632.1124 | 12.6794
18081 | IN | CO | 2023 | 13759.324 | 193810.7898 | 14.0858
18105 | IN | CO | 2023 | 1857.5087 | 21286.1654 | 11.4595
18107 | IN | WH | 2023 | 1230.2454 | 8164.656 | 6.6366
18109 | IN | WH | 2023 | 469.4358 | 2721.552 | 5.7975
18127 | IN | CO | 2023 | 21326.9522 | 270014.2458 | 12.6607
18061 | IN | SB | 2023 | 12788.0776 | 47137.2806 | 3.686
18063 | IN | SB | 2023 | 26871.1504 | 126143.9352 | 4.6944
18125 | IN | CO | 2023 | 13111.8264 | 163862.8316 | 12.4973
18011 | IN | CO | 2023 | 32051.1312 | 416832.9043 | 13.0052
18055 | IN | SB | 2023 | 19991.4884 | 76366.7491 | 3.82
18027 | IN | WH | 2023 | 1125.0271 | 5361.4574 | 4.7656
18029 | IN | WH | 2023 | 384.4517 | 1910.5295 | 4.9695
18137 | IN | WH | 2023 | 1570.1817 | 9525.432 | 6.0665
18139 | IN | WH | 2023 | 3043.2387 | 22507.235 | 7.3958
18141 | IN | WH | 2023 | 1173.5894 | 6912.7421 | 5.8903
18069 | IN | CO | 2023 | 25576.1552 | 339842.0126 | 13.2875
18147 | IN | WH | 2023 | 817.4657 | 6041.8454 | 7.3909
18109 | IN | CO | 2023 | 13678.3868 | 171711.7875 | 12.5535
18077 | IN | WH | 2023 | 732.4817 | 3701.3107 | 5.0531
18057 | IN | CO | 2023 | 20193.8314 | 260844.4299 | 12.917
18113 | IN | WH | 2023 | 1711.8218 | 8545.6733 | 4.9922
18065 | IN | WH | 2023 | 2468.5846 | 18479.3381 | 7.4858
18067 | IN | WH | 2023 | 894.3561 | 6695.0179 | 7.4859
18165 | IN | WH | 2023 | 279.2333 | 1918.6942 | 6.8713
18107 | IN | CO | 2023 | 45527.175 | 651539.5488 | 14.311
18075 | IN | WH | 2023 | 3140.3634 | 21717.985 | 6.9158
18059 | IN | CO | 2023 | 21731.6382 | 282232.1999 | 12.9872
18069 | IN | WH | 2023 | 3439.831 | 20357.209 | 5.9181
18169 | IN | CO | 2023 | 31444.1022 | 408145.7103 | 12.98
18137 | IN | SB | 2023 | 24523.9716 | 85266.2242 | 3.4769
18087 | IN | CO | 2023 | 16106.5028 | 184412.3635 | 11.4496
18133 | IN | WH | 2023 | 1699.6812 | 9552.6475 | 5.6203
18111 | IN | CO | 2023 | 41156.5662 | 566521.8931 | 13.765
18057 | IN | SB | 2023 | 20638.986 | 83415.5688 | 4.0417
18113 | IN | CO | 2023 | 25131.0006 | 308065.1715 | 12.2584
18115 | IN | CO | 2023 | 987.4338 | 10236.6643 | 10.3669
18177 | IN | WH | 2023 | 1825.1339 | 8763.3974 | 4.8015
18163 | IN | WH | 2023 | 2314.8039 | 12519.1392 | 5.4083
18145 | IN | WH | 2023 | 3083.7073 | 22616.0971 | 7.3341
18085 | IN | CO | 2023 | 39902.0396 | 495906.6905 | 12.4281
18055 | IN | CO | 2023 | 20234.3 | 240802.921 | 11.9007
18135 | IN | WH | 2023 | 1687.5406 | 7701.9922 | 4.564
18175 | IN | WH | 2023 | 967.1995 | 6395.6472 | 6.6125
18091 | IN | CO | 2023 | 42977.6532 | 478506.9014 | 11.1339
18179 | IN | WH | 2023 | 1566.1348 | 10695.6994 | 6.8294
18053 | IN | CO | 2023 | 28975.5176 | 398671.0806 | 13.7589
18125 | IN | WH | 2023 | 1052.1836 | 7810.8542 | 7.4235
18183 | IN | WH | 2023 | 2687.115 | 14723.5963 | 5.4793
18119 | IN | CO | 2023 | 8700.749 | 104754.3508 | 12.0397
18021 | IN | WH | 2023 | 433.014 | 2476.6123 | 5.7195
18089 | IN | CO | 2023 | 20234.3 | 263536.952 | 13.0243
18009 | IN | CO | 2023 | 11776.3626 | 148063.315 | 12.5729
18019 | IN | WH | 2023 | 1545.9005 | 9226.0613 | 5.9681
18095 | IN | CO | 2023 | 33710.3438 | 439262.1215 | 13.0305
18099 | IN | CO | 2023 | 33629.4066 | 415613.649 | 12.3586
18097 | IN | CO | 2023 | 1460.9165 | 17044.173 | 11.6668
18129 | IN | WH | 2023 | 6920.1306 | 40034.0299 | 5.7852
18998 | IN | CO | 2023 | 354541.3577 | 4505884.9521 | 12.7091
19083 | IA | CO | 2023 | 72195.9824 | 966590.0371 | 13.3884
19081 | IA | CO | 2023 | 73693.3206 | 947767.7834 | 12.861
19163 | IA | CO | 2023 | 41642.1894 | 549147.5051 | 13.1873
19167 | IA | CO | 2023 | 77456.9004 | 1027781.4122 | 13.2691
19165 | IA | CO | 2023 | 65923.3494 | 811007.9811 | 12.3023
19091 | IA | SB | 2023 | 43018.1218 | 164599.465 | 3.8263
19151 | IA | CO | 2023 | 71305.6732 | 976140.8702 | 13.6895
19161 | IA | CO | 2023 | 64345.074 | 804124.2689 | 12.4971
19153 | IA | CO | 2023 | 29420.6722 | 381144.2858 | 12.955
19079 | IA | CO | 2023 | 72600.6684 | 982033.9375 | 13.5265
19155 | IA | CO | 2023 | 96112.925 | 1197511.9099 | 12.4594
19169 | IA | CO | 2023 | 60945.7116 | 808696.4762 | 13.2691
19087 | IA | SB | 2023 | 29056.4548 | 124864.8058 | 4.2973
19089 | IA | SB | 2023 | 34034.0926 | 116727.3653 | 3.4297
19009 | IA | SB | 2023 | 39821.1024 | 143534.6525 | 3.6045
19081 | IA | SB | 2023 | 48845.6002 | 197747.9683 | 4.0484
19157 | IA | CO | 2023 | 56049.011 | 720859.2926 | 12.8612
19087 | IA | CO | 2023 | 30756.136 | 376648.2819 | 12.2463
19073 | IA | CO | 2023 | 65235.3832 | 851700.6266 | 13.0558
19129 | IA | SB | 2023 | 36785.9574 | 131859.1944 | 3.5845
19075 | IA | CO | 2023 | 63333.359 | 846340.9835 | 13.3633
19149 | IA | CO | 2023 | 85793.432 | 1107693.4364 | 12.9112
19127 | IA | CO | 2023 | 54511.2042 | 740087.9647 | 13.5768
19085 | IA | SB | 2023 | 53661.3636 | 199925.2099 | 3.7257
19127 | IA | SB | 2023 | 48845.6002 | 202673.9774 | 4.1493
19117 | IA | CO | 2023 | 14083.0728 | 153727.7719 | 10.9158
19015 | IA | CO | 2023 | 60176.8082 | 855536.2005 | 14.217
19067 | IA | CO | 2023 | 51516.5278 | 620194.5272 | 12.0387
19069 | IA | CO | 2023 | 76283.311 | 1007892.3102 | 13.2125
19085 | IA | CO | 2023 | 69646.4606 | 831913.1292 | 11.9448
19083 | IA | SB | 2023 | 41601.7208 | 174016.0349 | 4.1829
19125 | IA | SB | 2023 | 29339.735 | 110495.0112 | 3.7661
19089 | IA | CO | 2023 | 50949.9674 | 588112.8723 | 11.5429
19061 | IA | CO | 2023 | 49452.6292 | 619254.6846 | 12.5222
19119 | IA | CO | 2023 | 61431.3348 | 771941.0093 | 12.5659
19123 | IA | CO | 2023 | 50626.2186 | 682884.5704 | 13.4888
19017 | IA | CO | 2023 | 47469.6678 | 595606.2121 | 12.5471
19171 | IA | CO | 2023 | 65640.0692 | 813294.0847 | 12.3902
19013 | IA | SB | 2023 | 38000.0154 | 130580.065 | 3.4363
19121 | IA | CO | 2023 | 25899.904 | 328386.0931 | 12.679
19107 | IA | CO | 2023 | 48198.1026 | 640159.8327 | 13.2818
19079 | IA | SB | 2023 | 50869.0302 | 212798.1509 | 4.1833
19121 | IA | SB | 2023 | 28651.7688 | 118033.7102 | 4.1196
19123 | IA | SB | 2023 | 43827.4938 | 184793.3808 | 4.2164
19071 | IA | CO | 2023 | 47510.1364 | 629211.9362 | 13.2437
19129 | IA | CO | 2023 | 38242.827 | 490394.6405 | 12.8232
19009 | IA | CO | 2023 | 42087.344 | 521993.6736 | 12.4026
19091 | IA | CO | 2023 | 51880.7452 | 670183.9944 | 12.9178
19131 | IA | SB | 2023 | 32860.5032 | 103636.7002 | 3.1538
19065 | IA | CO | 2023 | 72924.4172 | 942458.9427 | 12.9238
19093 | IA | SB | 2023 | 38728.4502 | 147943.5667 | 3.82
19095 | IA | SB | 2023 | 41399.3778 | 162041.2061 | 3.9141
19125 | IA | CO | 2023 | 29946.764 | 382896.9652 | 12.7859
19051 | IA | SB | 2023 | 19546.3338 | 70161.6106 | 3.5895
19011 | IA | SB | 2023 | 61107.586 | 221915.3501 | 3.6316
19111 | IA | SB | 2023 | 27640.0538 | 122878.0728 | 4.4457
19113 | IA | SB | 2023 | 39942.5082 | 129192.0734 | 3.2345
19007 | IA | CO | 2023 | 14568.696 | 158020.5666 | 10.8466
19113 | IA | CO | 2023 | 58112.9096 | 654740.094 | 11.2667
19041 | IA | SB | 2023 | 50828.5616 | 212281.056 | 4.1764
19043 | IA | SB | 2023 | 26385.5272 | 95118.2424 | 3.6049
19117 | IA | SB | 2023 | 15013.8506 | 52199.3674 | 3.4767
19011 | IA | CO | 2023 | 74259.881 | 930825.215 | 12.5347
19998 | IA | SB | 2023 | 686468.8618 | 2694908.0059 | 3.9258
19055 | IA | SB | 2023 | 26021.3098 | 91525.7938 | 3.5173
19093 | IA | CO | 2023 | 47267.3248 | 587427.0412 | 12.4278
19095 | IA | CO | 2023 | 47226.8562 | 632869.7021 | 13.4006
19097 | IA | CO | 2023 | 43058.5904 | 512417.4393 | 11.9005
19099 | IA | CO | 2023 | 67663.4992 | 925871.9904 | 13.6835
19998 | IA | CO | 2023 | 548025.7812 | 6841495.4774 | 12.4839
19099 | IA | SB | 2023 | 58517.5956 | 251063.172 | 4.2904
19057 | IA | CO | 2023 | 29623.0152 | 386554.7311 | 13.0491
19059 | IA | CO | 2023 | 36785.9574 | 464790.2793 | 12.635
19103 | IA | CO | 2023 | 42208.7498 | 538072.6028 | 12.7479
19105 | IA | CO | 2023 | 56089.4796 | 671377.8485 | 11.9698
19031 | IA | SB | 2023 | 46619.8272 | 194999.2008 | 4.1828
19035 | IA | SB | 2023 | 53459.0206 | 236911.1016 | 4.4316
19111 | IA | CO | 2023 | 29946.764 | 382896.9652 | 12.7859
19045 | IA | SB | 2023 | 48238.5712 | 190753.5797 | 3.9544
19047 | IA | SB | 2023 | 60905.243 | 219547.5998 | 3.6047
19133 | IA | SB | 2023 | 55887.1366 | 191297.8901 | 3.4229
19049 | IA | SB | 2023 | 42815.7788 | 175077.4402 | 4.0891
19005 | IA | SB | 2023 | 14285.4158 | 50158.2034 | 3.5111
19139 | IA | SB | 2023 | 30634.7302 | 128566.1165 | 4.1967
19173 | IA | CO | 2023 | 33143.7834 | 401312.8004 | 12.1082
19175 | IA | CO | 2023 | 23471.788 | 319698.8991 | 13.6206
19131 | IA | CO | 2023 | 58112.9096 | 626646.4198 | 10.7833
19133 | IA | CO | 2023 | 67096.9388 | 696575.7913 | 10.3816
19101 | IA | SB | 2023 | 26871.1504 | 104643.6744 | 3.8943
19183 | IA | CO | 2023 | 45891.3924 | 542390.7987 | 11.819
19187 | IA | CO | 2023 | 77982.9922 | 1041625.0401 | 13.3571
19141 | IA | CO | 2023 | 66247.0982 | 884442.7115 | 13.3507
19143 | IA | CO | 2023 | 44636.8658 | 570713.0831 | 12.7857
19145 | IA | CO | 2023 | 44839.2088 | 581457.7704 | 12.9676
19147 | IA | CO | 2023 | 63899.9194 | 849084.3079 | 13.2877
19073 | IA | SB | 2023 | 52244.9626 | 213260.8147 | 4.0819
19075 | IA | SB | 2023 | 48886.0688 | 210729.7714 | 4.3106
19197 | IA | CO | 2023 | 68553.8084 | 871361.1182 | 12.7106
19037 | IA | SB | 2023 | 35207.682 | 123123.0125 | 3.497
19171 | IA | SB | 2023 | 59691.185 | 225153.997 | 3.772
19173 | IA | SB | 2023 | 33872.2182 | 124592.6506 | 3.6783
19175 | IA | SB | 2023 | 21165.0778 | 85266.2242 | 4.0286
19135 | IA | SB | 2023 | 10481.3674 | 35870.0554 | 3.4223
19137 | IA | SB | 2023 | 34802.996 | 127804.0819 | 3.6722
19141 | IA | SB | 2023 | 56291.8226 | 247579.5854 | 4.3981
19177 | IA | CO | 2023 | 20031.957 | 238008.7942 | 11.8815
19179 | IA | CO | 2023 | 23107.5706 | 294297.7471 | 12.736
19181 | IA | CO | 2023 | 23795.5368 | 297523.6934 | 12.5033
19137 | IA | CO | 2023 | 37797.6724 | 489200.7864 | 12.9426
19139 | IA | CO | 2023 | 35329.0878 | 469895.9108 | 13.3005
19153 | IA | SB | 2023 | 25211.9378 | 103772.7778 | 4.116
19189 | IA | CO | 2023 | 47833.8852 | 634419.1724 | 13.263
19019 | IA | CO | 2023 | 73652.852 | 881597.7825 | 11.9696
19191 | IA | CO | 2023 | 57870.098 | 709403.3731 | 12.2585
19193 | IA | CO | 2023 | 77133.1516 | 814818.1539 | 10.5638
19195 | IA | CO | 2023 | 44555.9286 | 524660.7946 | 11.7753
19165 | IA | SB | 2023 | 55482.4506 | 198863.8046 | 3.5843
19021 | IA | CO | 2023 | 62766.7986 | 835215.2789 | 13.3066
19023 | IA | CO | 2023 | 63454.7648 | 729267.0739 | 11.4927
19169 | IA | SB | 2023 | 47429.1992 | 204470.2018 | 4.3111
19017 | IA | SB | 2023 | 28004.2712 | 102629.7259 | 3.6648
19177 | IA | SB | 2023 | 21286.4836 | 84885.2069 | 3.9878
19035 | IA | CO | 2023 | 57101.1946 | 758757.8114 | 13.2879
19143 | IA | SB | 2023 | 40428.1314 | 168300.7757 | 4.163
19057 | IA | SB | 2023 | 26021.3098 | 114795.0634 | 4.4116
19059 | IA | SB | 2023 | 31970.194 | 122116.0382 | 3.8197
19135 | IA | CO | 2023 | 11452.6138 | 130180.904 | 11.3669
19149 | IA | SB | 2023 | 78590.0212 | 317632.3339 | 4.0416
19015 | IA | SB | 2023 | 45446.2378 | 211192.4352 | 4.6471
19151 | IA | SB | 2023 | 58274.784 | 242980.1626 | 4.1696
19055 | IA | CO | 2023 | 69484.5862 | 867474.742 | 12.4844
19101 | IA | CO | 2023 | 28530.363 | 349392.8458 | 12.2464
19163 | IA | SB | 2023 | 28570.8316 | 127341.4181 | 4.457
19025 | IA | CO | 2023 | 63940.388 | 809102.8947 | 12.654
19027 | IA | CO | 2023 | 66813.6586 | 824902.4112 | 12.3463
19145 | IA | SB | 2023 | 46053.2668 | 177145.8197 | 3.8465
19031 | IA | CO | 2023 | 60621.9628 | 782711.0977 | 12.9113
19179 | IA | SB | 2023 | 21933.9812 | 91008.6989 | 4.1492
19147 | IA | SB | 2023 | 50059.6582 | 199299.253 | 3.9812
19103 | IA | SB | 2023 | 36178.9284 | 137465.5915 | 3.7996
19105 | IA | SB | 2023 | 31767.851 | 116427.9946 | 3.665
19107 | IA | SB | 2023 | 43018.1218 | 176764.8024 | 4.1091
19007 | IA | SB | 2023 | 17280.0922 | 58921.6008 | 3.4098
19043 | IA | CO | 2023 | 50545.2814 | 638000.7348 | 12.6224
19161 | IA | SB | 2023 | 55482.4506 | 216798.8323 | 3.9075
19061 | IA | SB | 2023 | 16956.3434 | 64963.4462 | 3.8312
19181 | IA | SB | 2023 | 26385.5272 | 102738.588 | 3.8937
19183 | IA | SB | 2023 | 38404.7014 | 155210.1106 | 4.0414
19041 | IA | CO | 2023 | 56979.7888 | 729241.6728 | 12.7983
19157 | IA | SB | 2023 | 50059.6582 | 200306.2272 | 4.0014
19005 | IA | CO | 2023 | 31565.508 | 364354.1243 | 11.5428
19189 | IA | SB | 2023 | 33062.8462 | 134961.7637 | 4.082
19045 | IA | CO | 2023 | 73652.852 | 915355.9135 | 12.428
19051 | IA | CO | 2023 | 19303.5222 | 217865.6807 | 11.2863
19037 | IA | CO | 2023 | 55077.7646 | 687609.1846 | 12.4843
19187 | IA | SB | 2023 | 64345.074 | 259636.0608 | 4.0351
19025 | IA | SB | 2023 | 57910.5666 | 223548.2813 | 3.8602
19027 | IA | SB | 2023 | 49250.2862 | 188140.8898 | 3.8201
19019 | IA | SB | 2023 | 33912.6868 | 118142.5723 | 3.4837
19047 | IA | CO | 2023 | 76849.8714 | 906363.9057 | 11.794
19049 | IA | CO | 2023 | 49088.4118 | 649812.2705 | 13.2376
19193 | IA | SB | 2023 | 64911.6344 | 195570.7267 | 3.0129
19065 | IA | SB | 2023 | 45608.1122 | 167157.7238 | 3.6651
19053 | IA | CO | 2023 | 16470.7202 | 212252.0261 | 12.8866
19021 | IA | SB | 2023 | 58072.441 | 238625.6794 | 4.1091
19023 | IA | SB | 2023 | 43220.4648 | 147943.5667 | 3.423
19067 | IA | SB | 2023 | 38242.827 | 135805.4448 | 3.5511
19069 | IA | SB | 2023 | 47833.8852 | 191080.1659 | 3.9947
19191 | IA | SB | 2023 | 27154.4306 | 96043.5701 | 3.5369
19195 | IA | SB | 2023 | 35207.682 | 120700.8312 | 3.4283
19197 | IA | SB | 2023 | 56089.4796 | 229345.187 | 4.0889
20183 | KS | CO | 2023 | 41642.1894 | 237602.3758 | 5.7058
20181 | KS | CO | 2023 | 70172.5524 | 431209.9564 | 6.145
20045 | KS | CO | 2023 | 11776.3626 | 97413.4179 | 8.2719
20179 | KS | CO | 2023 | 51556.9964 | 311646.7339 | 6.0447
20047 | KS | CO | 2023 | 22460.073 | 221777.4581 | 9.8743
20041 | KS | CO | 2023 | 8134.1886 | 53571.0296 | 6.5859
20159 | KS | CO | 2023 | 13435.5752 | 94822.5004 | 7.0576
20029 | KS | CO | 2023 | 26911.619 | 117404.1245 | 4.3626
20023 | KS | CO | 2023 | 33265.1892 | 235316.2721 | 7.0739
20015 | KS | CO | 2023 | 24159.7542 | 147098.0712 | 6.0886
20039 | KS | CO | 2023 | 44717.803 | 290512.9754 | 6.4966
20045 | KS | WH | 2023 | 2343.1319 | 6994.3886 | 2.9851
20101 | KS | SG | 2023 | 29946.764 | 63528.2812 | 2.1214
20049 | KS | CO | 2023 | 1849.415 | 11481.3207 | 6.2081
20005 | KS | CO | 2023 | 27842.3968 | 320156.1198 | 11.4989
20035 | KS | CO | 2023 | 11452.6138 | 79708.815 | 6.9599
20191 | KS | CO | 2023 | 20031.957 | 151517.8717 | 7.5638
20193 | KS | CO | 2023 | 91256.693 | 622633.0378 | 6.8229
20197 | KS | CO | 2023 | 10805.1162 | 66322.4079 | 6.1381
20199 | KS | CO | 2023 | 35207.682 | 196681.1199 | 5.5863
20151 | KS | CO | 2023 | 23795.5368 | 270649.2746 | 11.374
20153 | KS | CO | 2023 | 44677.3344 | 291935.4399 | 6.5343
20155 | KS | CO | 2023 | 18736.9618 | 219567.5579 | 11.7184
20099 | KS | SB | 2023 | 28247.0828 | 38754.9005 | 1.372
20161 | KS | CO | 2023 | 10602.7732 | 95508.3315 | 9.0079
20163 | KS | CO | 2023 | 4937.1692 | 22099.0022 | 4.476
20167 | KS | CO | 2023 | 1234.2923 | 4262.3133 | 3.4532
20169 | KS | CO | 2023 | 4613.4204 | 29871.7548 | 6.475
20031 | KS | CO | 2023 | 12504.7974 | 72063.0682 | 5.7628
20037 | KS | CO | 2023 | 16632.5946 | 117658.1361 | 7.0739
20175 | KS | CO | 2023 | 21165.0778 | 240650.514 | 11.3702
20177 | KS | CO | 2023 | 14366.353 | 124338.639 | 8.6549
20095 | KS | WH | 2023 | 56332.2912 | 81456.0514 | 1.446
20189 | KS | CO | 2023 | 44313.117 | 417213.9216 | 9.4151
20053 | KS | CO | 2023 | 1638.9783 | 10008.0539 | 6.1063
20021 | KS | SB | 2023 | 38809.3874 | 78299.051 | 2.0175
20059 | KS | CO | 2023 | 14366.353 | 105694.1935 | 7.3571
20061 | KS | CO | 2023 | 4775.2948 | 37288.8911 | 7.8087
20063 | KS | CO | 2023 | 35126.7448 | 127005.76 | 3.6156
20065 | KS | CO | 2023 | 20760.3918 | 82756.9532 | 3.9863
20203 | KS | CO | 2023 | 26264.1214 | 124795.8598 | 4.7516
20205 | KS | CO | 2023 | 17118.2178 | 108843.9363 | 6.3584
20021 | KS | CO | 2023 | 22864.759 | 170060.7126 | 7.4377
20077 | KS | WH | 2023 | 65316.3204 | 94437.8544 | 1.4459
20079 | KS | WH | 2023 | 34236.4356 | 74135.0765 | 2.1654
20081 | KS | WH | 2023 | 13192.7636 | 37884.0038 | 2.8716
20083 | KS | WH | 2023 | 29987.2326 | 65344.4635 | 2.1791
20085 | KS | WH | 2023 | 1780.6184 | 6831.0955 | 3.8364
20009 | KS | WH | 2023 | 23350.3822 | 27487.6752 | 1.1772
20013 | KS | CO | 2023 | 50262.0012 | 595072.7879 | 11.8394
20131 | KS | CO | 2023 | 48440.9142 | 515287.7695 | 10.6374
20099 | KS | WH | 2023 | 21853.044 | 95227.1045 | 4.3576
20998 | KS | WH | 2023 | 656890.3621 | 1631488.7774 | 2.4837
20207 | KS | SB | 2023 | 14447.2902 | 14478.6566 | 1.0022
20139 | KS | CO | 2023 | 14528.2274 | 92180.7806 | 6.3449
20143 | KS | CO | 2023 | 9469.6524 | 55628.5229 | 5.8744
20085 | KS | SB | 2023 | 19627.271 | 53859.5141 | 2.7441
20087 | KS | SB | 2023 | 18817.899 | 58458.937 | 3.1066
20089 | KS | SB | 2023 | 43099.059 | 68120.4466 | 1.5806
20009 | KS | SB | 2023 | 10076.6814 | 11512.165 | 1.1425
20091 | KS | SB | 2023 | 9631.5268 | 18071.1053 | 1.8762
20027 | KS | WH | 2023 | 17118.2178 | 45694.8581 | 2.6694
20029 | KS | WH | 2023 | 19910.5512 | 34944.7277 | 1.7551
20998 | KS | SB | 2023 | 251577.0988 | 561317.3784 | 2.2312
20003 | KS | WH | 2023 | 5099.0436 | 18288.8294 | 3.5867
20031 | KS | WH | 2023 | 6313.1016 | 21282.5366 | 3.3712
20033 | KS | WH | 2023 | 10521.836 | 11593.8115 | 1.1019
20035 | KS | WH | 2023 | 24928.6576 | 38727.685 | 1.5535
20017 | KS | CO | 2023 | 2525.2406 | 17450.5914 | 6.9105
20037 | KS | WH | 2023 | 14771.039 | 55220.2901 | 3.7384
20039 | KS | WH | 2023 | 34276.9042 | 89430.1987 | 2.6091
20173 | KS | CO | 2023 | 21084.1406 | 174810.7281 | 8.2911
20041 | KS | WH | 2023 | 50464.3442 | 131668.6858 | 2.6091
20143 | KS | SB | 2023 | 27275.8364 | 32114.3136 | 1.1774
20047 | KS | WH | 2023 | 25980.8412 | 40197.323 | 1.5472
20005 | KS | WH | 2023 | 1129.0739 | 5170.9488 | 4.5798
20019 | KS | CO | 2023 | 768.9034 | 4450.2818 | 5.7878
20103 | KS | WH | 2023 | 1112.8865 | 4735.5005 | 4.2552
20105 | KS | WH | 2023 | 26142.7156 | 45722.0736 | 1.7489
20011 | KS | WH | 2023 | 4532.4832 | 16982.4845 | 3.7468
20113 | KS | WH | 2023 | 72762.5428 | 170287.5086 | 2.3403
20115 | KS | WH | 2023 | 45405.7692 | 126715.4611 | 2.7907
20117 | KS | WH | 2023 | 4572.9518 | 19295.8037 | 4.2196
20121 | KS | WH | 2023 | 2889.458 | 9960.8803 | 3.4473
20125 | KS | WH | 2023 | 17401.498 | 64119.7651 | 3.6847
20127 | KS | WH | 2023 | 8579.3432 | 25392.0802 | 2.9597
20013 | KS | WH | 2023 | 1064.3242 | 5116.5178 | 4.8073
20131 | KS | WH | 2023 | 2080.086 | 9117.1992 | 4.3831
20133 | KS | WH | 2023 | 12302.4544 | 42782.7974 | 3.4776
20135 | KS | WH | 2023 | 30391.9186 | 57234.2386 | 1.8832
20139 | KS | WH | 2023 | 4734.8262 | 19323.0192 | 4.081
20143 | KS | WH | 2023 | 27316.305 | 68882.4811 | 2.5217
20015 | KS | WH | 2023 | 18696.4932 | 53805.083 | 2.8778
20027 | KS | SB | 2023 | 39173.6048 | 57424.7472 | 1.4659
20029 | KS | SB | 2023 | 33872.2182 | 45776.5046 | 1.3514
20031 | KS | SB | 2023 | 30634.7302 | 42238.487 | 1.3788
20067 | KS | CO | 2023 | 18332.2758 | 173058.0486 | 9.4401
20069 | KS | CO | 2023 | 30027.7012 | 383938.4125 | 12.7861
20071 | KS | CO | 2023 | 19708.2082 | 87583.1721 | 4.444
20073 | KS | CO | 2023 | 2460.4909 | 10236.6643 | 4.1604
20077 | KS | CO | 2023 | 1019.8087 | 6502.6949 | 6.3764
20081 | KS | CO | 2023 | 31686.9138 | 366945.0418 | 11.5803
20085 | KS | CO | 2023 | 17684.7782 | 189492.5939 | 10.715
20087 | KS | CO | 2023 | 18129.9328 | 210854.9628 | 11.6302
20009 | KS | CO | 2023 | 9955.2756 | 78616.5654 | 7.897
20091 | KS | CO | 2023 | 4613.4204 | 39270.181 | 8.5122
20095 | KS | CO | 2023 | 4856.232 | 41454.6801 | 8.5364
20097 | KS | CO | 2023 | 12464.3288 | 109377.3605 | 8.7752
20099 | KS | CO | 2023 | 15418.5366 | 91748.961 | 5.9506
20998 | KS | CO | 2023 | 570044.7465 | 3980893.9426 | 6.9835
20133 | KS | CO | 2023 | 14042.6042 | 76406.6652 | 5.4411
20077 | KS | SB | 2023 | 6839.1934 | 10205.82 | 1.4923
20203 | KS | WH | 2023 | 41439.8464 | 107855.1058 | 2.6027
20205 | KS | WH | 2023 | 17563.3724 | 67929.9379 | 3.8677
20207 | KS | WH | 2023 | 6191.6958 | 25283.2181 | 4.0834
20021 | KS | WH | 2023 | 27275.8364 | 146555.5752 | 5.3731
20025 | KS | WH | 2023 | 13516.5124 | 24004.0886 | 1.7759
20123 | KS | SB | 2023 | 23552.7252 | 13634.9755 | 0.57891
20125 | KS | SB | 2023 | 25090.532 | 30535.8134 | 1.217
20127 | KS | SB | 2023 | 17482.4352 | 17635.657 | 1.0088
20013 | KS | SB | 2023 | 48440.9142 | 193230.192 | 3.989
20133 | KS | SB | 2023 | 22338.6672 | 40714.4179 | 1.8226
20051 | KS | WH | 2023 | 23997.8798 | 45341.0563 | 1.8894
20053 | KS | WH | 2023 | 22743.3532 | 43272.6768 | 1.9027
20001 | KS | WH | 2023 | 6758.2562 | 25718.6664 | 3.8055
20059 | KS | WH | 2023 | 3164.6445 | 12546.3547 | 3.9645
20063 | KS | WH | 2023 | 23148.0392 | 45912.5822 | 1.9834
20065 | KS | WH | 2023 | 18048.9956 | 26208.5458 | 1.4521
20067 | KS | WH | 2023 | 12990.4206 | 44198.0045 | 3.4024
20069 | KS | WH | 2023 | 31282.2278 | 100343.6222 | 3.2077
20071 | KS | WH | 2023 | 64992.5716 | 158231.0333 | 2.4346
20073 | KS | WH | 2023 | 3184.8788 | 8790.613 | 2.7601
20075 | KS | WH | 2023 | 16349.3144 | 31216.2014 | 1.9093
20177 | KS | SB | 2023 | 15539.9424 | 35842.8398 | 2.3065
20183 | KS | SB | 2023 | 30998.9476 | 52525.9536 | 1.6944
20189 | KS | SB | 2023 | 2326.9445 | 8872.2595 | 3.8128
20019 | KS | SB | 2023 | 2561.6624 | 1809.8321 | 0.70651
20191 | KS | SB | 2023 | 63211.9532 | 67167.9034 | 1.0626
20197 | KS | SB | 2023 | 12019.1742 | 15431.1998 | 1.2839
20201 | KS | SB | 2023 | 48319.5084 | 84150.3878 | 1.7415
20205 | KS | SB | 2023 | 29663.4838 | 45096.1166 | 1.5203
20159 | KS | SG | 2023 | 19870.0826 | 56873.1793 | 2.8623
20163 | KS | SG | 2023 | 23633.6624 | 89005.6366 | 3.7661
20167 | KS | SG | 2023 | 17603.841 | 53037.6054 | 3.0128
20151 | KS | WH | 2023 | 41601.7208 | 57343.1006 | 1.3784
20153 | KS | WH | 2023 | 50383.407 | 160598.7835 | 3.1875
20155 | KS | WH | 2023 | 75352.5332 | 128212.3147 | 1.7015
20035 | KS | SB | 2023 | 28773.1746 | 25147.1405 | 0.87398
20037 | KS | SB | 2023 | 30391.9186 | 56608.2816 | 1.8626
20041 | KS | SB | 2023 | 42330.1556 | 42428.9957 | 1.0023
20049 | KS | SB | 2023 | 3747.3924 | 5279.8109 | 1.4089
20005 | KS | SB | 2023 | 26952.0876 | 92614.4146 | 3.4363
20053 | KS | SB | 2023 | 5260.918 | 4599.4229 | 0.87426
20059 | KS | SB | 2023 | 29784.8896 | 52689.2467 | 1.769
20061 | KS | SB | 2023 | 6717.7876 | 10069.7424 | 1.499
20073 | KS | SB | 2023 | 11209.8022 | 10477.9752 | 0.93472
20197 | KS | WH | 2023 | 987.4338 | 3374.7245 | 3.4177
20199 | KS | WH | 2023 | 30351.45 | 73291.3954 | 2.4148
20201 | KS | WH | 2023 | 10076.6814 | 26643.9941 | 2.6441
20111 | KS | SB | 2023 | 34236.4356 | 55247.5056 | 1.6137
20113 | KS | SB | 2023 | 34398.31 | 40034.0299 | 1.1638
20115 | KS | SB | 2023 | 35005.339 | 26371.8389 | 0.75337
20117 | KS | SB | 2023 | 61390.8662 | 153577.1794 | 2.5016
20119 | KS | SB | 2023 | 5139.5122 | 21282.5366 | 4.141
20121 | KS | SB | 2023 | 21165.0778 | 40714.4179 | 1.9237
20139 | KS | SB | 2023 | 31970.194 | 47300.5738 | 1.4795
20079 | KS | SG | 2023 | 3844.517 | 12929.1864 | 3.363
20015 | KS | SB | 2023 | 29299.2664 | 23840.7955 | 0.8137
20151 | KS | SB | 2023 | 7648.5654 | 18016.6742 | 2.3556
20115 | KS | SG | 2023 | 5827.4784 | 17399.7891 | 2.9858
20117 | KS | SG | 2023 | 1250.4797 | 8458.5836 | 6.7643
20119 | KS | SG | 2023 | 22136.3242 | 94898.7039 | 4.287
20123 | KS | SG | 2023 | 22136.3242 | 59337.0911 | 2.6805
20129 | KS | SG | 2023 | 33022.3776 | 56161.9471 | 1.7007
20133 | KS | SG | 2023 | 590.8416 | 2504.5536 | 4.239
20135 | KS | SG | 2023 | 36381.2714 | 79251.5942 | 2.1784
20139 | KS | SG | 2023 | 1027.9024 | 4521.4051 | 4.3987
20143 | KS | SG | 2023 | 12626.2032 | 42242.1158 | 3.3456
20145 | KS | SG | 2023 | 30594.2616 | 112908.1206 | 3.6905
20149 | KS | SG | 2023 | 845.7937 | 4953.2246 | 5.8563
20151 | KS | SG | 2023 | 18251.3386 | 45239.4517 | 2.4787
20191 | KS | WH | 2023 | 116347.225 | 203626.5206 | 1.7502
20105 | KS | SB | 2023 | 13071.3578 | 13798.2686 | 1.0556
20107 | KS | SB | 2023 | 27559.1166 | 49287.3067 | 1.7884
20001 | KS | CO | 2023 | 13637.9182 | 82782.3544 | 6.07
20101 | KS | CO | 2023 | 7729.5026 | 31980.0504 | 4.1374
20103 | KS | CO | 2023 | 9874.3384 | 100029.7366 | 10.1303
20105 | KS | CO | 2023 | 2136.7421 | 9119.0136 | 4.2677
20109 | KS | CO | 2023 | 41682.658 | 221345.6385 | 5.3103
20011 | KS | CO | 2023 | 5827.4784 | 42419.9238 | 7.2793
20111 | KS | CO | 2023 | 10562.3046 | 62131.2178 | 5.8824
20113 | KS | CO | 2023 | 21488.8266 | 126370.7312 | 5.8808
20115 | KS | CO | 2023 | 23997.8798 | 136480.3897 | 5.6872
20117 | KS | CO | 2023 | 61107.586 | 520774.4183 | 8.5223
20119 | KS | CO | 2023 | 26952.0876 | 357114.796 | 13.25
20121 | KS | CO | 2023 | 8012.7828 | 68913.3254 | 8.6004
20123 | KS | CO | 2023 | 9510.121 | 36704.6646 | 3.8595
20125 | KS | CO | 2023 | 9914.807 | 73688.742 | 7.4322
20127 | KS | CO | 2023 | 7001.0678 | 36831.6704 | 5.2609
20185 | KS | WH | 2023 | 41844.5324 | 84150.3878 | 2.011
20019 | KS | WH | 2023 | 1837.2744 | 5660.8282 | 3.0811
20081 | KS | SG | 2023 | 39942.5082 | 143414.9042 | 3.5905
20083 | KS | SG | 2023 | 21650.701 | 47982.7761 | 2.2162
20157 | KS | SB | 2023 | 42532.4986 | 60745.0406 | 1.4282
20159 | KS | SB | 2023 | 18453.6816 | 20983.1659 | 1.1371
20011 | KS | SB | 2023 | 16754.0004 | 26018.0371 | 1.5529
20053 | KS | SG | 2023 | 12666.6718 | 34189.9506 | 2.6992
20057 | KS | SG | 2023 | 50828.5616 | 209280.0913 | 4.1174
20061 | KS | SG | 2023 | 550.373 | 2248.002 | 4.0845
20063 | KS | SG | 2023 | 17077.7492 | 50929.3098 | 2.9822
20065 | KS | SG | 2023 | 19951.0198 | 52961.4019 | 2.6546
20067 | KS | SG | 2023 | 29623.0152 | 115092.6197 | 3.8852
20071 | KS | SG | 2023 | 26911.619 | 101350.5965 | 3.7661
20001 | KS | SB | 2023 | 27801.9282 | 43381.5389 | 1.5604
20103 | KS | SB | 2023 | 13192.7636 | 33447.8741 | 2.5353
20031 | KS | SG | 2023 | 590.8416 | 2540.1152 | 4.2991
20161 | KS | SB | 2023 | 14406.8216 | 27814.2614 | 1.9306
20167 | KS | SB | 2023 | 2739.7242 | 2629.0192 | 0.95959
20169 | KS | SB | 2023 | 21691.1696 | 20139.4848 | 0.92846
20017 | KS | SB | 2023 | 7648.5654 | 10858.9925 | 1.4197
20173 | KS | SB | 2023 | 35895.6482 | 59384.2646 | 1.6544
20175 | KS | SB | 2023 | 2156.9764 | 7457.0525 | 3.4572
20169 | KS | WH | 2023 | 43099.059 | 110712.7354 | 2.5688
20017 | KS | WH | 2023 | 3557.1899 | 12464.7082 | 3.5041
20173 | KS | WH | 2023 | 55361.0448 | 76693.3354 | 1.3853
20177 | KS | WH | 2023 | 1007.6681 | 4000.6814 | 3.9702
20183 | KS | WH | 2023 | 26183.1842 | 43327.1078 | 1.6548
20035 | KS | SG | 2023 | 4330.1402 | 20828.9446 | 4.8102
20173 | KS | SG | 2023 | 11047.9278 | 29947.9582 | 2.7107
20155 | KS | SB | 2023 | 27882.8654 | 52117.7208 | 1.8692
20089 | KS | SG | 2023 | 12545.266 | 49760.8568 | 3.9665
20175 | KS | SG | 2023 | 17644.3096 | 69218.1392 | 3.923
20159 | KS | WH | 2023 | 51152.3104 | 105269.6314 | 2.058
20165 | KS | WH | 2023 | 34438.7786 | 92178.9662 | 2.6766
20167 | KS | WH | 2023 | 14932.9134 | 23187.623 | 1.5528
20009 | KS | SG | 2023 | 33953.1554 | 92485.5944 | 2.7239
20189 | KS | SG | 2023 | 26385.5272 | 71047.0221 | 2.6927
20093 | KS | SG | 2023 | 34317.3728 | 105770.3969 | 3.0821
20041 | KS | SG | 2023 | 12869.0148 | 29719.3478 | 2.3094
20193 | KS | SG | 2023 | 18372.7444 | 63299.6708 | 3.4453
20069 | KS | SG | 2023 | 54551.6728 | 278117.2132 | 5.0982
20025 | KS | SG | 2023 | 12181.0486 | 62994.857 | 5.1715
20095 | KS | SG | 2023 | 9186.3722 | 25426.5532 | 2.7679
20051 | KS | SG | 2023 | 24443.0344 | 87760.9802 | 3.5904
20047 | KS | SG | 2023 | 16430.2516 | 37644.5073 | 2.2912
20998 | KS | SG | 2023 | 516298.3988 | 1662807.6721 | 3.2206
20181 | KS | SG | 2023 | 11290.7394 | 42724.7377 | 3.7841
21007 | KY | WH | 2023 | 4815.7634 | 30699.1066 | 6.3747
21075 | KY | WH | 2023 | 4046.86 | 24112.9507 | 5.9584
21211 | KY | SB | 2023 | 11412.1452 | 42129.625 | 3.6916
21221 | KY | SB | 2023 | 10764.6476 | 39299.2109 | 3.6508
21177 | KY | SB | 2023 | 10076.6814 | 37149.1848 | 3.6866
21209 | KY | SB | 2023 | 1327.3701 | 5307.0264 | 3.9982
21179 | KY | SB | 2023 | 9186.3722 | 32250.3912 | 3.5107
21207 | KY | SB | 2023 | 3743.3455 | 13281.1738 | 3.5479
21213 | KY | SB | 2023 | 17644.3096 | 59792.4974 | 3.3888
21135 | KY | SB | 2023 | 4208.7344 | 14070.4238 | 3.3431
21183 | KY | SB | 2023 | 16227.9086 | 66242.5757 | 4.082
21215 | KY | SB | 2023 | 4451.546 | 15458.4154 | 3.4726
21197 | KY | SB | 2023 | 441.1077 | 1303.6234 | 2.9553
21185 | KY | SB | 2023 | 1732.0561 | 5497.535 | 3.174
21155 | KY | CO | 2023 | 5948.8842 | 75035.003 | 12.6133
21187 | KY | SB | 2023 | 870.0749 | 3020.9227 | 3.472
21105 | KY | WH | 2023 | 5260.918 | 31052.9083 | 5.9026
21107 | KY | WH | 2023 | 748.6691 | 4109.5435 | 5.4891
21225 | KY | SB | 2023 | 23916.9426 | 106331.0366 | 4.4458
21227 | KY | SB | 2023 | 14123.5414 | 56227.2643 | 3.9811
21137 | KY | SB | 2023 | 5746.5412 | 18234.3984 | 3.1731
21001 | KY | WH | 2023 | 728.4348 | 3565.2331 | 4.8944
21217 | KY | SB | 2023 | 5463.261 | 20057.8382 | 3.6714
21135 | KY | CO | 2023 | 809.372 | 8255.3744 | 10.1997
21137 | KY | CO | 2023 | 3884.9856 | 42445.325 | 10.9255
21139 | KY | CO | 2023 | 8336.5316 | 86135.3064 | 10.3323
21149 | KY | CO | 2023 | 19263.0536 | 228991.3853 | 11.8876
21151 | KY | CO | 2023 | 526.0918 | 5486.6488 | 10.4291
21217 | KY | CO | 2023 | 5948.8842 | 79124.5885 | 13.3007
21219 | KY | CO | 2023 | 19384.4594 | 243597.0477 | 12.5666
21191 | KY | SB | 2023 | 967.1995 | 3157.0003 | 3.2641
21219 | KY | SB | 2023 | 21853.044 | 82898.4739 | 3.7935
21229 | KY | CO | 2023 | 2387.6474 | 29211.3248 | 12.2344
21169 | KY | SB | 2023 | 2978.489 | 12437.4926 | 4.1758
21017 | KY | SB | 2023 | 4289.6716 | 14533.0877 | 3.3879
21171 | KY | SB | 2023 | 3035.145 | 12029.2598 | 3.9633
21209 | KY | CO | 2023 | 1112.8865 | 14148.4417 | 12.7133
21211 | KY | CO | 2023 | 8174.6572 | 100664.7654 | 12.3142
21213 | KY | CO | 2023 | 16875.4062 | 192464.5287 | 11.405
21053 | KY | SB | 2023 | 967.1995 | 4027.897 | 4.1645
21055 | KY | SB | 2023 | 10076.6814 | 38074.5125 | 3.7785
21059 | KY | SB | 2023 | 31889.2568 | 127613.5733 | 4.0018
21221 | KY | CO | 2023 | 8660.2804 | 97261.011 | 11.2307
21223 | KY | CO | 2023 | 1011.715 | 12598.9714 | 12.4531
21101 | KY | WH | 2023 | 1982.9614 | 11321.6563 | 5.7095
21227 | KY | CO | 2023 | 16187.44 | 212252.0261 | 13.1121
21105 | KY | CO | 2023 | 17441.9666 | 215681.1816 | 12.3656
21109 | KY | CO | 2023 | 40.4686 | 281.9528 | 6.9672
21011 | KY | CO | 2023 | 728.4348 | 8941.2055 | 12.2745
21117 | KY | CO | 2023 | 48.5623 | 416.5789 | 8.5782
21121 | KY | CO | 2023 | 89.0309 | 815.377 | 9.1584
21123 | KY | CO | 2023 | 8984.0292 | 116413.4796 | 12.9578
21125 | KY | CO | 2023 | 145.687 | 1358.9616 | 9.328
21091 | KY | SB | 2023 | 5867.947 | 26399.0544 | 4.4989
21093 | KY | SB | 2023 | 16470.7202 | 54730.4107 | 3.3229
21035 | KY | WH | 2023 | 6272.633 | 34400.4173 | 5.4842
21039 | KY | WH | 2023 | 4046.86 | 22670.5282 | 5.602
21145 | KY | CO | 2023 | 6029.8214 | 57406.6035 | 9.5204
21059 | KY | WH | 2023 | 2104.3672 | 13145.0962 | 6.2466
21061 | KY | WH | 2023 | 526.0918 | 2857.6296 | 5.4318
21123 | KY | SB | 2023 | 12545.266 | 46266.384 | 3.688
21161 | KY | CO | 2023 | 3075.6136 | 38254.1349 | 12.4379
21163 | KY | CO | 2023 | 7041.5364 | 91545.7518 | 13.0008
21167 | KY | CO | 2023 | 2569.7561 | 33351.7126 | 12.9786
21225 | KY | CO | 2023 | 30634.7302 | 367275.2568 | 11.9889
21093 | KY | WH | 2023 | 1902.0242 | 11022.2856 | 5.795
21998 | KY | WH | 2023 | 24260.9257 | 141768.3652 | 5.8435
21161 | KY | SB | 2023 | 4734.8262 | 16084.3723 | 3.397
21163 | KY | SB | 2023 | 9348.2466 | 35761.1933 | 3.8254
21185 | KY | CO | 2023 | 971.2464 | 11836.9368 | 12.1874
21187 | KY | CO | 2023 | 283.2802 | 3345.3317 | 11.8093
21205 | KY | CO | 2023 | 101.1715 | 985.5647 | 9.7415
21207 | KY | CO | 2023 | 1396.1667 | 15774.1154 | 11.2982
21039 | KY | SB | 2023 | 14447.2902 | 50430.3586 | 3.4906
21047 | KY | SB | 2023 | 33346.1264 | 126715.4611 | 3.8
21049 | KY | SB | 2023 | 1893.9305 | 6994.3886 | 3.6931
21051 | KY | SB | 2023 | 283.2802 | 911.7199 | 3.2184
21207 | KY | WH | 2023 | 222.5773 | 1094.0639 | 4.9154
21211 | KY | WH | 2023 | 890.3092 | 5089.3022 | 5.7163
21001 | KY | CO | 2023 | 4289.6716 | 54917.2906 | 12.8022
21101 | KY | CO | 2023 | 33386.595 | 363795.2989 | 10.8964
21069 | KY | SB | 2023 | 4815.7634 | 17009.7 | 3.5321
21007 | KY | SB | 2023 | 15944.6284 | 63276.084 | 3.9685
21231 | KY | CO | 2023 | 2630.459 | 35815.6243 | 13.6157
21233 | KY | CO | 2023 | 18696.4932 | 213242.671 | 11.4055
21139 | KY | WH | 2023 | 1456.8696 | 8926.6906 | 6.1273
21141 | KY | WH | 2023 | 23876.474 | 131668.6858 | 5.5146
21231 | KY | SB | 2023 | 4289.6716 | 15839.4326 | 3.6925
21233 | KY | SB | 2023 | 17077.7492 | 67766.6448 | 3.9681
21239 | KY | SB | 2023 | 1489.2445 | 6150.7075 | 4.1301
21027 | KY | SB | 2023 | 14204.4786 | 49586.6774 | 3.4909
21029 | KY | SB | 2023 | 1732.0561 | 5497.535 | 3.174
21031 | KY | SB | 2023 | 11533.551 | 45531.565 | 3.9477
21033 | KY | SB | 2023 | 13880.7298 | 54131.6693 | 3.8998
21035 | KY | SB | 2023 | 17401.498 | 59329.8336 | 3.4095
21117 | KY | SB | 2023 | 121.4058 | 432.7268 | 3.5643
21083 | KY | WH | 2023 | 11128.865 | 68773.619 | 6.1798
21085 | KY | WH | 2023 | 647.4976 | 2884.8451 | 4.4554
21149 | KY | SB | 2023 | 20396.1744 | 77918.0338 | 3.8202
21015 | KY | SB | 2023 | 643.4507 | 2250.7235 | 3.4979
21075 | KY | SB | 2023 | 21893.5126 | 73481.904 | 3.3563
21077 | KY | SB | 2023 | 724.3879 | 2541.9296 | 3.5091
21079 | KY | SB | 2023 | 728.4348 | 2664.3994 | 3.6577
21081 | KY | SB | 2023 | 242.8116 | 699.4389 | 2.8806
21083 | KY | SB | 2023 | 35693.3052 | 126252.7973 | 3.5372
21085 | KY | SB | 2023 | 9995.7442 | 32413.6843 | 3.2427
21087 | KY | SB | 2023 | 4775.2948 | 17853.3811 | 3.7387
21009 | KY | SB | 2023 | 11938.237 | 45531.565 | 3.8139
21003 | KY | WH | 2023 | 1375.9324 | 6885.5266 | 5.0043
21099 | KY | SB | 2023 | 7162.9422 | 24466.7525 | 3.4157
21998 | KY | SB | 2023 | 154699.3172 | 548052.534 | 3.5427
21183 | KY | WH | 2023 | 465.3889 | 2732.4382 | 5.8713
21049 | KY | CO | 2023 | 1254.5266 | 13767.4244 | 10.9742
21151 | KY | SB | 2023 | 728.4348 | 2639.9054 | 3.6241
21155 | KY | SB | 2023 | 7689.034 | 29474.4082 | 3.8333
21053 | KY | CO | 2023 | 1031.9493 | 12624.3725 | 12.2335
21055 | KY | CO | 2023 | 8579.3432 | 91698.1587 | 10.6882
21065 | KY | SB | 2023 | 384.4517 | 1211.0906 | 3.1502
21219 | KY | WH | 2023 | 16592.126 | 97513.2082 | 5.8771
21221 | KY | WH | 2023 | 8093.72 | 53505.7123 | 6.6108
21183 | KY | CO | 2023 | 14002.1356 | 165590.1099 | 11.8261
21157 | KY | WH | 2023 | 3277.9566 | 19295.8037 | 5.8865
21225 | KY | WH | 2023 | 2670.9276 | 15349.5533 | 5.7469
21163 | KY | WH | 2023 | 849.8406 | 4163.9746 | 4.8997
21017 | KY | WH | 2023 | 323.7488 | 1769.0088 | 5.4641
21093 | KY | CO | 2023 | 13395.1066 | 161678.3325 | 12.07
21047 | KY | WH | 2023 | 26709.276 | 167538.7411 | 6.2727
21097 | KY | CO | 2023 | 2003.1957 | 24613.7163 | 12.2872
21011 | KY | SB | 2023 | 2496.9126 | 8436.8112 | 3.3789
21998 | KY | CO | 2023 | 81439.0106 | 932341.6638 | 11.4483
21009 | KY | WH | 2023 | 1902.0242 | 10559.6218 | 5.5518
21171 | KY | CO | 2023 | 2812.5677 | 31446.6262 | 11.1808
21173 | KY | CO | 2023 | 376.358 | 3525.6799 | 9.3679
21175 | KY | CO | 2023 | 93.0778 | 848.3985 | 9.1149
21001 | KY | SB | 2023 | 4775.2948 | 16710.3293 | 3.4993
21101 | KY | SB | 2023 | 32739.0974 | 132403.5048 | 4.0442
21149 | KY | WH | 2023 | 3197.0194 | 17309.0707 | 5.4141
21155 | KY | WH | 2023 | 2104.3672 | 12709.6478 | 6.0397
21031 | KY | CO | 2023 | 7891.377 | 93958.8612 | 11.9065
21033 | KY | CO | 2023 | 13921.1984 | 169247.8758 | 12.1576
21177 | KY | CO | 2023 | 7567.6282 | 86770.3352 | 11.466
21227 | KY | WH | 2023 | 6879.662 | 44252.4355 | 6.4324
21229 | KY | WH | 2023 | 586.7947 | 3347.509 | 5.7047
21091 | KY | CO | 2023 | 2387.6474 | 31853.0446 | 13.3408
21043 | KY | CO | 2023 | 323.7488 | 2982.0952 | 9.2111
21045 | KY | CO | 2023 | 2630.459 | 32488.0734 | 12.3507
21047 | KY | CO | 2023 | 31970.194 | 396511.9827 | 12.4026
21067 | KY | CO | 2023 | 1315.2295 | 15875.72 | 12.0707
21069 | KY | CO | 2023 | 1537.8068 | 16028.1269 | 10.4227
21035 | KY | CO | 2023 | 15823.2226 | 161094.106 | 10.1809
21213 | KY | WH | 2023 | 13759.324 | 81510.4824 | 5.924
21065 | KY | CO | 2023 | 263.0459 | 2918.5924 | 11.0954
21085 | KY | CO | 2023 | 4613.4204 | 48694.0084 | 10.5549
21087 | KY | CO | 2023 | 5665.604 | 71148.6268 | 12.558
21007 | KY | CO | 2023 | 14285.4158 | 155937.6721 | 10.9159
21231 | KY | WH | 2023 | 849.8406 | 5252.5954 | 6.1807
21233 | KY | WH | 2023 | 404.686 | 2618.133 | 6.4695
21239 | KY | WH | 2023 | 263.0459 | 1771.7304 | 6.7354
21027 | KY | WH | 2023 | 930.7778 | 4436.1298 | 4.766
21169 | KY | CO | 2023 | 3035.145 | 34647.1713 | 11.4153
21039 | KY | CO | 2023 | 10279.0244 | 113873.3644 | 11.0782
21009 | KY | CO | 2023 | 11735.894 | 142170.2477 | 12.1141
21027 | KY | CO | 2023 | 9995.7442 | 109732.9766 | 10.978
21099 | KY | CO | 2023 | 2630.459 | 32615.0792 | 12.399
21059 | KY | CO | 2023 | 26830.6818 | 313755.0295 | 11.6939
21061 | KY | CO | 2023 | 1780.6184 | 20879.7469 | 11.7261
21075 | KY | CO | 2023 | 10076.6814 | 114482.9921 | 11.3612
21057 | KY | CO | 2023 | 1153.3551 | 13716.6221 | 11.8928
21239 | KY | CO | 2023 | 1011.715 | 13538.814 | 13.382
21025 | KY | CO | 2023 | 40.4686 | 462.301 | 11.4237
21079 | KY | CO | 2023 | 566.5604 | 6477.2938 | 11.4327
21029 | KY | CO | 2023 | 1011.715 | 11963.9426 | 11.8254
21017 | KY | CO | 2023 | 2630.459 | 31497.4285 | 11.9741
21083 | KY | CO | 2023 | 31970.194 | 382439.7445 | 11.9624
22039 | LA | RI | 2023 | 19789.1454 | 151136.8544 | 7.6374
22123 | LA | RI | 2023 | 538.2324 | 4749.1082 | 8.8235
22003 | LA | RI | 2023 | 6434.5074 | 44497.3752 | 6.9154
22009 | LA | CO | 2023 | 9064.9664 | 90631.3103 | 9.998
22113 | LA | RI | 2023 | 26021.3098 | 190463.2808 | 7.3195
22073 | LA | CO | 2023 | 3346.7532 | 38279.5361 | 11.4378
22081 | LA | CO | 2023 | 2509.0532 | 20447.9274 | 8.1497
22083 | LA | CO | 2023 | 27640.0538 | 299149.3671 | 10.823
22001 | LA | RI | 2023 | 34964.8704 | 283449.6408 | 8.1067
22998 | LA | CO | 2023 | 11387.864 | 106280.9601 | 9.3328
22067 | LA | CO | 2023 | 32577.223 | 378908.9844 | 11.6311
22069 | LA | CO | 2023 | 7365.2852 | 58473.4519 | 7.9391
22079 | LA | CO | 2023 | 2966.3484 | 30633.7893 | 10.3271
22097 | LA | CO | 2023 | 3427.6904 | 33986.7414 | 9.9153
22001 | LA | SB | 2023 | 7082.005 | 15376.7688 | 2.1712
22101 | LA | SB | 2023 | 1076.4648 | 2642.627 | 2.4549
22107 | LA | SB | 2023 | 26668.8074 | 82871.2584 | 3.1074
22065 | LA | CO | 2023 | 33265.1892 | 365598.7807 | 10.9904
22053 | LA | SB | 2023 | 2274.3353 | 2721.552 | 1.1966
22009 | LA | SB | 2023 | 29663.4838 | 47273.3582 | 1.5937
22053 | LA | RI | 2023 | 35410.025 | 260724.6816 | 7.363
22998 | LA | RI | 2023 | 37672.2197 | 302867.9143 | 8.0396
22107 | LA | CO | 2023 | 24847.7204 | 282918.031 | 11.3861
22065 | LA | SB | 2023 | 29501.6094 | 91852.38 | 3.1135
22067 | LA | SB | 2023 | 28287.5514 | 98520.1824 | 3.4828
22069 | LA | SB | 2023 | 9226.8408 | 16193.2344 | 1.755
22073 | LA | SB | 2023 | 3083.7073 | 6259.5696 | 2.0299
22097 | LA | RI | 2023 | 10562.3046 | 75114.8352 | 7.1116
22099 | LA | RI | 2023 | 2209.5856 | 16991.5563 | 7.6899
22065 | LA | RI | 2023 | 2132.6952 | 17853.3811 | 8.3713
22097 | LA | SB | 2023 | 28368.4886 | 40578.3403 | 1.4304
22009 | LA | RI | 2023 | 7810.4398 | 55066.0688 | 7.0503
22113 | LA | SB | 2023 | 2844.9426 | 6939.9576 | 2.4394
22083 | LA | SB | 2023 | 16875.4062 | 57098.161 | 3.3835
22041 | LA | CO | 2023 | 42775.3102 | 482850.4984 | 11.2881
22079 | LA | SB | 2023 | 10400.4302 | 19513.5278 | 1.8762
22123 | LA | SB | 2023 | 15013.8506 | 55655.7384 | 3.707
22079 | LA | RI | 2023 | 3419.5967 | 22770.3184 | 6.6588
22077 | LA | SB | 2023 | 14487.7588 | 32141.5291 | 2.2185
22121 | LA | SB | 2023 | 2286.4759 | 7838.0698 | 3.428
22039 | LA | SB | 2023 | 4451.546 | 7756.4232 | 1.7424
22041 | LA | SB | 2023 | 15944.6284 | 41939.1163 | 2.6303
22998 | LA | SB | 2023 | 23888.6146 | 60116.3621 | 2.5165
22029 | LA | CO | 2023 | 7527.1596 | 86363.9168 | 11.4736
22035 | LA | CO | 2023 | 25373.8122 | 283502.2575 | 11.173
22117 | LA | CO | 2023 | 522.0449 | 4290.2546 | 8.2182
22123 | LA | CO | 2023 | 17644.3096 | 209051.481 | 11.8481
22099 | LA | SB | 2023 | 2027.4769 | 4191.1901 | 2.0672
22017 | LA | CO | 2023 | 6636.8504 | 59235.4865 | 8.9252
22025 | LA | CO | 2023 | 16308.8458 | 192134.3137 | 11.781
22025 | LA | SB | 2023 | 27842.3968 | 70216.0416 | 2.5219
22035 | LA | SB | 2023 | 39092.6676 | 137601.6691 | 3.5199
22015 | LA | SB | 2023 | 2420.0223 | 3347.509 | 1.3833
22017 | LA | SB | 2023 | 5625.1354 | 10477.9752 | 1.8627
22029 | LA | SB | 2023 | 48157.634 | 147725.8426 | 3.0675
24009 | MD | WH | 2023 | 712.2474 | 3674.0952 | 5.1585
24047 | MD | SB | 2023 | 13233.2322 | 40932.1421 | 3.0931
24011 | MD | CO | 2023 | 17361.0294 | 194293.4116 | 11.1914
24998 | MD | SB | 2023 | 26215.5591 | 91444.1472 | 3.4882
24013 | MD | CO | 2023 | 11007.4592 | 87735.579 | 7.9706
24998 | MD | WH | 2023 | 7211.5045 | 35883.6631 | 4.9759
24047 | MD | WH | 2023 | 3601.7054 | 18316.045 | 5.0854
24011 | MD | WH | 2023 | 9348.2466 | 51736.7035 | 5.5344
24009 | MD | SB | 2023 | 1262.6203 | 3265.8624 | 2.5866
24015 | MD | WH | 2023 | 3682.6426 | 24303.4594 | 6.5995
24041 | MD | WH | 2023 | 7527.1596 | 46021.4443 | 6.1141
24043 | MD | WH | 2023 | 3727.1581 | 18969.2174 | 5.0895
24013 | MD | WH | 2023 | 3099.8948 | 20411.64 | 6.5846
24023 | MD | CO | 2023 | 1918.2116 | 14199.244 | 7.4023
24039 | MD | WH | 2023 | 2594.0373 | 15975.5102 | 6.1586
24027 | MD | CO | 2023 | 1902.0242 | 22530.8218 | 11.8457
24031 | MD | WH | 2023 | 2666.8807 | 16138.8034 | 6.0516
24015 | MD | CO | 2023 | 8012.7828 | 90326.4965 | 11.2728
24005 | MD | CO | 2023 | 6110.7586 | 62029.6132 | 10.1509
24009 | MD | CO | 2023 | 1153.3551 | 10439.8735 | 9.0517
24019 | MD | WH | 2023 | 7446.2224 | 44606.2373 | 5.9905
24013 | MD | SB | 2023 | 10724.179 | 28630.727 | 2.6697
24035 | MD | WH | 2023 | 9145.9036 | 49940.4792 | 5.4604
24017 | MD | CO | 2023 | 2063.8986 | 19711.294 | 9.5505
24045 | MD | WH | 2023 | 2096.2735 | 9988.0958 | 4.7647
24021 | MD | CO | 2023 | 12949.952 | 97286.4122 | 7.5125
24029 | MD | CO | 2023 | 16389.783 | 190432.4365 | 11.619
24003 | MD | CO | 2023 | 1590.416 | 15977.3246 | 10.046
24047 | MD | CO | 2023 | 13840.2612 | 138741.0922 | 10.0245
24998 | MD | CO | 2023 | 11444.5201 | 114178.1782 | 9.9767
24045 | MD | SB | 2023 | 8134.1886 | 23133.192 | 2.8439
24011 | MD | SB | 2023 | 17725.2468 | 59601.9888 | 3.3625
24003 | MD | WH | 2023 | 182.1087 | 1129.4441 | 6.202
24045 | MD | CO | 2023 | 10117.15 | 98937.487 | 9.7792
24039 | MD | SB | 2023 | 6758.2562 | 19540.7434 | 2.8914
24043 | MD | SB | 2023 | 5948.8842 | 16111.5878 | 2.7083
24041 | MD | CO | 2023 | 13597.4496 | 145269.1883 | 10.6836
24015 | MD | SB | 2023 | 8053.2514 | 29419.9771 | 3.6532
24043 | MD | CO | 2023 | 3621.9397 | 29363.7317 | 8.1072
24017 | MD | SB | 2023 | 4034.7194 | 8790.613 | 2.1787
24021 | MD | WH | 2023 | 6110.7586 | 35543.4691 | 5.8165
24041 | MD | SB | 2023 | 14973.382 | 47518.2979 | 3.1735
24019 | MD | CO | 2023 | 12342.923 | 147580.6931 | 11.9567
24039 | MD | CO | 2023 | 5625.1354 | 66754.2275 | 11.8671
24031 | MD | SB | 2023 | 5908.4156 | 15703.355 | 2.6578
24037 | MD | SB | 2023 | 5948.8842 | 13689.4066 | 2.3012
24033 | MD | SB | 2023 | 1056.2305 | 2993.7072 | 2.8343
24035 | MD | SB | 2023 | 19951.0198 | 73672.4126 | 3.6927
24021 | MD | SB | 2023 | 14366.353 | 32957.9947 | 2.2941
24023 | MD | SB | 2023 | 1230.2454 | 2966.4917 | 2.4113
24031 | MD | CO | 2023 | 4208.7344 | 41200.6685 | 9.7893
24033 | MD | CO | 2023 | 667.7319 | 5893.0673 | 8.8255
24027 | MD | WH | 2023 | 574.6541 | 3565.2331 | 6.2041
24029 | MD | WH | 2023 | 9186.3722 | 54893.7038 | 5.9756
24003 | MD | SB | 2023 | 1740.1498 | 5170.9488 | 2.9716
24035 | MD | CO | 2023 | 22136.3242 | 251242.7944 | 11.3498
24027 | MD | SB | 2023 | 1812.9933 | 6695.0179 | 3.6928
24029 | MD | SB | 2023 | 17077.7492 | 66160.9291 | 3.8741
26075 | MI | CO | 2023 | 19991.4884 | 206790.7784 | 10.3439
26077 | MI | CO | 2023 | 20193.8314 | 183777.3347 | 9.1007
26161 | MI | WH | 2023 | 4896.7006 | 26371.8389 | 5.3856
26073 | MI | CO | 2023 | 15054.3192 | 143338.7007 | 9.5214
26017 | MI | CO | 2023 | 19910.5512 | 221828.2604 | 11.1412
26007 | MI | CO | 2023 | 3302.2378 | 33250.108 | 10.069
26163 | MI | CO | 2023 | 368.2643 | 3678.0868 | 9.9876
26063 | MI | CO | 2023 | 29784.8896 | 361331.3872 | 12.1314
26065 | MI | CO | 2023 | 16430.2516 | 185834.828 | 11.3105
26067 | MI | CO | 2023 | 27518.648 | 302273.7088 | 10.9843
26157 | MI | WH | 2023 | 13152.295 | 82517.4566 | 6.274
26161 | MI | CO | 2023 | 14244.9472 | 167012.5744 | 11.7243
26105 | MI | WH | 2023 | 1744.1967 | 7865.2853 | 4.5094
26017 | MI | WH | 2023 | 6555.9132 | 38836.547 | 5.9239
26059 | MI | CO | 2023 | 28166.1456 | 284111.8851 | 10.087
26081 | MI | CO | 2023 | 13071.3578 | 146361.4378 | 11.1971
26091 | MI | SB | 2023 | 47105.4504 | 172954.6296 | 3.6716
26163 | MI | SB | 2023 | 1201.9174 | 3429.1555 | 2.8531
26081 | MI | SB | 2023 | 8862.6234 | 28059.2011 | 3.166
26087 | MI | SB | 2023 | 17563.3724 | 49613.893 | 2.8249
26089 | MI | CO | 2023 | 671.7788 | 4165.7889 | 6.2011
26081 | MI | WH | 2023 | 1817.0401 | 7130.4662 | 3.9242
26087 | MI | WH | 2023 | 3156.5508 | 16928.0534 | 5.3628
26075 | MI | SB | 2023 | 16956.3434 | 49613.893 | 2.926
26087 | MI | CO | 2023 | 14042.6042 | 149917.5991 | 10.6759
26159 | MI | CO | 2023 | 19505.8652 | 226222.6597 | 11.5977
26077 | MI | WH | 2023 | 1230.2454 | 6722.2334 | 5.4641
26109 | MI | CO | 2023 | 2978.489 | 24969.3324 | 8.3832
26011 | MI | CO | 2023 | 6636.8504 | 66017.594 | 9.9471
26077 | MI | SB | 2023 | 11371.6766 | 38237.8056 | 3.3625
26155 | MI | WH | 2023 | 9510.121 | 46810.6944 | 4.9222
26115 | MI | WH | 2023 | 9388.7152 | 60500.101 | 6.4439
26117 | MI | WH | 2023 | 5908.4156 | 25745.8819 | 4.3575
26121 | MI | WH | 2023 | 870.0749 | 3619.6642 | 4.1602
26091 | MI | WH | 2023 | 13152.295 | 80149.7064 | 6.094
26051 | MI | CO | 2023 | 3184.8788 | 30506.7836 | 9.5786
26055 | MI | CO | 2023 | 2213.6324 | 17628.3995 | 7.9636
26057 | MI | CO | 2023 | 34883.9332 | 369154.942 | 10.5824
26149 | MI | WH | 2023 | 1129.0739 | 5279.8109 | 4.6762
26151 | MI | WH | 2023 | 20881.7976 | 141003.6091 | 6.7525
26075 | MI | WH | 2023 | 3047.2856 | 12818.5099 | 4.2065
26093 | MI | SB | 2023 | 6960.5992 | 20166.7003 | 2.8973
26017 | MI | SB | 2023 | 20881.7976 | 73590.7661 | 3.5242
26023 | MI | SB | 2023 | 30108.6384 | 86055.4742 | 2.8582
26019 | MI | CO | 2023 | 238.7647 | 1818.7225 | 7.6172
26093 | MI | WH | 2023 | 2225.773 | 11240.0098 | 5.0499
26027 | MI | CO | 2023 | 27356.7736 | 268312.3686 | 9.8079
26029 | MI | CO | 2023 | 562.5135 | 4208.9709 | 7.4824
26123 | MI | WH | 2023 | 1363.7918 | 4871.5781 | 3.5721
26125 | MI | WH | 2023 | 428.9672 | 1997.6192 | 4.6568
26043 | MI | CO | 2023 | 161.8744 | 1485.9674 | 9.1798
26045 | MI | CO | 2023 | 21367.4208 | 220888.4178 | 10.3376
26047 | MI | CO | 2023 | 198.2961 | 1531.6895 | 7.7243
26049 | MI | CO | 2023 | 11897.7684 | 117480.328 | 9.8741
26005 | MI | CO | 2023 | 27518.648 | 304178.7952 | 11.0536
26059 | MI | WH | 2023 | 4168.2658 | 21092.028 | 5.0601
26063 | MI | WH | 2023 | 28732.706 | 204633.4949 | 7.122
26065 | MI | WH | 2023 | 5625.1354 | 24738.9077 | 4.3979
26067 | MI | WH | 2023 | 6070.29 | 32576.9774 | 5.3666
26069 | MI | WH | 2023 | 546.3261 | 2884.8451 | 5.2804
26155 | MI | CO | 2023 | 19789.1454 | 204707.884 | 10.3445
26157 | MI | CO | 2023 | 31970.194 | 364684.3393 | 11.407
26161 | MI | SB | 2023 | 17684.7782 | 62432.4029 | 3.5303
26107 | MI | CO | 2023 | 8012.7828 | 65992.1929 | 8.2359
26099 | MI | SB | 2023 | 9671.9954 | 28630.727 | 2.9602
26998 | MI | SB | 2023 | 51524.6215 | 150001.06 | 2.9113
26105 | MI | SB | 2023 | 3277.9566 | 10015.3114 | 3.0554
26107 | MI | WH | 2023 | 1250.4797 | 3701.3107 | 2.9599
26011 | MI | WH | 2023 | 2954.2078 | 15866.6482 | 5.3709
26009 | MI | CO | 2023 | 457.2952 | 4048.9436 | 8.8541
26091 | MI | CO | 2023 | 39578.2908 | 475814.3793 | 12.0221
26045 | MI | WH | 2023 | 7608.0968 | 40768.849 | 5.3586
26127 | MI | WH | 2023 | 890.3092 | 3265.8624 | 3.6682
26129 | MI | WH | 2023 | 1230.2454 | 5252.5954 | 4.2696
26137 | MI | WH | 2023 | 408.7329 | 1651.9821 | 4.0417
26141 | MI | CO | 2023 | 2703.3025 | 20016.1078 | 7.4043
26141 | MI | WH | 2023 | 1205.9643 | 3837.3883 | 3.182
26145 | MI | WH | 2023 | 10238.5558 | 64664.0755 | 6.3157
26147 | MI | WH | 2023 | 5301.3866 | 29419.9771 | 5.5495
26015 | MI | CO | 2023 | 15135.2564 | 150705.0348 | 9.9572
26015 | MI | WH | 2023 | 2780.1928 | 12954.5875 | 4.6596
26151 | MI | CO | 2023 | 39375.9478 | 456179.2888 | 11.5852
26157 | MI | SB | 2023 | 26506.933 | 95009.3803 | 3.5843
26105 | MI | CO | 2023 | 5827.4784 | 55958.7379 | 9.6026
26121 | MI | CO | 2023 | 5179.9808 | 45061.6436 | 8.6992
26123 | MI | CO | 2023 | 4451.546 | 43943.993 | 9.8716
26111 | MI | CO | 2023 | 9226.8408 | 103027.0725 | 11.166
26025 | MI | SB | 2023 | 28489.8944 | 80857.3099 | 2.8381
26023 | MI | WH | 2023 | 1375.9324 | 6558.9403 | 4.7669
26023 | MI | CO | 2023 | 32334.4114 | 342788.5462 | 10.6014
26117 | MI | CO | 2023 | 17320.5608 | 167088.7779 | 9.6468
26119 | MI | CO | 2023 | 623.2164 | 5842.265 | 9.3744
26067 | MI | SB | 2023 | 23512.2566 | 72257.2056 | 3.0732
26125 | MI | CO | 2023 | 874.1218 | 8788.7986 | 10.0544
26127 | MI | CO | 2023 | 6636.8504 | 63121.8627 | 9.5108
26129 | MI | CO | 2023 | 4775.2948 | 48262.1888 | 10.1066
26049 | MI | WH | 2023 | 3067.5199 | 17309.0707 | 5.6427
26005 | MI | WH | 2023 | 2221.7261 | 9579.863 | 4.3119
26055 | MI | WH | 2023 | 550.373 | 1975.8468 | 3.59
26007 | MI | SB | 2023 | 4532.4832 | 10450.7597 | 2.3057
26073 | MI | SB | 2023 | 22014.9184 | 58023.4886 | 2.6356
26051 | MI | SB | 2023 | 4492.0146 | 13417.2514 | 2.9869
26155 | MI | SB | 2023 | 35167.2134 | 100751.855 | 2.8649
26101 | MI | CO | 2023 | 1764.431 | 14605.6624 | 8.2778
26029 | MI | WH | 2023 | 72.8435 | 195.9517 | 2.69
26145 | MI | CO | 2023 | 36138.4598 | 404843.5606 | 11.2026
26037 | MI | WH | 2023 | 9186.3722 | 46592.9702 | 5.072
26005 | MI | SB | 2023 | 14487.7588 | 42782.7974 | 2.953
26107 | MI | SB | 2023 | 2630.459 | 7212.1128 | 2.7418
26113 | MI | CO | 2023 | 2723.5368 | 27509.4476 | 10.1006
26115 | MI | CO | 2023 | 22824.2904 | 275780.3073 | 12.0828
26025 | MI | CO | 2023 | 29501.6094 | 274611.8543 | 9.3084
26027 | MI | WH | 2023 | 781.044 | 3020.9227 | 3.8678
26145 | MI | SB | 2023 | 46457.9528 | 149658.1445 | 3.2214
26998 | MI | WH | 2023 | 26591.9171 | 116811.7334 | 4.3928
26147 | MI | CO | 2023 | 10602.7732 | 111333.2492 | 10.5004
26149 | MI | CO | 2023 | 33548.4694 | 259015.5469 | 7.7206
26055 | MI | SB | 2023 | 607.029 | 1679.1976 | 2.7663
26137 | MI | CO | 2023 | 550.373 | 5334.2419 | 9.692
26139 | MI | CO | 2023 | 11938.237 | 135261.1344 | 11.3301
26099 | MI | WH | 2023 | 1379.9793 | 7103.2507 | 5.1474
26147 | MI | SB | 2023 | 24645.3774 | 65970.4205 | 2.6768
26093 | MI | CO | 2023 | 7729.5026 | 78057.7401 | 10.0987
26151 | MI | SB | 2023 | 48440.9142 | 152461.343 | 3.1474
26011 | MI | SB | 2023 | 7810.4398 | 23378.1317 | 2.9932
26027 | MI | SB | 2023 | 18413.213 | 62541.265 | 3.3965
26159 | MI | SB | 2023 | 10481.3674 | 30508.5979 | 2.9107
26065 | MI | SB | 2023 | 21246.015 | 69590.0846 | 3.2754
26119 | MI | SB | 2023 | 1452.8227 | 3129.7848 | 2.1543
26149 | MI | SB | 2023 | 21286.4836 | 61996.9546 | 2.9125
26015 | MI | SB | 2023 | 12342.923 | 34291.5552 | 2.7782
26059 | MI | SB | 2023 | 30027.7012 | 90682.1126 | 3.0199
26125 | MI | SB | 2023 | 1396.1667 | 4055.1125 | 2.9045
26117 | MI | SB | 2023 | 11776.3626 | 35489.0381 | 3.0136
26045 | MI | SB | 2023 | 29582.5466 | 89130.828 | 3.013
26121 | MI | SB | 2023 | 2246.0073 | 6667.8024 | 2.9687
26123 | MI | SB | 2023 | 2577.8498 | 7538.699 | 2.9244
26057 | MI | SB | 2023 | 32860.5032 | 102765.8035 | 3.1273
26111 | MI | SB | 2023 | 9995.7442 | 30318.0893 | 3.0331
26063 | MI | SB | 2023 | 20396.1744 | 66514.7309 | 3.2611
26115 | MI | SB | 2023 | 29582.5466 | 104235.4416 | 3.5235
26137 | MI | SB | 2023 | 445.1546 | 753.8699 | 1.6935
26025 | MI | WH | 2023 | 1926.3054 | 8110.225 | 4.2102
26141 | MI | SB | 2023 | 3439.831 | 7021.6042 | 2.0413
26127 | MI | SB | 2023 | 1489.2445 | 3837.3883 | 2.5767
26049 | MI | SB | 2023 | 16349.3144 | 48280.3325 | 2.953
26139 | MI | SB | 2023 | 8579.3432 | 27705.3994 | 3.2293
26129 | MI | SB | 2023 | 2577.8498 | 7620.3456 | 2.9561
26998 | MI | CO | 2023 | 46271.7972 | 482919.0815 | 10.4366
26099 | MI | CO | 2023 | 4330.1402 | 47449.3519 | 10.9579
27009 | MN | SB | 2023 | 12707.1404 | 33583.9517 | 2.6429
27171 | MN | CO | 2023 | 31403.6336 | 355997.1453 | 11.3362
27001 | MN | SB | 2023 | 3536.9556 | 7538.699 | 2.1314
27095 | MN | SB | 2023 | 7446.2224 | 16819.1914 | 2.2588
27097 | MN | SB | 2023 | 14164.01 | 36387.1502 | 2.569
27045 | MN | SB | 2023 | 39416.4164 | 130688.927 | 3.3156
27047 | MN | SB | 2023 | 58922.2816 | 198537.2184 | 3.3695
27169 | MN | CO | 2023 | 25292.875 | 314034.4422 | 12.4159
27017 | MN | CO | 2023 | 48.5623 | 439.4399 | 9.049
27081 | MN | SB | 2023 | 39982.9768 | 123966.6936 | 3.1005
27121 | MN | CO | 2023 | 52204.494 | 588189.0757 | 11.267
27998 | MN | SB | 2023 | 528815.3368 | 1775292.8636 | 3.3571
27073 | MN | CO | 2023 | 73288.6346 | 845959.9662 | 11.5429
27099 | MN | SB | 2023 | 64749.76 | 197693.5373 | 3.0532
27125 | MN | CO | 2023 | 11007.4592 | 118013.7522 | 10.7213
27127 | MN | CO | 2023 | 96315.268 | 1064003.455 | 11.0471
27129 | MN | CO | 2023 | 106027.732 | 1386344.0739 | 13.0753
27089 | MN | SB | 2023 | 95910.582 | 249620.7494 | 2.6026
27101 | MN | SB | 2023 | 65559.132 | 228392.6438 | 3.4838
27059 | MN | CO | 2023 | 11533.551 | 112069.8826 | 9.7169
27093 | MN | SB | 2023 | 38445.17 | 133655.4187 | 3.4765
27063 | MN | CO | 2023 | 77295.026 | 993134.2409 | 12.8486
27998 | MN | BA | 2023 | 20064.3319 | 78707.2838 | 3.9227
27109 | MN | SB | 2023 | 28085.2084 | 94437.8544 | 3.3625
27173 | MN | CO | 2023 | 80896.7314 | 909412.0439 | 11.2416
27019 | MN | CO | 2023 | 20719.9232 | 249972.7368 | 12.0644
27021 | MN | CO | 2023 | 1048.1367 | 9525.432 | 9.088
27103 | MN | SB | 2023 | 34883.9332 | 129273.72 | 3.7058
27165 | MN | CO | 2023 | 50545.2814 | 664036.9156 | 13.1375
27153 | MN | CO | 2023 | 25980.8412 | 241844.3682 | 9.3086
27085 | MN | SB | 2023 | 35774.2424 | 116455.2101 | 3.2553
27087 | MN | SB | 2023 | 22783.8218 | 60663.3941 | 2.6626
27161 | MN | CO | 2023 | 45001.0832 | 569443.0255 | 12.654
27079 | MN | CO | 2023 | 34479.2472 | 418331.5723 | 12.1329
27115 | MN | CO | 2023 | 5787.0098 | 55171.3021 | 9.5336
27117 | MN | CO | 2023 | 43584.6822 | 442640.4748 | 10.1559
27119 | MN | CO | 2023 | 52649.6486 | 485466.817 | 9.2207
27067 | MN | CO | 2023 | 61836.0208 | 790610.856 | 12.7856
27081 | MN | CO | 2023 | 47833.8852 | 544930.9139 | 11.3922
27107 | MN | SB | 2023 | 63495.2334 | 163973.508 | 2.5825
27011 | MN | SB | 2023 | 41885.001 | 139996.6349 | 3.3424
27111 | MN | SB | 2023 | 62564.4556 | 141847.2902 | 2.2672
27063 | MN | SB | 2023 | 69525.0548 | 252941.0429 | 3.6381
27065 | MN | SB | 2023 | 5706.0726 | 15648.924 | 2.7425
27023 | MN | CO | 2023 | 58881.813 | 720325.8684 | 12.2334
27069 | MN | SB | 2023 | 47874.3538 | 128783.8406 | 2.69
27007 | MN | SB | 2023 | 11290.7394 | 26126.8992 | 2.314
27071 | MN | SB | 2023 | 1845.3682 | 4055.1125 | 2.1975
27073 | MN | SB | 2023 | 68553.8084 | 232828.7736 | 3.3963
27079 | MN | SB | 2023 | 31282.2278 | 121163.495 | 3.8732
27049 | MN | CO | 2023 | 61148.0546 | 751874.0992 | 12.296
27005 | MN | CO | 2023 | 31363.165 | 330138.7725 | 10.5263
27051 | MN | CO | 2023 | 55077.7646 | 647856.3818 | 11.7626
27055 | MN | CO | 2023 | 20355.7058 | 226146.4563 | 11.1097
27163 | MN | CO | 2023 | 5948.8842 | 72647.2947 | 12.2119
27167 | MN | CO | 2023 | 53539.9578 | 478735.5117 | 8.9416
27039 | MN | SB | 2023 | 36138.4598 | 124184.4178 | 3.4364
27083 | MN | WH | 2023 | 627.2633 | 2623.5761 | 4.1826
27085 | MN | WH | 2023 | 352.0768 | 1491.4105 | 4.236
27049 | MN | SB | 2023 | 36421.74 | 136186.4621 | 3.7392
27005 | MN | SB | 2023 | 28044.7398 | 72801.516 | 2.5959
27139 | MN | CO | 2023 | 13516.5124 | 162795.9832 | 12.0442
27141 | MN | CO | 2023 | 10238.5558 | 111307.8481 | 10.8714
27143 | MN | CO | 2023 | 62200.2382 | 713289.7493 | 11.4676
27145 | MN | CO | 2023 | 81341.886 | 956277.1693 | 11.7563
27149 | MN | CO | 2023 | 52609.18 | 644909.8481 | 12.2585
27015 | MN | CO | 2023 | 62240.7068 | 754769.8305 | 12.1266
27151 | MN | CO | 2023 | 79723.142 | 985767.9068 | 12.3649
27155 | MN | CO | 2023 | 63899.9194 | 752026.5061 | 11.7688
27159 | MN | CO | 2023 | 6434.5074 | 61546.9913 | 9.5651
27107 | MN | BA | 2023 | 1562.088 | 7598.5732 | 4.8644
27149 | MN | SB | 2023 | 38647.513 | 125273.0386 | 3.2414
27013 | MN | CO | 2023 | 74866.91 | 936083.2535 | 12.5033
27131 | MN | CO | 2023 | 34802.996 | 425113.6799 | 12.2149
27053 | MN | SB | 2023 | 4734.8262 | 18506.5536 | 3.9086
27057 | MN | SB | 2023 | 987.4338 | 2277.939 | 2.3069
27059 | MN | SB | 2023 | 9712.464 | 29229.4685 | 3.0095
27061 | MN | SB | 2023 | 1226.1986 | 2857.6296 | 2.3305
27037 | MN | CO | 2023 | 33588.938 | 386021.3069 | 11.4925
27039 | MN | CO | 2023 | 47145.919 | 561060.6454 | 11.9005
27147 | MN | CO | 2023 | 43706.088 | 520952.2264 | 11.9194
27045 | MN | CO | 2023 | 68108.6538 | 782228.4758 | 11.485
27047 | MN | CO | 2023 | 78509.084 | 900318.4315 | 11.4677
27107 | MN | CO | 2023 | 49290.7548 | 513890.7061 | 10.4257
27109 | MN | CO | 2023 | 43503.745 | 477313.0472 | 10.9718
27011 | MN | CO | 2023 | 45689.0494 | 517929.4893 | 11.336
27111 | MN | CO | 2023 | 78913.77 | 782126.8712 | 9.9112
27003 | MN | SB | 2023 | 1064.3242 | 2857.6296 | 2.6849
27033 | MN | SB | 2023 | 59326.9676 | 218649.4877 | 3.6855
27035 | MN | SB | 2023 | 1404.2604 | 2569.1451 | 1.8295
27077 | MN | WH | 2023 | 3621.9397 | 15948.2947 | 4.4032
27149 | MN | WH | 2023 | 1586.3691 | 6150.7075 | 3.8772
27147 | MN | SB | 2023 | 33265.1892 | 119693.857 | 3.5982
27087 | MN | WH | 2023 | 10643.2418 | 48089.8238 | 4.5183
27089 | MN | WH | 2023 | 93887.152 | 408123.9379 | 4.347
27085 | MN | CO | 2023 | 46903.1074 | 522273.0863 | 11.1351
27087 | MN | CO | 2023 | 19748.6768 | 226832.2874 | 11.4859
27089 | MN | CO | 2023 | 24888.189 | 255891.2052 | 10.2816
27009 | MN | CO | 2023 | 19303.5222 | 199424.4444 | 10.331
27093 | MN | CO | 2023 | 45850.9238 | 555167.5781 | 12.1081
27001 | MN | CO | 2023 | 283.2802 | 2308.9647 | 8.1508
27103 | MN | CO | 2023 | 44636.8658 | 549426.9178 | 12.3088
27105 | MN | CO | 2023 | 78428.1468 | 978147.5612 | 12.4719
27007 | MN | BA | 2023 | 226.6242 | 696.7173 | 3.0743
27029 | MN | SB | 2023 | 8781.6862 | 24874.9853 | 2.8326
27133 | MN | SB | 2023 | 41682.658 | 155291.7571 | 3.7256
27139 | MN | SB | 2023 | 12747.609 | 45858.1512 | 3.5974
27141 | MN | SB | 2023 | 6434.5074 | 18642.6312 | 2.8973
27143 | MN | SB | 2023 | 48886.0688 | 173254.0003 | 3.544
27015 | MN | WH | 2023 | 234.7179 | 691.2742 | 2.9451
27015 | MN | SB | 2023 | 50949.9674 | 186045.2947 | 3.6515
27051 | MN | SB | 2023 | 35895.6482 | 106467.1142 | 2.966
27127 | MN | SB | 2023 | 83567.659 | 277625.5195 | 3.3222
27013 | MN | SB | 2023 | 63697.5764 | 259581.6298 | 4.0752
27131 | MN | SB | 2023 | 28328.02 | 104970.2606 | 3.7055
27019 | MN | SB | 2023 | 17725.2468 | 68909.6966 | 3.8877
27033 | MN | CO | 2023 | 69970.2094 | 889802.3546 | 12.7169
27129 | MN | SB | 2023 | 75959.5622 | 272264.0621 | 3.5843
27007 | MN | WH | 2023 | 5099.0436 | 18996.433 | 3.7255
27071 | MN | WH | 2023 | 627.2633 | 2032.9993 | 3.2411
27037 | MN | SB | 2023 | 18170.4014 | 60500.101 | 3.3296
27073 | MN | WH | 2023 | 469.4358 | 2084.7088 | 4.4409
27005 | MN | WH | 2023 | 8862.6234 | 35951.7019 | 4.0566
27023 | MN | SB | 2023 | 38040.484 | 125599.6248 | 3.3017
27035 | MN | CO | 2023 | 3237.488 | 26061.582 | 8.0499
27027 | MN | SB | 2023 | 67784.905 | 183269.3117 | 2.7037
27153 | MN | WH | 2023 | 914.5904 | 1937.745 | 2.1187
27151 | MN | SB | 2023 | 43503.745 | 138690.2899 | 3.188
27025 | MN | CO | 2023 | 10481.3674 | 102239.6368 | 9.7544
27155 | MN | SB | 2023 | 50504.8128 | 144024.5318 | 2.8517
27159 | MN | SB | 2023 | 5018.1064 | 12981.803 | 2.587
27025 | MN | SB | 2023 | 8822.1548 | 23922.4421 | 2.7116
27165 | MN | SB | 2023 | 41682.658 | 158094.9557 | 3.7928
27115 | MN | SB | 2023 | 7365.2852 | 18071.1053 | 2.4536
27117 | MN | SB | 2023 | 34276.9042 | 100969.5792 | 2.9457
27119 | MN | SB | 2023 | 113514.423 | 319972.8686 | 2.8188
27121 | MN | SB | 2023 | 30594.2616 | 98955.6307 | 3.2345
27125 | MN | SB | 2023 | 33143.7834 | 86490.9226 | 2.6096
27121 | MN | WH | 2023 | 1177.6363 | 4191.1901 | 3.559
27103 | MN | WH | 2023 | 117.3589 | 457.2207 | 3.8959
27127 | MN | WH | 2023 | 315.6551 | 1306.345 | 4.1385
27129 | MN | WH | 2023 | 590.8416 | 2435.789 | 4.1226
27067 | MN | WH | 2023 | 352.0768 | 1366.2191 | 3.8805
27143 | MN | WH | 2023 | 194.2493 | 868.1751 | 4.4694
27998 | MN | WH | 2023 | 150777.9099 | 636818.674 | 4.2236
27161 | MN | SB | 2023 | 37231.112 | 151971.4637 | 4.0818
27125 | MN | WH | 2023 | 23552.7252 | 98520.1824 | 4.183
27107 | MN | WH | 2023 | 37352.5178 | 173580.5866 | 4.6471
27155 | MN | WH | 2023 | 2946.1141 | 9062.7682 | 3.0762
27153 | MN | SB | 2023 | 22136.3242 | 47654.3755 | 2.1528
27027 | MN | CO | 2023 | 67420.6876 | 681335.1001 | 10.1057
27163 | MN | SB | 2023 | 5341.8552 | 18452.1226 | 3.4543
27063 | MN | WH | 2023 | 117.3589 | 484.4363 | 4.1278
27013 | MN | WH | 2023 | 113.3121 | 326.5862 | 2.8822
27167 | MN | SB | 2023 | 59165.0932 | 138064.333 | 2.3335
27169 | MN | SB | 2023 | 14609.1646 | 50512.0051 | 3.4576
27171 | MN | SB | 2023 | 28449.4258 | 105024.6917 | 3.6916
27173 | MN | SB | 2023 | 65923.3494 | 217724.16 | 3.3027
27023 | MN | WH | 2023 | 352.0768 | 1385.27 | 3.9346
27027 | MN | WH | 2023 | 23228.9764 | 94192.9147 | 4.055
27095 | MN | CO | 2023 | 6839.1934 | 58981.4749 | 8.624
27097 | MN | CO | 2023 | 32374.88 | 294653.3632 | 9.1013
27097 | MN | WH | 2023 | 254.9522 | 519.8164 | 2.0389
27998 | MN | CO | 2023 | 484162.2835 | 5863368.2371 | 12.1103
27119 | MN | WH | 2023 | 104611.331 | 443749.0536 | 4.2419
27165 | MN | WH | 2023 | 117.3589 | 340.194 | 2.8987
27019 | MN | WH | 2023 | 234.7179 | 688.5527 | 2.9335
27033 | MN | WH | 2023 | 190.2024 | 742.9837 | 3.9063
27037 | MN | WH | 2023 | 352.0768 | 1096.7855 | 3.1152
27167 | MN | WH | 2023 | 25211.9378 | 75223.6973 | 2.9837
27111 | MN | WH | 2023 | 7324.8166 | 23160.4075 | 3.1619
27011 | MN | WH | 2023 | 1173.5894 | 3782.9573 | 3.2234
27099 | MN | CO | 2023 | 84377.031 | 900623.2453 | 10.6738
27169 | MN | WH | 2023 | 157.8275 | 549.7535 | 3.4833
27041 | MN | WH | 2023 | 2161.0232 | 7103.2507 | 3.287
28998 | MS | WH | 2023 | 24944.845 | 83279.4912 | 3.3385
28095 | MS | WH | 2023 | 1060.2773 | 3211.4314 | 3.0289
28103 | MS | CO | 2023 | 15378.068 | 158680.9965 | 10.3187
28011 | MS | CO | 2023 | 17037.2806 | 192591.5345 | 11.3041
28135 | MS | SB | 2023 | 44474.9914 | 180357.251 | 4.0553
28117 | MS | CO | 2023 | 1222.1517 | 9093.6124 | 7.4407
28133 | MS | SB | 2023 | 98338.698 | 432971.7077 | 4.4029
28021 | MS | CO | 2023 | 1137.1677 | 10973.2977 | 9.6497
28033 | MS | WH | 2023 | 1181.6831 | 4272.8366 | 3.6159
28143 | MS | SB | 2023 | 39092.6676 | 142228.3075 | 3.6382
28121 | MS | CO | 2023 | 821.5126 | 8153.7698 | 9.9253
28125 | MS | CO | 2023 | 17077.7492 | 203768.0413 | 11.9318
28139 | MS | SB | 2023 | 6151.2272 | 20384.4245 | 3.3139
28083 | MS | WH | 2023 | 1497.3382 | 5742.4747 | 3.8351
28017 | MS | CO | 2023 | 2796.3803 | 26696.6108 | 9.5468
28998 | MS | CO | 2023 | 39922.2739 | 397495.0073 | 9.9567
28025 | MS | CO | 2023 | 1578.2754 | 16256.7373 | 10.3003
28027 | MS | CO | 2023 | 17603.841 | 206409.7612 | 11.7253
28163 | MS | CO | 2023 | 20315.2372 | 232318.9362 | 11.4357
28149 | MS | SB | 2023 | 6960.5992 | 20275.5624 | 2.9129
28015 | MS | SB | 2023 | 3132.2696 | 11893.1822 | 3.797
28013 | MS | CO | 2023 | 4208.7344 | 40108.419 | 9.5298
28131 | MS | CO | 2023 | 315.6551 | 3304.6899 | 10.4693
28133 | MS | CO | 2023 | 21812.5754 | 272173.3437 | 12.4778
28147 | MS | CO | 2023 | 526.0918 | 4780.4968 | 9.0868
28149 | MS | CO | 2023 | 4653.889 | 54104.4538 | 11.6256
28015 | MS | CO | 2023 | 5179.9808 | 59895.9164 | 11.563
28151 | MS | CO | 2023 | 28570.8316 | 360874.1665 | 12.6309
28155 | MS | CO | 2023 | 1752.2904 | 18822.2536 | 10.7415
28013 | MS | SB | 2023 | 10805.1162 | 32713.055 | 3.0276
28143 | MS | WH | 2023 | 2954.2078 | 11893.1822 | 4.0258
28049 | MS | CO | 2023 | 3403.4093 | 29211.3248 | 8.583
28135 | MS | CO | 2023 | 16956.3434 | 196909.7303 | 11.6127
28139 | MS | CO | 2023 | 590.8416 | 5410.4454 | 9.1572
28143 | MS | CO | 2023 | 5746.5412 | 63629.8858 | 11.0727
28121 | MS | SB | 2023 | 2917.7861 | 5551.9661 | 1.9028
28123 | MS | SB | 2023 | 2654.7402 | 5361.4574 | 2.0196
28125 | MS | SB | 2023 | 30108.6384 | 121490.0813 | 4.0351
28133 | MS | RI | 2023 | 4896.7006 | 42819.0848 | 8.7445
28135 | MS | RI | 2023 | 2614.2716 | 22861.0368 | 8.7447
28133 | MS | WH | 2023 | 1902.0242 | 7375.4059 | 3.8777
28151 | MS | RI | 2023 | 1808.9464 | 15467.4872 | 8.5506
28007 | MS | SB | 2023 | 1230.2454 | 3374.7245 | 2.7431
28071 | MS | SB | 2023 | 3059.4262 | 9579.863 | 3.1313
28163 | MS | WH | 2023 | 1270.714 | 4626.6384 | 3.641
28051 | MS | CO | 2023 | 13799.7926 | 159366.8276 | 11.5485
28103 | MS | SB | 2023 | 5260.918 | 14397.0101 | 2.7366
28011 | MS | SB | 2023 | 117358.94 | 479428.6003 | 4.0851
28011 | MS | RI | 2023 | 10157.6186 | 86318.5576 | 8.4979
28095 | MS | CO | 2023 | 4653.889 | 46153.8932 | 9.9173
28097 | MS | CO | 2023 | 1618.744 | 17018.7718 | 10.5136
28055 | MS | SB | 2023 | 21286.4836 | 84177.6034 | 3.9545
28155 | MS | SB | 2023 | 1351.6512 | 3891.8194 | 2.8793
28083 | MS | RI | 2023 | 2731.6305 | 23586.784 | 8.6347
28998 | MS | RI | 2023 | 26353.1523 | 215546.9184 | 8.1792
28025 | MS | SB | 2023 | 4330.1402 | 13199.5272 | 3.0483
28083 | MS | SB | 2023 | 50140.5954 | 216472.2461 | 4.3173
28151 | MS | SB | 2023 | 88019.205 | 393645.2813 | 4.4723
28161 | MS | SB | 2023 | 2553.5687 | 8409.5957 | 3.2933
28049 | MS | SB | 2023 | 2942.0672 | 6504.5093 | 2.2109
28027 | MS | SB | 2023 | 42249.2184 | 175295.1643 | 4.1491
28119 | MS | SB | 2023 | 34074.5612 | 112753.8994 | 3.309
28051 | MS | SB | 2023 | 13961.667 | 51927.2122 | 3.7193
28053 | MS | SB | 2023 | 38566.5758 | 147589.765 | 3.8269
28083 | MS | CO | 2023 | 27235.3678 | 333517.1258 | 12.2457
28163 | MS | SB | 2023 | 23795.5368 | 90083.3712 | 3.7857
28017 | MS | SB | 2023 | 16389.783 | 43980.2803 | 2.6834
28071 | MS | CO | 2023 | 752.716 | 7442.5375 | 9.8876
28087 | MS | SB | 2023 | 4613.4204 | 13335.6048 | 2.8906
28053 | MS | CO | 2023 | 14811.5076 | 173286.6589 | 11.6995
28087 | MS | CO | 2023 | 4896.7006 | 53139.21 | 10.852
28089 | MS | CO | 2023 | 5422.7924 | 62131.2178 | 11.4574
28021 | MS | SB | 2023 | 1137.1677 | 3483.5866 | 3.0634
28081 | MS | CO | 2023 | 946.9652 | 8687.194 | 9.1737
28055 | MS | CO | 2023 | 8862.6234 | 107751.6868 | 12.158
28998 | MS | SB | 2023 | 130049.893 | 363245.5454 | 2.7931
28119 | MS | WH | 2023 | 1456.8696 | 5524.7506 | 3.7922
28011 | MS | WH | 2023 | 2177.2107 | 8518.4578 | 3.9126
28095 | MS | SB | 2023 | 14973.382 | 38265.0211 | 2.5555
29151 | MO | CO | 2023 | 4014.4851 | 28550.8948 | 7.112
29167 | MO | CO | 2023 | 1080.5116 | 9652.4378 | 8.9332
29165 | MO | CO | 2023 | 16996.812 | 177833.4652 | 10.4628
29155 | MO | CO | 2023 | 11897.7684 | 141001.7948 | 11.8511
29019 | MO | SB | 2023 | 19748.6768 | 57506.3938 | 2.9119
29157 | MO | CO | 2023 | 12059.6428 | 100740.9688 | 8.3536
29013 | MO | CO | 2023 | 31848.7882 | 287058.4188 | 9.0132
29113 | MO | CO | 2023 | 18048.9956 | 180348.1792 | 9.9921
29159 | MO | CO | 2023 | 26021.3098 | 198128.9856 | 7.6141
29011 | MO | WH | 2023 | 19627.271 | 107827.8902 | 5.4938
29063 | MO | CO | 2023 | 19263.0536 | 230261.4429 | 11.9535
29177 | MO | SB | 2023 | 33184.252 | 112481.7442 | 3.3896
29183 | MO | SB | 2023 | 21853.044 | 79360.4563 | 3.6316
29107 | MO | WH | 2023 | 1796.8058 | 8545.6733 | 4.756
29109 | MO | WH | 2023 | 3735.2518 | 17662.8725 | 4.7287
29187 | MO | SB | 2023 | 1481.1508 | 4762.716 | 3.2156
29079 | MO | CO | 2023 | 16834.9376 | 164955.0811 | 9.7984
29083 | MO | CO | 2023 | 11574.0196 | 89793.0723 | 7.7582
29085 | MO | CO | 2023 | 242.8116 | 1541.8499 | 6.35
29115 | MO | CO | 2023 | 17441.9666 | 172092.8048 | 9.8666
29117 | MO | CO | 2023 | 18534.6188 | 166021.9295 | 8.9574
29185 | MO | SB | 2023 | 12545.266 | 16982.4845 | 1.3537
29186 | MO | SB | 2023 | 8134.1886 | 28930.0978 | 3.5566
29186 | MO | CO | 2023 | 4411.0774 | 41175.2674 | 9.3345
29187 | MO | CO | 2023 | 720.3411 | 6299.4857 | 8.7451
29019 | MO | CO | 2023 | 9024.4978 | 69548.3542 | 7.7066
29195 | MO | CO | 2023 | 59933.9966 | 660836.3704 | 11.0261
29139 | MO | CO | 2023 | 21326.9522 | 186876.2753 | 8.7624
29075 | MO | CO | 2023 | 17968.0584 | 180449.7838 | 10.0428
29143 | MO | CO | 2023 | 26830.6818 | 313907.4364 | 11.6996
29077 | MO | WH | 2023 | 509.9044 | 2144.583 | 4.2059
29079 | MO | WH | 2023 | 263.0459 | 1328.1174 | 5.049
29069 | MO | CO | 2023 | 14730.5704 | 151670.2786 | 10.2963
29007 | MO | CO | 2023 | 43706.088 | 316295.1447 | 7.2369
29071 | MO | CO | 2023 | 7284.348 | 60124.5268 | 8.2539
29073 | MO | CO | 2023 | 3439.831 | 24512.1117 | 7.126
29095 | MO | WH | 2023 | 303.5145 | 1417.9286 | 4.6717
29113 | MO | WH | 2023 | 3148.4571 | 14152.0704 | 4.4949
29195 | MO | SB | 2023 | 57748.6922 | 220745.0827 | 3.8225
29197 | MO | SB | 2023 | 9064.9664 | 25718.6664 | 2.8371
29087 | MO | CO | 2023 | 40954.2232 | 562965.7318 | 13.7462
29089 | MO | CO | 2023 | 16996.812 | 159062.0138 | 9.3583
29121 | MO | CO | 2023 | 18898.8362 | 162287.9601 | 8.5872
29125 | MO | CO | 2023 | 728.4348 | 3469.7974 | 4.7634
29183 | MO | CO | 2023 | 14366.353 | 149587.3841 | 10.4123
29185 | MO | CO | 2023 | 5301.3866 | 26569.605 | 5.0118
29099 | MO | CO | 2023 | 1384.0261 | 10262.0654 | 7.4146
29998 | MO | CO | 2023 | 273672.9544 | 2811602.7126 | 10.2736
29131 | MO | CO | 2023 | 449.2015 | 3159.9033 | 7.0345
29133 | MO | CO | 2023 | 23228.9764 | 258507.5239 | 11.1287
29135 | MO | CO | 2023 | 5584.6668 | 39930.6109 | 7.15
29137 | MO | CO | 2023 | 27720.991 | 142729.0731 | 5.1488
29007 | MO | WH | 2023 | 7608.0968 | 37394.1245 | 4.915
29071 | MO | WH | 2023 | 1509.4788 | 6205.1386 | 4.1108
29205 | MO | CO | 2023 | 22379.1358 | 148063.315 | 6.6161
29207 | MO | CO | 2023 | 34802.996 | 378781.9786 | 10.8836
29021 | MO | CO | 2023 | 21812.5754 | 239863.0783 | 10.9966
29009 | MO | WH | 2023 | 2132.6952 | 7865.2853 | 3.688
29227 | MO | CO | 2023 | 6717.7876 | 71859.859 | 10.697
29025 | MO | CO | 2023 | 11695.4254 | 109148.7501 | 9.3326
29027 | MO | CO | 2023 | 14042.6042 | 124643.4529 | 8.8761
29199 | MO | SB | 2023 | 22945.6962 | 72529.3608 | 3.1609
29201 | MO | SB | 2023 | 36097.9912 | 136676.3414 | 3.7863
29095 | MO | CO | 2023 | 8296.063 | 97210.2087 | 11.7176
29127 | MO | CO | 2023 | 23916.9426 | 187511.3041 | 7.8401
29211 | MO | SB | 2023 | 18332.2758 | 48579.7032 | 2.65
29217 | MO | SB | 2023 | 35329.0878 | 56553.8506 | 1.6008
29219 | MO | SB | 2023 | 12747.609 | 40632.7714 | 3.1875
29225 | MO | SB | 2023 | 368.2643 | 1347.1682 | 3.6582
29227 | MO | SB | 2023 | 9226.8408 | 31216.2014 | 3.3832
29199 | MO | CO | 2023 | 20112.8942 | 211591.5962 | 10.5202
29201 | MO | CO | 2023 | 27963.8026 | 313831.233 | 11.2228
29057 | MO | CO | 2023 | 6636.8504 | 39651.1983 | 5.9744
29059 | MO | CO | 2023 | 117.3589 | 914.4415 | 7.7918
29061 | MO | CO | 2023 | 20315.2372 | 186190.4442 | 9.1651
29097 | MO | SB | 2023 | 22136.3242 | 60581.7475 | 2.7368
29998 | MO | SB | 2023 | 383399.5164 | 1303917.3356 | 3.4009
29101 | MO | CO | 2023 | 19546.3338 | 158630.1942 | 8.1156
29103 | MO | CO | 2023 | 25211.9378 | 207146.3946 | 8.2162
29105 | MO | CO | 2023 | 230.671 | 2085.4346 | 9.0407
29107 | MO | CO | 2023 | 41885.001 | 464536.2678 | 11.0908
29109 | MO | CO | 2023 | 4411.0774 | 24486.7105 | 5.5512
29011 | MO | CO | 2023 | 26061.7784 | 243749.4546 | 9.3528
29111 | MO | CO | 2023 | 28166.1456 | 261123.8426 | 9.2708
29205 | MO | SB | 2023 | 42492.03 | 115176.0806 | 2.7105
29207 | MO | SB | 2023 | 63899.9194 | 229481.2646 | 3.5913
29021 | MO | SB | 2023 | 22945.6962 | 82871.2584 | 3.6116
29151 | MO | SB | 2023 | 4694.3576 | 13090.6651 | 2.7886
29155 | MO | SB | 2023 | 66489.9098 | 238788.9725 | 3.5914
29157 | MO | SB | 2023 | 21367.4208 | 67821.0758 | 3.174
29159 | MO | SB | 2023 | 38040.484 | 98248.0272 | 2.5827
29163 | MO | SB | 2023 | 31444.1022 | 103609.4846 | 3.295
29165 | MO | SB | 2023 | 18413.213 | 59574.7733 | 3.2354
29167 | MO | SB | 2023 | 1748.2435 | 4653.8539 | 2.662
29171 | MO | SB | 2023 | 12464.3288 | 40904.9266 | 3.2818
29173 | MO | SB | 2023 | 28206.6142 | 80231.353 | 2.8444
29175 | MO | SB | 2023 | 22014.9184 | 67957.1534 | 3.0869
29211 | MO | CO | 2023 | 8781.6862 | 81131.2795 | 9.2387
29217 | MO | CO | 2023 | 21974.4498 | 144405.5491 | 6.5715
29219 | MO | CO | 2023 | 7203.4108 | 64874.5422 | 9.0061
29223 | MO | CO | 2023 | 311.6082 | 1757.7597 | 5.6409
29097 | MO | WH | 2023 | 15094.7878 | 82544.6722 | 5.4684
29099 | MO | WH | 2023 | 206.3899 | 1009.6958 | 4.8922
29998 | MO | WH | 2023 | 57072.8666 | 256046.3337 | 4.4863
29017 | MO | CO | 2023 | 6151.2272 | 46026.8874 | 7.4826
29171 | MO | CO | 2023 | 9145.9036 | 82655.3486 | 9.0374
29173 | MO | CO | 2023 | 22905.2276 | 139757.1383 | 6.1015
29175 | MO | CO | 2023 | 10926.522 | 72139.2717 | 6.6022
29097 | MO | CO | 2023 | 14649.6332 | 130104.7005 | 8.8811
29003 | MO | CO | 2023 | 25940.3726 | 286143.9773 | 11.0308
29031 | MO | CO | 2023 | 12464.3288 | 109529.7674 | 8.7875
29177 | MO | CO | 2023 | 18089.4642 | 196427.1084 | 10.8586
29045 | MO | CO | 2023 | 25738.0296 | 269150.6066 | 10.4573
29047 | MO | CO | 2023 | 7041.5364 | 84230.22 | 11.9619
29049 | MO | CO | 2023 | 20274.7686 | 240650.514 | 11.8695
29051 | MO | CO | 2023 | 1906.0711 | 15647.1096 | 8.2091
29053 | MO | CO | 2023 | 23390.8508 | 154159.5915 | 6.5906
29049 | MO | SB | 2023 | 21691.1696 | 79197.1632 | 3.6511
29041 | MO | WH | 2023 | 3192.9725 | 12981.803 | 4.0657
29053 | MO | WH | 2023 | 5463.261 | 23432.5627 | 4.2891
29057 | MO | WH | 2023 | 6677.319 | 31760.5118 | 4.7565
29061 | MO | WH | 2023 | 748.6691 | 2699.7796 | 3.6061
29063 | MO | WH | 2023 | 473.4826 | 2171.7985 | 4.5869
29069 | MO | WH | 2023 | 5665.604 | 21309.7522 | 3.7612
29025 | MO | SB | 2023 | 21974.4498 | 62650.127 | 2.851
29027 | MO | SB | 2023 | 24119.2856 | 74135.0765 | 3.0737
29003 | MO | SB | 2023 | 27397.2422 | 99853.7429 | 3.6447
29031 | MO | SB | 2023 | 30998.9476 | 102983.5277 | 3.3222
29033 | MO | SB | 2023 | 50302.4698 | 158312.6798 | 3.1472
29027 | MO | WH | 2023 | 3561.2368 | 16982.4845 | 4.7687
29031 | MO | WH | 2023 | 5908.4156 | 28304.1408 | 4.7905
29051 | MO | SB | 2023 | 4127.7972 | 12764.0789 | 3.0922
29125 | MO | WH | 2023 | 76.8903 | 312.9785 | 4.0705
29013 | MO | WH | 2023 | 6920.1306 | 29229.4685 | 4.2238
29133 | MO | WH | 2023 | 15013.8506 | 70678.7054 | 4.7076
29135 | MO | WH | 2023 | 1618.744 | 7130.4662 | 4.4049
29137 | MO | WH | 2023 | 2666.8807 | 11729.8891 | 4.3984
29139 | MO | WH | 2023 | 4289.6716 | 19350.2347 | 4.5109
29141 | MO | WH | 2023 | 776.9971 | 3102.5693 | 3.993
29089 | MO | SB | 2023 | 20193.8314 | 64364.7048 | 3.1873
29009 | MO | SB | 2023 | 2076.0392 | 5524.7506 | 2.6612
29095 | MO | SB | 2023 | 11978.7056 | 40197.323 | 3.3557
29157 | MO | WH | 2023 | 4937.1692 | 23378.1317 | 4.7351
29159 | MO | WH | 2023 | 4249.203 | 17445.1483 | 4.1055
29163 | MO | WH | 2023 | 3605.7523 | 18942.0019 | 5.2533
29167 | MO | WH | 2023 | 428.9672 | 1684.6407 | 3.9272
29033 | MO | WH | 2023 | 3249.6286 | 13471.6824 | 4.1456
29053 | MO | SB | 2023 | 30553.793 | 84041.5258 | 2.7506
29057 | MO | SB | 2023 | 11695.4254 | 29419.9771 | 2.5155
29033 | MO | CO | 2023 | 39456.885 | 383379.5871 | 9.7164
29143 | MO | WH | 2023 | 3290.0972 | 16274.881 | 4.9466
29145 | MO | WH | 2023 | 2436.2097 | 12110.9064 | 4.9712
29015 | MO | WH | 2023 | 821.5126 | 3891.8194 | 4.7374
29151 | MO | WH | 2023 | 226.6242 | 889.9475 | 3.927
29155 | MO | WH | 2023 | 10319.493 | 48171.4704 | 4.668
29127 | MO | SB | 2023 | 25090.532 | 88913.1038 | 3.5437
29013 | MO | SB | 2023 | 50383.407 | 125028.0989 | 2.4815
29131 | MO | SB | 2023 | 1861.5556 | 5252.5954 | 2.8216
29173 | MO | WH | 2023 | 2432.1629 | 12246.984 | 5.0354
29137 | MO | SB | 2023 | 38080.9526 | 116019.7618 | 3.0467
29141 | MO | SB | 2023 | 4896.7006 | 13526.1134 | 2.7623
29143 | MO | SB | 2023 | 71427.079 | 266494.3718 | 3.731
29145 | MO | SB | 2023 | 3310.3315 | 10287.4666 | 3.1077
29015 | MO | SB | 2023 | 7648.5654 | 24085.7352 | 3.1491
29199 | MO | WH | 2023 | 748.6691 | 3211.4314 | 4.2895
29201 | MO | WH | 2023 | 10562.3046 | 56336.1264 | 5.3337
29207 | MO | WH | 2023 | 9550.5896 | 49450.5998 | 5.1778
29117 | MO | SB | 2023 | 40913.7546 | 119693.857 | 2.9255
29037 | MO | SB | 2023 | 26142.7156 | 59084.8939 | 2.2601
29039 | MO | SB | 2023 | 2662.8339 | 3619.6642 | 1.3593
29045 | MO | SB | 2023 | 27882.8654 | 98438.5358 | 3.5304
29047 | MO | SB | 2023 | 8943.5606 | 28984.5288 | 3.2408
29143 | MO | RI | 2023 | 7608.0968 | 71395.3808 | 9.3841
29133 | MO | SB | 2023 | 64871.1658 | 262629.768 | 4.0485
29135 | MO | SB | 2023 | 10764.6476 | 27215.52 | 2.5282
29177 | MO | WH | 2023 | 2254.101 | 9389.3544 | 4.1655
29019 | MO | WH | 2023 | 2144.8358 | 8681.7509 | 4.0477
29001 | MO | SB | 2023 | 17765.7154 | 58785.5232 | 3.3089
29103 | MO | SB | 2023 | 32253.4742 | 109760.1922 | 3.4031
29107 | MO | SB | 2023 | 45122.489 | 150501.8256 | 3.3354
29109 | MO | SB | 2023 | 6191.6958 | 17445.1483 | 2.8175
29011 | MO | SB | 2023 | 37514.3922 | 115040.003 | 3.0666
29111 | MO | SB | 2023 | 31282.2278 | 97622.0702 | 3.1207
29113 | MO | SB | 2023 | 27397.2422 | 92668.8456 | 3.3824
29115 | MO | SB | 2023 | 29542.078 | 89212.4746 | 3.0198
29069 | MO | RI | 2023 | 11331.208 | 97975.872 | 8.6466
29998 | MO | RI | 2023 | 61997.8952 | 555695.5592 | 8.9631
29059 | MO | SB | 2023 | 202.343 | 394.625 | 1.9503
29061 | MO | SB | 2023 | 33427.0636 | 92832.1387 | 2.7772
29063 | MO | SB | 2023 | 22864.759 | 93022.6474 | 4.0684
29185 | MO | WH | 2023 | 3492.4402 | 11512.165 | 3.2963
29186 | MO | WH | 2023 | 1999.1488 | 10641.2683 | 5.3229
29075 | MO | SB | 2023 | 22298.1986 | 81428.8358 | 3.6518
29079 | MO | SB | 2023 | 27154.4306 | 81075.0341 | 2.9857
29083 | MO | SB | 2023 | 26345.0586 | 60064.6526 | 2.2799
29085 | MO | SB | 2023 | 1181.6831 | 2509.2709 | 2.1235
29087 | MO | SB | 2023 | 38202.3584 | 146174.5579 | 3.8263
29071 | MO | SB | 2023 | 12504.7974 | 33964.969 | 2.7162
29073 | MO | SB | 2023 | 4208.7344 | 9852.0182 | 2.3409
29007 | MO | SB | 2023 | 63131.016 | 207599.9866 | 3.2884
29069 | MO | SB | 2023 | 34722.0588 | 107419.6574 | 3.0937
30051 | MT | BA | 2023 | 16187.44 | 32397.355 | 2.0014
30105 | MT | BA | 2023 | 2399.788 | 2808.6417 | 1.1704
30103 | MT | BA | 2023 | 2278.3822 | 14260.9325 | 6.2592
30005 | MT | WH | 2023 | 70698.6442 | 96996.1133 | 1.372
30051 | MT | WH | 2023 | 94129.9636 | 190862.4418 | 2.0276
30055 | MT | WH | 2023 | 81746.572 | 163837.4304 | 2.0042
30101 | MT | BA | 2023 | 39578.2908 | 59264.5164 | 1.4974
30065 | MT | BA | 2023 | 2217.6793 | 7772.7525 | 3.5049
30067 | MT | BA | 2023 | 1715.8686 | 7903.387 | 4.6061
30005 | MT | BA | 2023 | 8457.9374 | 9057.3251 | 1.0709
30998 | MT | WH | 2023 | 220128.9497 | 544969.0156 | 2.4757
30047 | MT | WH | 2023 | 2913.7392 | 8145.6051 | 2.7956
30085 | MT | WH | 2023 | 120798.771 | 223929.2986 | 1.8537
30101 | MT | WH | 2023 | 95505.896 | 138118.764 | 1.4462
30041 | MT | BA | 2023 | 29623.0152 | 62465.0615 | 2.1087
30047 | MT | BA | 2023 | 497.7638 | 934.0366 | 1.8765
30035 | MT | BA | 2023 | 37676.2666 | 78641.9666 | 2.0873
30015 | MT | BA | 2023 | 46336.547 | 121011.0881 | 2.6116
30037 | MT | BA | 2023 | 4208.7344 | 15501.9602 | 3.6833
30091 | MT | WH | 2023 | 128042.6504 | 250219.4909 | 1.9542
30057 | MT | WH | 2023 | 1375.9324 | 7620.3456 | 5.5383
30071 | MT | BA | 2023 | 6394.0388 | 12410.2771 | 1.9409
30031 | MT | BA | 2023 | 10359.9616 | 51121.6328 | 4.9345
30083 | MT | WH | 2023 | 71103.3302 | 174505.9142 | 2.4543
30105 | MT | WH | 2023 | 117358.94 | 219928.6171 | 1.874
30041 | MT | WH | 2023 | 184820.0962 | 421813.3445 | 2.2823
30049 | MT | BA | 2023 | 3476.2527 | 12540.9116 | 3.6076
30099 | MT | WH | 2023 | 54349.3298 | 197339.7355 | 3.631
30013 | MT | BA | 2023 | 22095.8556 | 61855.4339 | 2.7994
30073 | MT | BA | 2023 | 44677.3344 | 104355.1899 | 2.3358
30087 | MT | WH | 2023 | 4168.2658 | 7184.8973 | 1.7237
30071 | MT | WH | 2023 | 51637.9336 | 82803.2196 | 1.6035
30007 | MT | BA | 2023 | 2286.4759 | 13738.3945 | 6.0085
30099 | MT | BA | 2023 | 39659.228 | 116286.4739 | 2.9321
30998 | MT | BA | 2023 | 54555.7197 | 172927.4141 | 3.1697
30037 | MT | WH | 2023 | 10319.493 | 44279.651 | 4.2909
30011 | MT | BA | 2023 | 700.1068 | 2242.5588 | 3.2032
30045 | MT | WH | 2023 | 20841.329 | 88151.0693 | 4.2296
30003 | MT | WH | 2023 | 36842.6134 | 157523.4298 | 4.2756
30067 | MT | WH | 2023 | 1234.2923 | 4381.6987 | 3.55
30069 | MT | WH | 2023 | 4937.1692 | 11512.165 | 2.3317
30079 | MT | BA | 2023 | 1003.6213 | 1929.0361 | 1.9221
30073 | MT | WH | 2023 | 60257.7454 | 174070.4659 | 2.8888
30107 | MT | WH | 2023 | 14512.04 | 47164.4962 | 3.25
30029 | MT | BA | 2023 | 825.5594 | 2307.8761 | 2.7955
30111 | MT | WH | 2023 | 25495.218 | 102058.2 | 4.003
30013 | MT | WH | 2023 | 46538.89 | 194999.2008 | 4.19
30031 | MT | WH | 2023 | 16551.6574 | 80911.741 | 4.8884
30007 | MT | WH | 2023 | 5301.3866 | 23378.1317 | 4.4098
30035 | MT | WH | 2023 | 43503.745 | 101894.9069 | 2.3422
30027 | MT | BA | 2023 | 17968.0584 | 44655.2252 | 2.4853
30003 | MT | BA | 2023 | 5260.918 | 25060.0508 | 4.7634
30019 | MT | WH | 2023 | 112057.5534 | 242680.7918 | 2.1657
30021 | MT | WH | 2023 | 65801.9436 | 148242.9374 | 2.2529
30025 | MT | WH | 2023 | 4653.889 | 12029.2598 | 2.5848
30079 | MT | WH | 2023 | 1902.0242 | 6395.6472 | 3.3625
30111 | MT | BA | 2023 | 6920.1306 | 29262.1271 | 4.2286
30065 | MT | WH | 2023 | 5018.1064 | 21609.1229 | 4.3062
30027 | MT | WH | 2023 | 54025.581 | 169906.4914 | 3.1449
30015 | MT | WH | 2023 | 193439.908 | 686565.923 | 3.5492
30011 | MT | WH | 2023 | 6110.7586 | 15458.4154 | 2.5297
30029 | MT | WH | 2023 | 5422.7924 | 19785.683 | 3.6486
30009 | MT | BA | 2023 | 3395.3155 | 20139.4848 | 5.9316
31111 | NE | SB | 2023 | 22783.8218 | 108317.7696 | 4.7542
31011 | NE | SB | 2023 | 45567.6436 | 160272.1973 | 3.5172
31119 | NE | SB | 2023 | 42330.1556 | 131233.2374 | 3.1002
31037 | NE | CO | 2023 | 41844.5324 | 456484.1026 | 10.9091
31121 | NE | SB | 2023 | 22095.8556 | 97921.441 | 4.4317
31105 | NE | WH | 2023 | 31767.851 | 56200.0488 | 1.7691
31043 | NE | CO | 2023 | 25292.875 | 312281.7627 | 12.3466
31113 | NE | SB | 2023 | 3383.175 | 13471.6824 | 3.982
31039 | NE | CO | 2023 | 58679.47 | 606985.9282 | 10.3441
31107 | NE | WH | 2023 | 420.8734 | 1036.9113 | 2.4637
31063 | NE | SB | 2023 | 8538.8746 | 31406.7101 | 3.6781
31065 | NE | SB | 2023 | 13071.3578 | 37176.4003 | 2.8441
31041 | NE | CO | 2023 | 95708.239 | 1160324.6234 | 12.1236
31061 | NE | SB | 2023 | 22014.9184 | 76393.9646 | 3.4701
31033 | NE | CO | 2023 | 26668.8074 | 166377.5456 | 6.2387
31109 | NE | SB | 2023 | 52528.2428 | 140949.1781 | 2.6833
31157 | NE | CO | 2023 | 25454.7494 | 297980.9141 | 11.7063
31998 | NE | SB | 2023 | 265801.8117 | 879850.5461 | 3.3102
31101 | NE | WH | 2023 | 7891.377 | 22289.5109 | 2.8245
31001 | NE | SB | 2023 | 33386.595 | 139207.3848 | 4.1696
31047 | NE | CO | 2023 | 77861.5864 | 1146049.1759 | 14.7191
31049 | NE | CO | 2023 | 20234.3 | 150501.8256 | 7.438
31035 | NE | CO | 2023 | 70860.5186 | 861530.8724 | 12.1581
31027 | NE | CO | 2023 | 72964.8858 | 901588.4891 | 12.3565
31067 | NE | SB | 2023 | 72034.108 | 220146.3413 | 3.0561
31099 | NE | SB | 2023 | 33508.0008 | 134090.867 | 4.0018
31998 | NE | WH | 2023 | 148430.7311 | 419674.2046 | 2.8274
31025 | NE | CO | 2023 | 51718.8708 | 635282.8115 | 12.2834
31029 | NE | CO | 2023 | 58153.3782 | 601550.0817 | 10.3442
31087 | NE | SG | 2023 | 9712.464 | 40235.4248 | 4.1427
31177 | NE | SB | 2023 | 31605.9766 | 92042.8886 | 2.9122
31081 | NE | SB | 2023 | 30675.1988 | 121299.5726 | 3.9543
31083 | NE | SB | 2023 | 22257.73 | 79632.6115 | 3.5778
31087 | NE | SB | 2023 | 1549.9474 | 4953.2246 | 3.1957
31127 | NE | SB | 2023 | 33386.595 | 122823.6418 | 3.6788
31129 | NE | SB | 2023 | 26790.2132 | 78734.4994 | 2.9389
31059 | NE | SG | 2023 | 837.7 | 4013.382 | 4.791
31151 | NE | CO | 2023 | 60136.3396 | 594869.5787 | 9.892
31153 | NE | CO | 2023 | 11776.3626 | 134829.3148 | 11.4491
31155 | NE | CO | 2023 | 74462.224 | 894095.1492 | 12.0074
31059 | NE | SB | 2023 | 47348.262 | 183731.9755 | 3.8804
31175 | NE | SB | 2023 | 12019.1742 | 42020.7629 | 3.4961
31163 | NE | CO | 2023 | 29906.2954 | 372050.6733 | 12.4405
31165 | NE | CO | 2023 | 4856.232 | 49227.4326 | 10.137
31051 | NE | CO | 2023 | 44758.2716 | 502307.7808 | 11.2227
31053 | NE | CO | 2023 | 57384.4748 | 713899.377 | 12.4406
31133 | NE | SB | 2023 | 27640.0538 | 93322.0181 | 3.3763
31087 | NE | WH | 2023 | 18656.0246 | 52444.307 | 2.8111
31089 | NE | SB | 2023 | 37838.141 | 165415.9306 | 4.3717
31093 | NE | SB | 2023 | 17603.841 | 70923.6451 | 4.0289
31095 | NE | SB | 2023 | 38687.9816 | 98873.9842 | 2.5557
31097 | NE | SB | 2023 | 24240.6914 | 79550.965 | 3.2817
31023 | NE | CO | 2023 | 60945.7116 | 715525.0507 | 11.7404
31143 | NE | CO | 2023 | 51961.6824 | 620677.1491 | 11.9449
31149 | NE | CO | 2023 | 10602.7732 | 154616.8122 | 14.5827
31015 | NE | CO | 2023 | 16146.9714 | 173794.682 | 10.7633
31103 | NE | CO | 2023 | 7162.9422 | 96676.7845 | 13.4968
31107 | NE | CO | 2023 | 57465.412 | 602362.9185 | 10.4822
31109 | NE | CO | 2023 | 55927.6052 | 490064.4255 | 8.7625
31097 | NE | WH | 2023 | 740.5754 | 2993.7072 | 4.0424
31141 | NE | CO | 2023 | 76768.9342 | 999382.9243 | 13.0181
31041 | NE | SB | 2023 | 32981.909 | 117788.7706 | 3.5713
31001 | NE | CO | 2023 | 71831.765 | 922036.4164 | 12.8361
31053 | NE | SB | 2023 | 48400.4456 | 166341.2582 | 3.4368
31169 | NE | SG | 2023 | 279.2333 | 1437.7052 | 5.1488
31065 | NE | WH | 2023 | 12949.952 | 26562.3475 | 2.0512
31167 | NE | CO | 2023 | 39982.9768 | 409568.1748 | 10.2436
31077 | NE | SB | 2023 | 17077.7492 | 61316.5666 | 3.5904
31079 | NE | SB | 2023 | 15539.9424 | 65725.4808 | 4.2295
31083 | NE | WH | 2023 | 5787.0098 | 17363.5018 | 3.0004
31179 | NE | CO | 2023 | 49412.1606 | 497176.7481 | 10.0618
31181 | NE | CO | 2023 | 37312.0492 | 344973.0453 | 9.2456
31039 | NE | SB | 2023 | 49331.2234 | 140677.0229 | 2.8517
31015 | NE | SB | 2023 | 9105.435 | 27324.3821 | 3.0009
31151 | NE | SB | 2023 | 45567.6436 | 123504.0298 | 2.7103
31043 | NE | SB | 2023 | 21853.044 | 77455.3699 | 3.5444
31047 | NE | SB | 2023 | 26506.933 | 113379.8563 | 4.2774
31163 | NE | SB | 2023 | 13921.1984 | 47844.8842 | 3.4368
31167 | NE | SB | 2023 | 29582.5466 | 81564.9134 | 2.7572
31169 | NE | SB | 2023 | 36866.8946 | 124946.4523 | 3.3891
31111 | NE | CO | 2023 | 76000.0308 | 904941.4412 | 11.9071
31063 | NE | WH | 2023 | 8619.8118 | 26671.2096 | 3.0942
31115 | NE | CO | 2023 | 2217.6793 | 24842.3267 | 11.2019
31073 | NE | SB | 2023 | 12949.952 | 52090.5053 | 4.0224
31183 | NE | CO | 2023 | 13273.7008 | 188120.9317 | 14.1725
31019 | NE | CO | 2023 | 84984.06 | 1047645.1131 | 12.3275
31021 | NE | CO | 2023 | 50626.2186 | 553872.1194 | 10.9404
31153 | NE | SB | 2023 | 11533.551 | 35434.607 | 3.0723
31155 | NE | SB | 2023 | 64345.074 | 208579.7453 | 3.2416
31055 | NE | SB | 2023 | 9105.435 | 25364.8646 | 2.7857
31057 | NE | WH | 2023 | 13354.638 | 52444.307 | 3.927
31087 | NE | CO | 2023 | 25859.4354 | 177884.2675 | 6.8789
31089 | NE | CO | 2023 | 67825.3736 | 952339.9908 | 14.0411
31113 | NE | CO | 2023 | 8700.749 | 110647.4181 | 12.717
31093 | NE | CO | 2023 | 37919.0782 | 515516.3798 | 13.5952
31095 | NE | CO | 2023 | 44636.8658 | 394479.8906 | 8.8375
31069 | NE | WH | 2023 | 11250.2708 | 27923.1235 | 2.482
31185 | NE | SB | 2023 | 37797.6724 | 150991.705 | 3.9947
31019 | NE | SB | 2023 | 31120.3534 | 116155.8394 | 3.7325
31021 | NE | SB | 2023 | 47793.4166 | 154284.7829 | 3.2282
31023 | NE | SB | 2023 | 47388.7306 | 143425.7904 | 3.0266
31025 | NE | SB | 2023 | 48764.663 | 192168.7867 | 3.9407
31027 | NE | SB | 2023 | 50990.436 | 196496.0544 | 3.8536
31029 | NE | SB | 2023 | 6029.8214 | 22833.8213 | 3.7868
31003 | NE | SB | 2023 | 46336.547 | 185718.7085 | 4.008
31035 | NE | SB | 2023 | 36502.6772 | 136975.7122 | 3.7525
31037 | NE | SB | 2023 | 31039.4162 | 92042.8886 | 2.9654
31073 | NE | CO | 2023 | 35288.6192 | 457627.1544 | 12.9681
31147 | NE | CO | 2023 | 45729.518 | 559003.1521 | 12.2241
31047 | NE | WH | 2023 | 635.357 | 2106.4812 | 3.3154
31081 | NE | CO | 2023 | 82758.287 | 1137082.5693 | 13.7398
31083 | NE | CO | 2023 | 40306.7256 | 484984.1951 | 12.0323
31085 | NE | CO | 2023 | 29258.7978 | 243343.0362 | 8.3169
31155 | NE | WH | 2023 | 433.014 | 821.9087 | 1.8981
31179 | NE | SB | 2023 | 40913.7546 | 111991.8648 | 2.7373
31175 | NE | CO | 2023 | 27720.991 | 365573.3796 | 13.1876
31177 | NE | CO | 2023 | 32739.0974 | 319140.0737 | 9.748
31137 | NE | SB | 2023 | 30958.479 | 138663.0744 | 4.479
31139 | NE | SB | 2023 | 40023.4454 | 132702.8755 | 3.3156
31129 | NE | SG | 2023 | 898.4029 | 2768.7256 | 3.0818
31149 | NE | SB | 2023 | 5503.7296 | 22507.235 | 4.0895
31071 | NE | CO | 2023 | 4451.546 | 53901.2445 | 12.1084
31077 | NE | CO | 2023 | 30918.0104 | 375327.422 | 12.1394
31079 | NE | CO | 2023 | 73814.7264 | 995598.1526 | 13.4878
31049 | NE | WH | 2023 | 21165.0778 | 65181.1704 | 3.0797
31151 | NE | WH | 2023 | 562.5135 | 378.2957 | 0.67251
31055 | NE | CO | 2023 | 10076.6814 | 104728.9497 | 10.3932
31057 | NE | CO | 2023 | 34115.0298 | 332551.882 | 9.748
31119 | NE | CO | 2023 | 56332.2912 | 618772.0627 | 10.9843
31181 | NE | SB | 2023 | 24078.817 | 72066.697 | 2.993
31183 | NE | SB | 2023 | 6920.1306 | 30807.9686 | 4.4519
31998 | NE | SG | 2023 | 68100.5601 | 319607.4549 | 4.6932
31017 | NE | CO | 2023 | 14568.696 | 193785.3886 | 13.3015
31137 | NE | CO | 2023 | 74988.3158 | 1069388.4992 | 14.2607
31029 | NE | SG | 2023 | 2929.9266 | 14224.6451 | 4.8549
31059 | NE | CO | 2023 | 75919.0936 | 889192.7269 | 11.7124
31061 | NE | CO | 2023 | 40832.8174 | 504390.6753 | 12.3526
31147 | NE | WH | 2023 | 760.8097 | 3565.2331 | 4.6861
31097 | NE | CO | 2023 | 27113.962 | 295440.7989 | 10.8963
31123 | NE | WH | 2023 | 6151.2272 | 12083.6909 | 1.9644
31033 | NE | SG | 2023 | 8296.063 | 34926.584 | 4.21
31145 | NE | WH | 2023 | 17158.6864 | 49967.6947 | 2.9121
31141 | NE | SB | 2023 | 51152.3104 | 195407.4336 | 3.8201
31143 | NE | SB | 2023 | 32455.8172 | 110658.3043 | 3.4095
31145 | NE | SB | 2023 | 4613.4204 | 16819.1914 | 3.6457
31147 | NE | SB | 2023 | 42532.4986 | 164463.3874 | 3.8668
31127 | NE | CO | 2023 | 38323.7642 | 456814.3176 | 11.9199
31121 | NE | CO | 2023 | 50140.5954 | 625985.9899 | 12.4846
31013 | NE | CO | 2023 | 34236.4356 | 344465.0223 | 10.0614
31025 | NE | WH | 2023 | 169.9681 | 544.3104 | 3.2024
31169 | NE | WH | 2023 | 1845.3682 | 2966.4917 | 1.6075
31029 | NE | WH | 2023 | 14083.0728 | 59656.4198 | 4.236
31133 | NE | CO | 2023 | 28004.2712 | 305499.6551 | 10.909
31019 | NE | WH | 2023 | 671.7788 | 3429.1555 | 5.1046
31099 | NE | CO | 2023 | 67016.0016 | 853072.2888 | 12.7294
31169 | NE | CO | 2023 | 62807.2672 | 656772.1861 | 10.4569
31067 | NE | CO | 2023 | 77537.8376 | 801076.1306 | 10.3314
31998 | NE | CO | 2023 | 806021.1999 | 8663520.1103 | 10.7485
31135 | NE | WH | 2023 | 32617.6916 | 99581.5877 | 3.053
31123 | NE | CO | 2023 | 26587.8702 | 288887.3017 | 10.8654
31065 | NE | CO | 2023 | 45689.0494 | 334964.9914 | 7.3314
31069 | NE | CO | 2023 | 14932.9134 | 132340.0019 | 8.8623
34041 | NJ | SB | 2023 | 3557.1899 | 12246.984 | 3.4429
34037 | NJ | SB | 2023 | 582.7478 | 1760.8441 | 3.0216
34005 | NJ | SB | 2023 | 8741.2176 | 24929.4163 | 2.8519
34035 | NJ | SB | 2023 | 716.2942 | 2199.014 | 3.07
34998 | NJ | SB | 2023 | 3755.4861 | 12668.8246 | 3.3734
34011 | NJ | SB | 2023 | 4572.9518 | 11294.4408 | 2.4698
34015 | NJ | SB | 2023 | 4127.7972 | 9226.0613 | 2.2351
34021 | NJ | SB | 2023 | 1707.7749 | 5443.104 | 3.1872
34033 | NJ | SB | 2023 | 9874.3384 | 28004.7701 | 2.8361
34025 | NJ | SB | 2023 | 2023.43 | 6912.7421 | 3.4163
36011 | NY | SB | 2023 | 13597.4496 | 47055.6341 | 3.4606
36037 | NY | CO | 2023 | 13354.638 | 144176.9388 | 10.796
36099 | NY | CO | 2023 | 7446.2224 | 81283.6864 | 10.9161
36109 | NY | SB | 2023 | 1339.5107 | 4300.0522 | 3.2102
36033 | NY | CO | 2023 | 5948.8842 | 51869.1524 | 8.7191
36043 | NY | CO | 2023 | 2723.5368 | 26061.582 | 9.569
36101 | NY | SB | 2023 | 2533.3344 | 5960.1989 | 2.3527
36998 | NY | CO | 2023 | 17385.3106 | 166052.4109 | 9.5513
36023 | NY | CO | 2023 | 1404.2604 | 14707.267 | 10.4733
36021 | NY | CO | 2023 | 2921.8329 | 26595.0061 | 9.1022
36017 | NY | CO | 2023 | 1521.6194 | 12217.9541 | 8.0296
36089 | NY | SB | 2023 | 2517.1469 | 8926.6906 | 3.5464
36115 | NY | SB | 2023 | 590.8416 | 2079.2657 | 3.5192
36045 | NY | CO | 2023 | 8255.5944 | 82807.7555 | 10.0305
36009 | NY | SB | 2023 | 1966.774 | 5715.2592 | 2.9059
36091 | NY | SB | 2023 | 356.1237 | 1053.2406 | 2.9575
36095 | NY | SB | 2023 | 513.9512 | 2000.3407 | 3.8921
36099 | NY | SB | 2023 | 9591.0582 | 37421.34 | 3.9017
36998 | NY | SB | 2023 | 8943.5606 | 30103.0867 | 3.3659
36083 | NY | SB | 2023 | 708.2005 | 2476.6123 | 3.497
36029 | NY | CO | 2023 | 5260.918 | 53164.6111 | 10.1056
36075 | NY | SB | 2023 | 3460.0653 | 9906.4493 | 2.8631
36083 | NY | CO | 2023 | 2221.7261 | 21463.9734 | 9.6609
36111 | NY | CO | 2023 | 376.358 | 3147.2027 | 8.3623
36115 | NY | CO | 2023 | 2537.3812 | 21362.3688 | 8.4191
36009 | NY | CO | 2023 | 4289.6716 | 37695.3096 | 8.7875
36049 | NY | CO | 2023 | 3516.7213 | 29262.1271 | 8.3209
36003 | NY | CO | 2023 | 5544.1982 | 48694.0084 | 8.7829
36073 | NY | SB | 2023 | 9712.464 | 32658.624 | 3.3625
36021 | NY | SB | 2023 | 1456.8696 | 6096.2765 | 4.1845
36075 | NY | CO | 2023 | 2893.5049 | 24943.9313 | 8.6207
36109 | NY | CO | 2023 | 2456.444 | 23064.246 | 9.3893
36077 | NY | CO | 2023 | 3868.7982 | 38838.3614 | 10.0389
36011 | NY | CO | 2023 | 13476.0438 | 131857.38 | 9.7846
36089 | NY | CO | 2023 | 7122.4736 | 71072.4233 | 9.9786
36123 | NY | SB | 2023 | 2112.4609 | 8736.1819 | 4.1355
36029 | NY | SB | 2023 | 3694.7832 | 11294.4408 | 3.0569
36043 | NY | SB | 2023 | 1210.0111 | 3592.4486 | 2.9689
36045 | NY | SB | 2023 | 4249.203 | 12192.553 | 2.8694
36117 | NY | SB | 2023 | 8741.2176 | 30263.6582 | 3.4622
36051 | NY | CO | 2023 | 15094.7878 | 161627.5302 | 10.7075
36121 | NY | SB | 2023 | 1772.5247 | 5796.9058 | 3.2704
36053 | NY | CO | 2023 | 5989.3528 | 56136.5459 | 9.3727
36069 | NY | SB | 2023 | 9631.5268 | 32440.8998 | 3.3682
36071 | NY | SB | 2023 | 789.1377 | 2604.5253 | 3.3005
36023 | NY | SB | 2023 | 708.2005 | 2612.6899 | 3.6892
36057 | NY | CO | 2023 | 3545.0494 | 33199.3057 | 9.365
36003 | NY | SB | 2023 | 315.6551 | 843.6811 | 2.6728
36033 | NY | SB | 2023 | 671.7788 | 2438.5106 | 3.6299
36037 | NY | SB | 2023 | 7203.4108 | 24330.6749 | 3.3777
36051 | NY | SB | 2023 | 9793.4012 | 37530.2021 | 3.8322
36117 | NY | CO | 2023 | 9145.9036 | 92587.199 | 10.1234
36123 | NY | CO | 2023 | 3006.817 | 31370.4227 | 10.4331
36013 | NY | CO | 2023 | 5139.5122 | 55831.7321 | 10.8632
36063 | NY | CO | 2023 | 11493.0824 | 121112.6927 | 10.5379
36055 | NY | SB | 2023 | 7243.8794 | 26208.5458 | 3.618
36053 | NY | SB | 2023 | 2039.6174 | 7021.6042 | 3.4426
36101 | NY | CO | 2023 | 11776.3626 | 111536.4584 | 9.4712
36073 | NY | CO | 2023 | 16430.2516 | 191296.0757 | 11.6429
36055 | NY | CO | 2023 | 10602.7732 | 115854.6543 | 10.9268
36065 | NY | CO | 2023 | 11128.865 | 109885.3836 | 9.8739
36103 | NY | CO | 2023 | 141.6401 | 1249.7367 | 8.8233
36069 | NY | CO | 2023 | 7931.8456 | 75974.8456 | 9.5785
36121 | NY | CO | 2023 | 7608.0968 | 67998.8839 | 8.9377
36065 | NY | SB | 2023 | 4289.6716 | 15540.0619 | 3.6227
36067 | NY | CO | 2023 | 8781.6862 | 82401.3371 | 9.3833
36067 | NY | SB | 2023 | 4532.4832 | 16601.4672 | 3.6628
36063 | NY | SB | 2023 | 9024.4978 | 27787.0459 | 3.0791
36007 | NY | CO | 2023 | 469.4358 | 4869.4008 | 10.3729
36057 | NY | SB | 2023 | 2282.429 | 8327.9491 | 3.6487
37155 | NC | CO | 2023 | 24969.1262 | 246772.1917 | 9.8831
37027 | NC | CO | 2023 | 663.685 | 7315.5318 | 11.0226
37029 | NC | CO | 2023 | 7243.8794 | 79607.2104 | 10.9896
37021 | NC | CO | 2023 | 141.6401 | 1313.2396 | 9.2717
37157 | NC | CO | 2023 | 1218.1049 | 10490.6758 | 8.6123
37033 | NC | CO | 2023 | 271.1396 | 2110.8357 | 7.7851
37191 | NC | WH | 2023 | 5422.7924 | 23078.761 | 4.2559
37019 | NC | CO | 2023 | 2670.9276 | 24156.4956 | 9.0442
37185 | NC | WH | 2023 | 1120.9802 | 4980.4402 | 4.4429
37003 | NC | CO | 2023 | 607.029 | 5131.0327 | 8.4527
37179 | NC | WH | 2023 | 15459.0052 | 78707.2838 | 5.0914
37159 | NC | CO | 2023 | 4006.3914 | 34189.9506 | 8.5339
37197 | NC | CO | 2023 | 5867.947 | 57101.7897 | 9.7311
37035 | NC | CO | 2023 | 1982.9614 | 19482.6836 | 9.825
37133 | NC | WH | 2023 | 967.1995 | 2939.2762 | 3.039
37137 | NC | WH | 2023 | 983.387 | 4572.2074 | 4.6494
37195 | NC | WH | 2023 | 3164.6445 | 16138.8034 | 5.0997
37197 | NC | WH | 2023 | 1448.7759 | 8572.8888 | 5.9173
37037 | NC | CO | 2023 | 1254.5266 | 9246.0193 | 7.3701
37023 | NC | CO | 2023 | 485.6232 | 4341.0569 | 8.9391
37181 | NC | WH | 2023 | 582.7478 | 2560.9804 | 4.3947
37161 | NC | CO | 2023 | 230.671 | 1404.6837 | 6.0896
37183 | NC | WH | 2023 | 667.7319 | 2302.433 | 3.4481
37151 | NC | CO | 2023 | 4249.203 | 30684.5916 | 7.2213
37191 | NC | CO | 2023 | 8134.1886 | 68862.5231 | 8.4658
37193 | NC | CO | 2023 | 2468.5846 | 27941.2672 | 11.3187
37135 | NC | WH | 2023 | 335.8894 | 1758.1226 | 5.2342
37131 | NC | WH | 2023 | 2181.2575 | 10913.4235 | 5.0033
37051 | NC | SB | 2023 | 7284.348 | 17989.4587 | 2.4696
37041 | NC | SB | 2023 | 6110.7586 | 15567.2774 | 2.5475
37167 | NC | WH | 2023 | 3391.2687 | 14805.2429 | 4.3657
37169 | NC | WH | 2023 | 89.0309 | 389.1819 | 4.3713
37195 | NC | CO | 2023 | 2436.2097 | 19533.4859 | 8.018
37171 | NC | WH | 2023 | 861.9812 | 4626.6384 | 5.3674
37035 | NC | SB | 2023 | 2950.1609 | 7783.6387 | 2.6384
37037 | NC | SB | 2023 | 870.0749 | 1714.5778 | 1.9706
37041 | NC | CO | 2023 | 1804.8996 | 17196.5799 | 9.5277
37017 | NC | CO | 2023 | 10036.2128 | 91748.961 | 9.1418
37167 | NC | SB | 2023 | 7365.2852 | 16982.4845 | 2.3057
37163 | NC | CO | 2023 | 13354.638 | 133178.2399 | 9.9724
37023 | NC | WH | 2023 | 97.1246 | 473.55 | 4.8757
37185 | NC | CO | 2023 | 825.5594 | 5613.6546 | 6.7998
37187 | NC | CO | 2023 | 13476.0438 | 146082.0252 | 10.8401
37027 | NC | SB | 2023 | 509.9044 | 1368.9407 | 2.6847
37017 | NC | WH | 2023 | 1246.4329 | 5225.3798 | 4.1923
37143 | NC | CO | 2023 | 5948.8842 | 63299.6708 | 10.6406
37147 | NC | CO | 2023 | 7082.005 | 55298.3079 | 7.8083
37045 | NC | SB | 2023 | 4653.889 | 9933.6648 | 2.1345
37047 | NC | SB | 2023 | 21488.8266 | 49423.3843 | 2.3
37049 | NC | SB | 2023 | 9429.1838 | 22507.235 | 2.387
37145 | NC | CO | 2023 | 1553.9942 | 10516.0769 | 6.7671
37169 | NC | CO | 2023 | 768.9034 | 6426.4915 | 8.358
37171 | NC | CO | 2023 | 4896.7006 | 53571.0296 | 10.9402
37175 | NC | CO | 2023 | 643.4507 | 6705.9041 | 10.4218
37177 | NC | CO | 2023 | 10036.2128 | 111993.6792 | 11.159
37053 | NC | SB | 2023 | 6798.7248 | 18424.907 | 2.7101
37183 | NC | CO | 2023 | 364.2174 | 2491.853 | 6.8417
37163 | NC | WH | 2023 | 5746.5412 | 24738.9077 | 4.305
37135 | NC | CO | 2023 | 890.3092 | 7925.1594 | 8.9016
37029 | NC | SB | 2023 | 10157.6186 | 35325.745 | 3.4778
37033 | NC | SB | 2023 | 2185.3044 | 3619.6642 | 1.6564
37001 | NC | CO | 2023 | 1392.1198 | 12522.7679 | 8.9955
37101 | NC | CO | 2023 | 2865.1769 | 24816.9255 | 8.6616
37103 | NC | CO | 2023 | 7082.005 | 71072.4233 | 10.0356
37057 | NC | SB | 2023 | 4532.4832 | 12110.9064 | 2.672
37025 | NC | WH | 2023 | 1100.7459 | 5334.2419 | 4.846
37059 | NC | SB | 2023 | 3739.2986 | 11920.3978 | 3.1879
37045 | NC | CO | 2023 | 2428.116 | 21616.3804 | 8.9025
37015 | NC | WH | 2023 | 2594.0373 | 12900.1565 | 4.973
37151 | NC | WH | 2023 | 1817.0401 | 8681.7509 | 4.778
37155 | NC | WH | 2023 | 10845.5848 | 43245.4613 | 3.9874
37179 | NC | CO | 2023 | 12707.1404 | 108920.1398 | 8.5716
37157 | NC | WH | 2023 | 1335.4638 | 5443.104 | 4.0758
37159 | NC | WH | 2023 | 2666.8807 | 15540.0619 | 5.8271
37003 | NC | SB | 2023 | 1080.5116 | 3048.1382 | 2.821
37157 | NC | SB | 2023 | 3156.5508 | 7946.9318 | 2.5176
37159 | NC | SB | 2023 | 8579.3432 | 24412.3214 | 2.8455
37163 | NC | SB | 2023 | 26466.4644 | 74053.4299 | 2.798
37013 | NC | WH | 2023 | 4370.6088 | 18969.2174 | 4.3402
37169 | NC | SB | 2023 | 687.9662 | 1624.7665 | 2.3617
37171 | NC | SB | 2023 | 4370.6088 | 13226.7427 | 3.0263
37167 | NC | CO | 2023 | 5139.5122 | 38838.3614 | 7.5568
37147 | NC | WH | 2023 | 3492.4402 | 13471.6824 | 3.8574
37023 | NC | SB | 2023 | 307.5614 | 748.4268 | 2.4334
37015 | NC | SB | 2023 | 11695.4254 | 28957.3133 | 2.476
37137 | NC | CO | 2023 | 6272.633 | 57432.0047 | 9.156
37139 | NC | CO | 2023 | 9105.435 | 101731.6138 | 11.1726
37141 | NC | CO | 2023 | 5948.8842 | 62156.6189 | 10.4484
37073 | NC | CO | 2023 | 1493.2913 | 12192.553 | 8.1649
37077 | NC | CO | 2023 | 809.372 | 6426.4915 | 7.9401
37079 | NC | CO | 2023 | 4330.1402 | 41429.2789 | 9.5677
37081 | NC | CO | 2023 | 1861.5556 | 16561.5511 | 8.8966
37083 | NC | CO | 2023 | 3180.832 | 25655.1635 | 8.0656
37089 | NC | CO | 2023 | 805.3251 | 9144.4147 | 11.3549
37139 | NC | WH | 2023 | 2857.0832 | 14995.7515 | 5.2486
37177 | NC | SB | 2023 | 12019.1742 | 39843.5213 | 3.315
37165 | NC | CO | 2023 | 2630.459 | 19660.4916 | 7.4742
37061 | NC | SB | 2023 | 20760.3918 | 47463.8669 | 2.2863
37029 | NC | WH | 2023 | 1833.2276 | 10096.9579 | 5.5077
37047 | NC | CO | 2023 | 16349.3144 | 131527.1651 | 8.0448
37049 | NC | CO | 2023 | 6920.1306 | 59946.7187 | 8.6627
37019 | NC | SB | 2023 | 2707.3493 | 6749.449 | 2.493
37191 | NC | SB | 2023 | 23350.3822 | 54186.1003 | 2.3206
37013 | NC | CO | 2023 | 17320.5608 | 169171.6723 | 9.7671
37131 | NC | CO | 2023 | 6313.1016 | 48846.4153 | 7.7373
37133 | NC | CO | 2023 | 4208.7344 | 34266.154 | 8.1417
37147 | NC | SB | 2023 | 24200.2228 | 56798.7902 | 2.347
37107 | NC | WH | 2023 | 3654.3146 | 15485.6309 | 4.2376
37109 | NC | WH | 2023 | 1574.2285 | 7021.6042 | 4.4603
37007 | NC | CO | 2023 | 3804.0484 | 26645.8084 | 7.0046
37123 | NC | WH | 2023 | 56.656 | 296.6492 | 5.236
37125 | NC | WH | 2023 | 789.1377 | 3456.371 | 4.3799
37015 | NC | CO | 2023 | 5139.5122 | 46331.7012 | 9.0148
37107 | NC | SB | 2023 | 16146.9714 | 43653.6941 | 2.7035
37069 | NC | WH | 2023 | 2662.8339 | 11185.5787 | 4.2006
37007 | NC | WH | 2023 | 2650.6933 | 12138.1219 | 4.5792
37085 | NC | CO | 2023 | 2828.7551 | 27941.2672 | 9.8776
37073 | NC | WH | 2023 | 2407.8817 | 13607.76 | 5.6513
37143 | NC | WH | 2023 | 5746.5412 | 32685.8395 | 5.6879
37117 | NC | CO | 2023 | 2670.9276 | 21387.77 | 8.0076
37125 | NC | CO | 2023 | 1133.1208 | 7086.9214 | 6.2543
37127 | NC | CO | 2023 | 1493.2913 | 11151.1057 | 7.4675
37195 | NC | SB | 2023 | 15378.068 | 40850.4955 | 2.6564
37197 | NC | SB | 2023 | 7810.4398 | 20683.7952 | 2.6482
37105 | NC | WH | 2023 | 841.7469 | 4272.8366 | 5.0762
37065 | NC | CO | 2023 | 3650.2677 | 28296.8833 | 7.752
37067 | NC | CO | 2023 | 724.3879 | 5258.0385 | 7.2586
37117 | NC | WH | 2023 | 2549.5218 | 12573.5702 | 4.9317
37101 | NC | SB | 2023 | 19789.1454 | 42864.444 | 2.1661
37103 | NC | SB | 2023 | 9712.464 | 29229.4685 | 3.0095
37105 | NC | SB | 2023 | 1647.072 | 2013.9485 | 1.2227
37067 | NC | WH | 2023 | 311.6082 | 1360.776 | 4.3669
37109 | NC | SB | 2023 | 2824.7083 | 7076.0352 | 2.505
37071 | NC | WH | 2023 | 433.014 | 1790.7812 | 4.1356
37091 | NC | CO | 2023 | 3767.6267 | 30709.9928 | 8.151
37145 | NC | WH | 2023 | 2513.1001 | 11784.3202 | 4.6892
37185 | NC | SB | 2023 | 4451.546 | 6558.9403 | 1.4734
37187 | NC | SB | 2023 | 16713.5318 | 61370.9976 | 3.6719
37001 | NC | WH | 2023 | 704.1536 | 3401.94 | 4.8312
37101 | NC | WH | 2023 | 3265.816 | 15730.5706 | 4.8167
37063 | NC | CO | 2023 | 303.5145 | 2341.9862 | 7.7162
37063 | NC | SB | 2023 | 275.1865 | 416.3975 | 1.5131
37151 | NC | SB | 2023 | 3901.173 | 10069.7424 | 2.5812
37069 | NC | CO | 2023 | 910.5435 | 5893.0673 | 6.472
37001 | NC | SB | 2023 | 2165.0701 | 4708.285 | 2.1747
37061 | NC | WH | 2023 | 6717.7876 | 23269.2696 | 3.4638
37117 | NC | SB | 2023 | 9793.4012 | 23242.0541 | 2.3732
37097 | NC | WH | 2023 | 2869.2237 | 14288.148 | 4.9798
37105 | NC | CO | 2023 | 647.4976 | 3571.402 | 5.5157
37079 | NC | WH | 2023 | 3249.6286 | 15376.7688 | 4.7319
37107 | NC | CO | 2023 | 9388.7152 | 89818.4735 | 9.5666
37061 | NC | CO | 2023 | 20436.643 | 177985.8721 | 8.7092
37049 | NC | WH | 2023 | 1432.5884 | 6041.8454 | 4.2174
37081 | NC | SB | 2023 | 3876.8919 | 9198.8458 | 2.3727
37051 | NC | WH | 2023 | 1473.057 | 8355.1646 | 5.672
37155 | NC | SB | 2023 | 32334.4114 | 87361.8192 | 2.7018
37998 | NC | WH | 2023 | 17518.8569 | 90015.3324 | 5.1382
37141 | NC | SB | 2023 | 6232.1644 | 18751.4933 | 3.0088
37143 | NC | SB | 2023 | 17037.2806 | 43653.6941 | 2.5622
37145 | NC | SB | 2023 | 5422.7924 | 10260.251 | 1.8921
37998 | NC | SB | 2023 | 31828.5539 | 73378.485 | 2.3054
37998 | NC | CO | 2023 | 32658.1602 | 302708.0685 | 9.269
37093 | NC | WH | 2023 | 942.9184 | 3755.7418 | 3.9831
37053 | NC | WH | 2023 | 1578.2754 | 7810.8542 | 4.949
37033 | NC | WH | 2023 | 874.1218 | 4082.328 | 4.6702
37035 | NC | WH | 2023 | 1007.6681 | 6150.7075 | 6.1039
37059 | NC | WH | 2023 | 833.6532 | 4191.1901 | 5.0275
37095 | NC | SB | 2023 | 13759.324 | 45613.2115 | 3.3151
37079 | NC | SB | 2023 | 14649.6332 | 41285.9438 | 2.8182
37095 | NC | WH | 2023 | 1962.7271 | 12002.0443 | 6.115
37057 | NC | WH | 2023 | 1023.8556 | 4926.0091 | 4.8112
37077 | NC | WH | 2023 | 1060.2773 | 3891.8194 | 3.6706
37125 | NC | SB | 2023 | 1647.072 | 3157.0003 | 1.9167
37097 | NC | CO | 2023 | 5463.261 | 53621.8319 | 9.815
37183 | NC | SB | 2023 | 4168.2658 | 7157.6818 | 1.7172
37065 | NC | SB | 2023 | 17320.5608 | 42401.7802 | 2.4481
37083 | NC | SB | 2023 | 15620.8796 | 41177.0818 | 2.636
37137 | NC | SB | 2023 | 6596.3818 | 18098.3208 | 2.7437
37053 | NC | CO | 2023 | 3925.4542 | 39498.7914 | 10.0622
37057 | NC | CO | 2023 | 2468.5846 | 19914.5032 | 8.0672
37059 | NC | CO | 2023 | 3055.3793 | 24740.722 | 8.0974
37131 | NC | SB | 2023 | 13152.295 | 30862.3997 | 2.3465
37089 | NC | SB | 2023 | 161.8744 | 530.7026 | 3.2785
37067 | NC | SB | 2023 | 1950.5865 | 5225.3798 | 2.6789
37085 | NC | SB | 2023 | 9469.6524 | 18207.1829 | 1.9227
37091 | NC | SB | 2023 | 5099.0436 | 12301.415 | 2.4125
37179 | NC | SB | 2023 | 23512.2566 | 66650.8085 | 2.8347
37097 | NC | SB | 2023 | 6677.319 | 19948.9762 | 2.9876
37085 | NC | WH | 2023 | 2727.5836 | 10559.6218 | 3.8714
37069 | NC | SB | 2023 | 8134.1886 | 15703.355 | 1.9305
37133 | NC | SB | 2023 | 5260.918 | 14288.148 | 2.7159
37139 | NC | SB | 2023 | 16956.3434 | 53015.833 | 3.1266
37041 | NC | WH | 2023 | 1286.9015 | 6749.449 | 5.2447
37045 | NC | WH | 2023 | 2464.5377 | 12437.4926 | 5.0466
37083 | NC | WH | 2023 | 1926.3054 | 9688.7251 | 5.0297
37047 | NC | WH | 2023 | 2561.6624 | 9253.2768 | 3.6122
37135 | NC | SB | 2023 | 1408.3073 | 3456.371 | 2.4543
37081 | NC | WH | 2023 | 1278.8078 | 5851.3368 | 4.5756
37037 | NC | WH | 2023 | 242.8116 | 1083.1777 | 4.461
37071 | NC | SB | 2023 | 1210.0111 | 2571.8666 | 2.1255
37013 | NC | SB | 2023 | 26830.6818 | 73427.473 | 2.7367
37073 | NC | SB | 2023 | 8457.9374 | 24902.2008 | 2.9442
37007 | NC | SB | 2023 | 5989.3528 | 12764.0789 | 2.1311
37127 | NC | SB | 2023 | 10683.7104 | 24140.1662 | 2.2595
37181 | NC | SB | 2023 | 2950.1609 | 5851.3368 | 1.9834
37077 | NC | SB | 2023 | 3172.7382 | 6096.2765 | 1.9215
38041 | ND | CO | 2023 | 19748.6768 | 144913.5722 | 7.3379
38093 | ND | CO | 2023 | 84984.06 | 820939.8315 | 9.6599
38998 | ND | CO | 2023 | 19781.0517 | 141890.8351 | 7.1731
38045 | ND | CO | 2023 | 74017.0694 | 752178.913 | 10.1622
38039 | ND | CO | 2023 | 18939.3048 | 175344.1523 | 9.2582
38029 | ND | WH | 2023 | 20517.5802 | 62105.8166 | 3.027
38087 | ND | SB | 2023 | 967.1995 | 2672.5641 | 2.7632
38099 | ND | CO | 2023 | 26466.4644 | 207476.6095 | 7.8392
38047 | ND | CO | 2023 | 25899.904 | 226451.2701 | 8.7433
38043 | ND | CO | 2023 | 17320.5608 | 138080.6623 | 7.9721
38077 | ND | CO | 2023 | 125250.317 | 1297948.0649 | 10.3628
38089 | ND | CO | 2023 | 17280.0922 | 122027.1342 | 7.0617
38073 | ND | WH | 2023 | 6677.319 | 27623.7528 | 4.137
38097 | ND | CO | 2023 | 49452.6292 | 475230.1528 | 9.6098
38091 | ND | SB | 2023 | 64223.6682 | 155917.7141 | 2.4277
38079 | ND | WH | 2023 | 42856.2474 | 136894.0656 | 3.1943
38093 | ND | SB | 2023 | 163493.144 | 417812.663 | 2.5555
38009 | ND | CO | 2023 | 17684.7782 | 125761.1036 | 7.1113
38009 | ND | SB | 2023 | 70010.678 | 131369.315 | 1.8764
38083 | ND | WH | 2023 | 34479.2472 | 121490.0813 | 3.5236
38027 | ND | WH | 2023 | 7729.5026 | 24167.3818 | 3.1266
38059 | ND | WH | 2023 | 59464.5608 | 208743.0384 | 3.5104
38049 | ND | CO | 2023 | 31889.2568 | 215985.9955 | 6.773
38079 | ND | CO | 2023 | 4087.3286 | 14935.8774 | 3.6542
38081 | ND | CO | 2023 | 58962.7502 | 593269.3061 | 10.0618
38031 | ND | WH | 2023 | 10521.836 | 36087.7795 | 3.4298
38085 | ND | CO | 2023 | 9429.1838 | 72139.2717 | 7.6506
38087 | ND | CO | 2023 | 7001.0678 | 46661.9162 | 6.665
38069 | ND | WH | 2023 | 51824.0892 | 157822.8005 | 3.0454
38091 | ND | CO | 2023 | 40873.286 | 387900.9922 | 9.4903
38081 | ND | SB | 2023 | 67056.4702 | 197067.5803 | 2.9388
38083 | ND | SB | 2023 | 42896.716 | 95499.2597 | 2.2263
38075 | ND | WH | 2023 | 59031.5468 | 190318.1314 | 3.224
38077 | ND | WH | 2023 | 18129.9328 | 65480.5411 | 3.6117
38063 | ND | CO | 2023 | 13233.2322 | 99750.3239 | 7.5379
38095 | ND | SB | 2023 | 61633.6778 | 92015.6731 | 1.4929
38005 | ND | CO | 2023 | 26749.7446 | 170416.3288 | 6.3708
38035 | ND | CO | 2023 | 66854.1272 | 563549.9583 | 8.4295
38071 | ND | WH | 2023 | 53944.6438 | 167239.3704 | 3.1002
38075 | ND | CO | 2023 | 6677.319 | 41251.4708 | 6.1778
38025 | ND | CO | 2023 | 9874.3384 | 67871.8781 | 6.8736
38083 | ND | CO | 2023 | 11250.2708 | 86363.9168 | 7.6766
38031 | ND | CO | 2023 | 24362.0972 | 236408.5217 | 9.7039
38033 | ND | CO | 2023 | 6920.1306 | 45442.6609 | 6.5667
38021 | ND | WH | 2023 | 3358.8938 | 12764.0789 | 3.8001
38037 | ND | CO | 2023 | 27235.3678 | 215223.9609 | 7.9024
38025 | ND | WH | 2023 | 61888.63 | 170151.431 | 2.7493
38003 | ND | WH | 2023 | 26425.9958 | 106439.8987 | 4.0278
38017 | ND | SB | 2023 | 167540.004 | 459670.1328 | 2.7436
38097 | ND | SB | 2023 | 65437.7262 | 172954.6296 | 2.643
38087 | ND | WH | 2023 | 51556.9964 | 182969.941 | 3.5489
38023 | ND | WH | 2023 | 86886.0842 | 177880.6387 | 2.0473
38089 | ND | WH | 2023 | 83770.002 | 269841.8808 | 3.2212
38009 | ND | WH | 2023 | 101373.843 | 361340.459 | 3.5644
38059 | ND | CO | 2023 | 24888.189 | 210118.3293 | 8.4425
38061 | ND | CO | 2023 | 2723.5368 | 11024.1 | 4.0477
38065 | ND | CO | 2023 | 9024.4978 | 73637.9396 | 8.1598
38067 | ND | CO | 2023 | 14002.1356 | 107319.8672 | 7.6645
38069 | ND | CO | 2023 | 11735.894 | 78083.1412 | 6.6534
38007 | ND | CO | 2023 | 2165.0701 | 14250.0463 | 6.5818
38071 | ND | CO | 2023 | 20760.3918 | 136429.5874 | 6.5716
38073 | ND | CO | 2023 | 41763.5952 | 461894.548 | 11.0597
38021 | ND | CO | 2023 | 68108.6538 | 716058.4749 | 10.5135
38027 | ND | CO | 2023 | 16511.1888 | 151822.6855 | 9.1951
38067 | ND | WH | 2023 | 85752.9634 | 333934.4304 | 3.8941
38019 | ND | WH | 2023 | 125857.346 | 375165.9432 | 2.9809
38097 | ND | BA | 2023 | 7365.2852 | 35663.2174 | 4.8421
38998 | ND | BA | 2023 | 107019.2127 | 375722.2284 | 3.5108
38001 | ND | SB | 2023 | 4208.7344 | 9525.432 | 2.2633
38101 | ND | SB | 2023 | 67663.4992 | 158802.5592 | 2.3469
38103 | ND | SB | 2023 | 91054.35 | 249838.4736 | 2.7438
38105 | ND | SB | 2023 | 9226.8408 | 16193.2344 | 1.755
38011 | ND | SB | 2023 | 639.4039 | 1461.4734 | 2.2857
38005 | ND | BA | 2023 | 12059.6428 | 53647.233 | 4.4485
38049 | ND | WH | 2023 | 975.2933 | 3456.371 | 3.5439
38035 | ND | WH | 2023 | 54794.4844 | 191243.459 | 3.4902
38055 | ND | CO | 2023 | 36745.4888 | 273011.5817 | 7.4298
38043 | ND | WH | 2023 | 20165.5034 | 60233.3889 | 2.987
38045 | ND | WH | 2023 | 8174.6572 | 33475.0896 | 4.095
38047 | ND | WH | 2023 | 12626.2032 | 38047.297 | 3.0134
38003 | ND | CO | 2023 | 74462.224 | 668812.3322 | 8.9819
38017 | ND | WH | 2023 | 34264.7636 | 154230.3518 | 4.5011
38005 | ND | WH | 2023 | 53989.1593 | 171675.5002 | 3.1798
38051 | ND | WH | 2023 | 25535.6866 | 82735.1808 | 3.24
38053 | ND | WH | 2023 | 67946.7794 | 149366.9384 | 2.1983
38105 | ND | WH | 2023 | 137876.5202 | 261241.7765 | 1.8948
38011 | ND | WH | 2023 | 43669.6663 | 150251.4428 | 3.4406
38013 | ND | WH | 2023 | 65478.1948 | 157931.6626 | 2.412
38029 | ND | CO | 2023 | 66773.19 | 606884.3236 | 9.0887
38105 | ND | CO | 2023 | 3027.0513 | 16180.5338 | 5.3453
38095 | ND | BA | 2023 | 8012.7828 | 29828.2099 | 3.7226
38045 | ND | BA | 2023 | 1125.0271 | 5268.9247 | 4.6834
38001 | ND | CO | 2023 | 17846.6526 | 108539.1225 | 6.0818
38015 | ND | SB | 2023 | 36866.8946 | 95199.889 | 2.5823
38103 | ND | CO | 2023 | 50869.0302 | 497125.9458 | 9.7727
38019 | ND | SB | 2023 | 64830.6972 | 103337.3294 | 1.594
38099 | ND | SB | 2023 | 46903.1074 | 96832.8202 | 2.0645
38101 | ND | CO | 2023 | 21367.4208 | 162948.3901 | 7.626
38015 | ND | WH | 2023 | 21407.8894 | 78897.7925 | 3.6855
38071 | ND | BA | 2023 | 25252.4064 | 100392.6102 | 3.9756
38011 | ND | CO | 2023 | 10926.522 | 76813.0836 | 7.03
38015 | ND | CO | 2023 | 31646.4452 | 275500.8946 | 8.7056
38017 | ND | CO | 2023 | 137188.554 | 1389341.4098 | 10.1272
38019 | ND | CO | 2023 | 3261.7692 | 18923.8582 | 5.8017
38041 | ND | WH | 2023 | 101616.6546 | 365477.2181 | 3.5966
38091 | ND | WH | 2023 | 18279.6666 | 77183.2147 | 4.2224
38093 | ND | WH | 2023 | 25738.0296 | 78925.008 | 3.0665
38091 | ND | BA | 2023 | 3439.831 | 15980.9533 | 4.6459
38093 | ND | BA | 2023 | 4937.1692 | 19442.7675 | 3.938
38073 | ND | SB | 2023 | 54794.4844 | 151073.3515 | 2.7571
38075 | ND | SB | 2023 | 33184.252 | 70733.1365 | 2.1315
38077 | ND | SB | 2023 | 115537.853 | 317795.627 | 2.7506
38099 | ND | BA | 2023 | 5584.6668 | 21968.3677 | 3.9337
38003 | ND | BA | 2023 | 5099.0436 | 23100.5334 | 4.5304
38009 | ND | BA | 2023 | 11735.894 | 43936.7355 | 3.7438
38097 | ND | WH | 2023 | 30553.793 | 129654.7373 | 4.2435
38021 | ND | SB | 2023 | 70455.8326 | 208008.2194 | 2.9523
38051 | ND | CO | 2023 | 29784.8896 | 262851.1209 | 8.825
38998 | ND | SB | 2023 | 70670.3162 | 145877.9088 | 2.0642
38067 | ND | BA | 2023 | 2848.9894 | 10646.7114 | 3.737
38031 | ND | BA | 2023 | 3411.503 | 12845.7254 | 3.7654
38095 | ND | WH | 2023 | 75393.0018 | 247933.3872 | 3.2885
38001 | ND | WH | 2023 | 54539.5322 | 181527.5184 | 3.3284
38101 | ND | WH | 2023 | 115740.196 | 343269.3538 | 2.9659
38103 | ND | WH | 2023 | 6636.8504 | 24820.5542 | 3.7398
38055 | ND | SB | 2023 | 63495.2334 | 157142.4125 | 2.4749
38059 | ND | SB | 2023 | 21691.1696 | 52798.1088 | 2.4341
38029 | ND | BA | 2023 | 4451.546 | 17853.3811 | 4.0106
38031 | ND | SB | 2023 | 60621.9628 | 156543.671 | 2.5823
38063 | ND | SB | 2023 | 54349.3298 | 111855.7872 | 2.0581
38065 | ND | SB | 2023 | 10643.2418 | 30807.9686 | 2.8946
38043 | ND | SB | 2023 | 43706.088 | 108154.4765 | 2.4746
38039 | ND | BA | 2023 | 3820.2358 | 16764.7603 | 4.3884
38079 | ND | SB | 2023 | 27640.0538 | 46103.0909 | 1.668
38003 | ND | SB | 2023 | 132332.322 | 333743.9218 | 2.522
38067 | ND | SB | 2023 | 48926.5374 | 107256.3643 | 2.1922
38039 | ND | SB | 2023 | 49533.5664 | 112590.6062 | 2.273
38069 | ND | SB | 2023 | 50747.6244 | 90437.173 | 1.7821
38073 | ND | BA | 2023 | 538.2324 | 2074.9112 | 3.855
38077 | ND | BA | 2023 | 457.2952 | 1652.5264 | 3.6137
38079 | ND | BA | 2023 | 4087.3286 | 15066.5119 | 3.6862
38039 | ND | WH | 2023 | 22318.4329 | 88828.7357 | 3.9801
38037 | ND | WH | 2023 | 40549.5372 | 111529.201 | 2.7504
38017 | ND | BA | 2023 | 6029.8214 | 26562.3475 | 4.4052
38035 | ND | SB | 2023 | 75554.8762 | 168681.793 | 2.2326
38071 | ND | SB | 2023 | 59367.4362 | 95417.6131 | 1.6072
38045 | ND | SB | 2023 | 104206.645 | 290825.0467 | 2.7908
38047 | ND | SB | 2023 | 41277.972 | 108535.4938 | 2.6294
38015 | ND | BA | 2023 | 5058.575 | 23514.2093 | 4.6484
38049 | ND | SB | 2023 | 66247.0982 | 129654.7373 | 1.9571
38027 | ND | SB | 2023 | 38647.513 | 93566.9578 | 2.421
38005 | ND | SB | 2023 | 75514.4076 | 148787.2478 | 1.9703
38998 | ND | WH | 2023 | 533691.8031 | 1734521.2931 | 3.25
38099 | ND | WH | 2023 | 78590.0212 | 273243.8208 | 3.4768
38051 | ND | SB | 2023 | 48319.5084 | 124783.1592 | 2.5825
38019 | ND | BA | 2023 | 8336.5316 | 29196.8099 | 3.5023
38029 | ND | SB | 2023 | 46903.1074 | 128076.2371 | 2.7307
38053 | ND | SB | 2023 | 3844.517 | 6069.061 | 1.5786
39077 | OH | CO | 2023 | 23957.4112 | 299784.3959 | 12.5132
39075 | OH | CO | 2023 | 7082.005 | 78006.9378 | 11.0148
39083 | OH | WH | 2023 | 1772.5247 | 11403.3029 | 6.4334
39083 | OH | SB | 2023 | 24402.5658 | 91253.6386 | 3.7395
39083 | OH | CO | 2023 | 20558.0488 | 236789.5389 | 11.5181
39081 | OH | CO | 2023 | 999.5744 | 10160.4608 | 10.1648
39145 | OH | SB | 2023 | 6920.1306 | 25419.2957 | 3.6732
39079 | OH | CO | 2023 | 1517.5725 | 13767.4244 | 9.072
39009 | OH | SB | 2023 | 1125.0271 | 4436.1298 | 3.9431
39089 | OH | CO | 2023 | 21326.9522 | 248220.0573 | 11.6388
39075 | OH | WH | 2023 | 550.373 | 3020.9227 | 5.4889
39071 | OH | CO | 2023 | 18291.8072 | 235722.6906 | 12.8868
39095 | OH | WH | 2023 | 2193.3981 | 14288.148 | 6.5142
39003 | OH | CO | 2023 | 26466.4644 | 316142.7378 | 11.945
39141 | OH | SB | 2023 | 24726.3146 | 99282.217 | 4.0152
39143 | OH | SB | 2023 | 39456.885 | 160000.0421 | 4.0551
39091 | OH | SB | 2023 | 35248.1506 | 132757.3066 | 3.7664
39147 | OH | SB | 2023 | 54834.953 | 212417.1336 | 3.8738
39137 | OH | SB | 2023 | 52811.523 | 207409.4779 | 3.9274
39029 | OH | CO | 2023 | 8417.4688 | 95660.7384 | 11.3645
39063 | OH | WH | 2023 | 9429.1838 | 62269.1098 | 6.6039
39065 | OH | CO | 2023 | 33831.7496 | 400931.7832 | 11.8508
39093 | OH | WH | 2023 | 2246.0073 | 12954.5875 | 5.7678
39149 | OH | SB | 2023 | 37190.6434 | 143561.868 | 3.8602
39133 | OH | SB | 2023 | 6313.1016 | 21990.1402 | 3.4833
39069 | OH | CO | 2023 | 31929.7254 | 399636.3244 | 12.5161
39079 | OH | WH | 2023 | 117.3589 | 449.0561 | 3.8263
39093 | OH | CO | 2023 | 9267.3094 | 112095.2838 | 12.0958
39023 | OH | WH | 2023 | 2019.3831 | 13607.76 | 6.7386
39031 | OH | CO | 2023 | 9591.0582 | 109986.9882 | 11.4677
39033 | OH | CO | 2023 | 29865.8268 | 384471.8367 | 12.8733
39093 | OH | SB | 2023 | 23228.9764 | 84204.8189 | 3.625
39007 | OH | CO | 2023 | 8903.092 | 100410.7539 | 11.2782
39077 | OH | WH | 2023 | 7405.7538 | 37802.3573 | 5.1045
39065 | OH | WH | 2023 | 5139.5122 | 33747.2448 | 6.5662
39067 | OH | CO | 2023 | 1505.4319 | 16688.5569 | 11.0856
39071 | OH | WH | 2023 | 2549.5218 | 12764.0789 | 5.0065
39097 | OH | WH | 2023 | 3609.7991 | 21064.8125 | 5.8355
39029 | OH | SB | 2023 | 10319.493 | 36713.7365 | 3.5577
39089 | OH | WH | 2023 | 1614.6971 | 8736.1819 | 5.4104
39091 | OH | WH | 2023 | 3043.2387 | 18860.3554 | 6.1975
39033 | OH | SB | 2023 | 37757.2038 | 160217.7662 | 4.2434
39037 | OH | SB | 2023 | 56817.9144 | 238054.1534 | 4.1898
39131 | OH | SB | 2023 | 5908.4156 | 21064.8125 | 3.5652
39099 | OH | WH | 2023 | 1120.9802 | 5252.5954 | 4.6857
39009 | OH | CO | 2023 | 975.2933 | 11989.3437 | 12.2931
39135 | OH | SB | 2023 | 34883.9332 | 144051.7474 | 4.1295
39091 | OH | CO | 2023 | 28085.2084 | 322950.2465 | 11.4989
39998 | OH | SB | 2023 | 234038.0075 | 902091.069 | 3.8545
39045 | OH | CO | 2023 | 23795.5368 | 289166.7144 | 12.1521
39047 | OH | CO | 2023 | 34964.8704 | 460446.6823 | 13.1688
39051 | OH | CO | 2023 | 32617.6916 | 410482.6163 | 12.5847
39053 | OH | CO | 2023 | 1339.5107 | 15139.0866 | 11.302
39055 | OH | CO | 2023 | 1185.73 | 13361.006 | 11.2682
39057 | OH | CO | 2023 | 22864.759 | 307709.5553 | 13.4578
39059 | OH | CO | 2023 | 1222.1517 | 13081.5933 | 10.7037
39057 | OH | WH | 2023 | 2205.5387 | 14614.7342 | 6.6264
39119 | OH | SB | 2023 | 6434.5074 | 24004.0886 | 3.7305
39065 | OH | SB | 2023 | 46943.576 | 196060.6061 | 4.1765
39123 | OH | SB | 2023 | 23269.445 | 87008.0174 | 3.7392
39125 | OH | SB | 2023 | 45122.489 | 166586.1979 | 3.6919
39069 | OH | WH | 2023 | 10319.493 | 58649.4456 | 5.6834
39129 | OH | SB | 2023 | 46134.204 | 189882.683 | 4.1159
39075 | OH | SB | 2023 | 5544.1982 | 18261.6139 | 3.2938
39077 | OH | SB | 2023 | 43544.2136 | 163401.9821 | 3.7526
39027 | OH | SB | 2023 | 39618.7594 | 168382.4222 | 4.2501
39081 | OH | SB | 2023 | 776.9971 | 2650.7916 | 3.4116
39021 | OH | WH | 2023 | 1833.2276 | 11920.3978 | 6.5024
39003 | OH | SB | 2023 | 32981.909 | 132648.4445 | 4.0219
39031 | OH | SB | 2023 | 7365.2852 | 30263.6582 | 4.109
39029 | OH | WH | 2023 | 2233.8667 | 12355.8461 | 5.5311
39037 | OH | CO | 2023 | 51395.122 | 678591.7757 | 13.2034
39095 | OH | SB | 2023 | 10805.1162 | 40415.0472 | 3.7404
39015 | OH | SB | 2023 | 35693.3052 | 132022.4875 | 3.6988
39105 | OH | CO | 2023 | 975.2933 | 10414.4723 | 10.6783
39151 | OH | SB | 2023 | 11533.551 | 44279.651 | 3.8392
39041 | OH | WH | 2023 | 2351.2257 | 15893.8637 | 6.7598
39043 | OH | WH | 2023 | 3067.5199 | 18805.9243 | 6.1307
39045 | OH | WH | 2023 | 2719.4899 | 15349.5533 | 5.6443
39047 | OH | WH | 2023 | 4451.546 | 29066.1754 | 6.5295
39051 | OH | WH | 2023 | 5867.947 | 36196.6416 | 6.1685
39055 | OH | WH | 2023 | 198.2961 | 1053.2406 | 5.3115
39173 | OH | SB | 2023 | 60136.3396 | 263146.8629 | 4.3758
39175 | OH | SB | 2023 | 41116.0976 | 162313.3613 | 3.9477
39023 | OH | SB | 2023 | 26668.8074 | 102956.3122 | 3.8606
39135 | OH | CO | 2023 | 29582.5466 | 391660.3627 | 13.2396
39137 | OH | CO | 2023 | 29744.421 | 373219.1263 | 12.5475
39139 | OH | CO | 2023 | 14123.5414 | 159036.6127 | 11.2604
39141 | OH | CO | 2023 | 19667.7396 | 254189.3281 | 12.9242
39027 | OH | WH | 2023 | 2573.803 | 16519.8206 | 6.4184
39145 | OH | CO | 2023 | 3557.1899 | 42496.1273 | 11.9465
39147 | OH | CO | 2023 | 36866.8946 | 460726.095 | 12.497
39003 | OH | WH | 2023 | 4168.2658 | 30998.4773 | 7.4368
39039 | OH | CO | 2023 | 19060.7106 | 205901.7381 | 10.8024
39099 | OH | SB | 2023 | 6555.9132 | 22316.7264 | 3.4041
39039 | OH | WH | 2023 | 6677.319 | 31216.2014 | 4.675
39103 | OH | SB | 2023 | 10198.0872 | 34699.788 | 3.4026
39107 | OH | SB | 2023 | 42532.4986 | 175621.7506 | 4.1291
39109 | OH | SB | 2023 | 32941.4404 | 134254.1602 | 4.0755
39049 | OH | WH | 2023 | 805.3251 | 5116.5178 | 6.3534
39113 | OH | SB | 2023 | 16430.2516 | 63765.9634 | 3.881
39115 | OH | SB | 2023 | 926.7309 | 2966.4917 | 3.201
39117 | OH | SB | 2023 | 30068.1698 | 115475.4514 | 3.8405
39069 | OH | SB | 2023 | 40711.4116 | 164817.1891 | 4.0484
39019 | OH | SB | 2023 | 4249.203 | 12981.803 | 3.0551
39021 | OH | SB | 2023 | 34317.3728 | 139397.8934 | 4.062
39021 | OH | CO | 2023 | 34438.7786 | 439465.3308 | 12.7608
39023 | OH | CO | 2023 | 25535.6866 | 312078.5535 | 12.2213
39079 | OH | SB | 2023 | 1934.3991 | 6558.9403 | 3.3907
39027 | OH | CO | 2023 | 29056.4548 | 405072.1709 | 13.9409
39127 | OH | WH | 2023 | 623.2164 | 3238.6469 | 5.1967
39129 | OH | WH | 2023 | 4775.2948 | 25038.2784 | 5.2433
39133 | OH | WH | 2023 | 700.1068 | 3755.7418 | 5.3645
39031 | OH | WH | 2023 | 623.2164 | 2748.7675 | 4.4106
39103 | OH | CO | 2023 | 6313.1016 | 74450.7765 | 11.7931
39998 | OH | WH | 2023 | 30404.0592 | 183960.5859 | 6.0505
39107 | OH | CO | 2023 | 39092.6676 | 502282.3796 | 12.8485
39095 | OH | CO | 2023 | 7891.377 | 99267.702 | 12.5793
39097 | OH | CO | 2023 | 35045.8076 | 446755.4614 | 12.7478
39051 | OH | SB | 2023 | 32415.3486 | 119013.469 | 3.6715
39055 | OH | SB | 2023 | 2015.3363 | 6667.8024 | 3.3085
39011 | OH | SB | 2023 | 39740.1652 | 155019.6019 | 3.9008
39057 | OH | SB | 2023 | 25778.4982 | 107310.7954 | 4.1628
39059 | OH | SB | 2023 | 1210.0111 | 4109.5435 | 3.3963
39017 | OH | CO | 2023 | 11047.9278 | 134803.9137 | 12.2017
39125 | OH | CO | 2023 | 24726.3146 | 285559.7508 | 11.5488
39127 | OH | CO | 2023 | 6839.1934 | 82375.9359 | 12.0447
39129 | OH | CO | 2023 | 35207.682 | 445332.9969 | 12.6487
39007 | OH | SB | 2023 | 13395.1066 | 41721.3922 | 3.1147
39071 | OH | SB | 2023 | 39780.6338 | 149004.972 | 3.7457
39133 | OH | CO | 2023 | 5867.947 | 66627.2217 | 11.3544
39119 | OH | WH | 2023 | 254.9522 | 721.2113 | 2.8288
39123 | OH | WH | 2023 | 3880.9387 | 21445.8298 | 5.5259
39125 | OH | WH | 2023 | 12949.952 | 77155.9992 | 5.958
39047 | OH | SB | 2023 | 41318.4406 | 167565.9566 | 4.0555
39049 | OH | SB | 2023 | 10926.522 | 40496.6938 | 3.7063
39099 | OH | CO | 2023 | 6313.1016 | 75136.6076 | 11.9017
39998 | OH | CO | 2023 | 163958.5329 | 2017031.817 | 12.3021
39163 | OH | SB | 2023 | 602.9821 | 2242.5588 | 3.7191
39039 | OH | SB | 2023 | 41520.7836 | 131804.7634 | 3.1744
39097 | OH | SB | 2023 | 48157.634 | 193012.4678 | 4.0079
39043 | OH | CO | 2023 | 10198.0872 | 121874.7273 | 11.9507
39045 | OH | SB | 2023 | 26952.0876 | 107310.7954 | 3.9815
39165 | OH | WH | 2023 | 845.7937 | 5116.5178 | 6.0494
39173 | OH | CO | 2023 | 37028.769 | 508073.8423 | 13.7211
39013 | OH | CO | 2023 | 48.5623 | 502.9428 | 10.3566
39167 | OH | SB | 2023 | 2893.5049 | 10641.2683 | 3.6776
39169 | OH | SB | 2023 | 17280.0922 | 62296.3253 | 3.6051
39017 | OH | SB | 2023 | 13799.7926 | 52063.2898 | 3.7728
39155 | OH | SB | 2023 | 11371.6766 | 41285.9438 | 3.6306
39157 | OH | SB | 2023 | 6110.7586 | 23432.5627 | 3.8346
39161 | OH | CO | 2023 | 31525.0394 | 387824.7887 | 12.3021
39131 | OH | CO | 2023 | 5058.575 | 56796.9759 | 11.2279
39175 | OH | WH | 2023 | 4896.7006 | 33720.0293 | 6.8863
39161 | OH | WH | 2023 | 4775.2948 | 31080.1238 | 6.5085
39155 | OH | CO | 2023 | 7446.2224 | 96727.5868 | 12.9902
39107 | OH | WH | 2023 | 5625.1354 | 40904.9266 | 7.2718
39175 | OH | CO | 2023 | 28935.049 | 361966.416 | 12.5096
39019 | OH | CO | 2023 | 4856.232 | 46839.7243 | 9.6453
39135 | OH | WH | 2023 | 3051.3324 | 20139.4848 | 6.6002
39149 | OH | CO | 2023 | 28570.8316 | 362601.4448 | 12.6913
39041 | OH | SB | 2023 | 28328.02 | 111066.5371 | 3.9207
39043 | OH | SB | 2023 | 14690.1018 | 51464.5483 | 3.5033
39151 | OH | CO | 2023 | 11250.2708 | 137623.4415 | 12.2329
39157 | OH | CO | 2023 | 7001.0678 | 80547.053 | 11.505
39109 | OH | WH | 2023 | 1541.8537 | 9579.863 | 6.2132
39159 | OH | SB | 2023 | 40063.914 | 155455.0502 | 3.8802
39161 | OH | SB | 2023 | 49978.721 | 192604.235 | 3.8537
39165 | OH | CO | 2023 | 8417.4688 | 110647.4181 | 13.145
39167 | OH | CO | 2023 | 3557.1899 | 38838.3614 | 10.9183
39169 | OH | CO | 2023 | 19465.3966 | 236535.5274 | 12.1516
39123 | OH | CO | 2023 | 6798.7248 | 82604.5463 | 12.15
39103 | OH | WH | 2023 | 1246.4329 | 6640.5869 | 5.3277
39109 | OH | CO | 2023 | 28732.706 | 361966.416 | 12.5977
39167 | OH | WH | 2023 | 133.5464 | 617.7923 | 4.6261
39159 | OH | CO | 2023 | 23714.5996 | 305144.039 | 12.8673
39169 | OH | WH | 2023 | 3306.2846 | 16574.2517 | 5.013
39011 | OH | WH | 2023 | 5099.0436 | 33801.6758 | 6.629
39113 | OH | WH | 2023 | 955.059 | 6450.0782 | 6.7536
39171 | OH | WH | 2023 | 5746.5412 | 30100.3651 | 5.238
39117 | OH | WH | 2023 | 3557.1899 | 20248.3469 | 5.6922
39041 | OH | CO | 2023 | 13961.667 | 169755.8988 | 12.1587
39019 | OH | WH | 2023 | 441.1077 | 1992.1761 | 4.5163
39137 | OH | WH | 2023 | 12828.5462 | 72638.2229 | 5.6622
39119 | OH | CO | 2023 | 6353.5702 | 72494.8878 | 11.4101
39015 | OH | CO | 2023 | 10036.2128 | 132746.4204 | 13.2267
39017 | OH | WH | 2023 | 1335.4638 | 7130.4662 | 5.3393
39011 | OH | CO | 2023 | 29906.2954 | 364912.9496 | 12.2019
39111 | OH | CO | 2023 | 133.5464 | 1244.6564 | 9.32
39115 | OH | CO | 2023 | 1958.6802 | 21362.3688 | 10.9065
39165 | OH | SB | 2023 | 15297.1308 | 58649.4456 | 3.834
39139 | OH | WH | 2023 | 2719.4899 | 16819.1914 | 6.1847
39113 | OH | CO | 2023 | 13799.7926 | 172016.6013 | 12.4652
39121 | OH | CO | 2023 | 307.5614 | 3126.8818 | 10.1667
39143 | OH | WH | 2023 | 5260.918 | 33856.1069 | 6.4354
39157 | OH | WH | 2023 | 1181.6831 | 6123.492 | 5.182
39151 | OH | WH | 2023 | 2112.4609 | 10423.5442 | 4.9343
39153 | OH | WH | 2023 | 72.8435 | 299.3707 | 4.1098
39149 | OH | WH | 2023 | 4411.0774 | 29773.7789 | 6.7498
39141 | OH | WH | 2023 | 3112.0353 | 19023.6485 | 6.1129
39033 | OH | WH | 2023 | 5139.5122 | 34264.3397 | 6.6668
39155 | OH | WH | 2023 | 845.7937 | 4762.716 | 5.6311
39037 | OH | WH | 2023 | 5422.7924 | 37394.1245 | 6.8957
39159 | OH | WH | 2023 | 3670.502 | 26154.1147 | 7.1255
39101 | OH | WH | 2023 | 2933.9735 | 17472.3638 | 5.9552
40015 | OK | SB | 2023 | 3840.4701 | 10858.9925 | 2.8275
40093 | OK | WH | 2023 | 26830.6818 | 40959.3576 | 1.5266
40073 | OK | WH | 2023 | 55320.5762 | 87062.4485 | 1.5738
40097 | OK | WH | 2023 | 1517.5725 | 4926.0091 | 3.246
40039 | OK | WH | 2023 | 41399.3778 | 71277.4469 | 1.7217
40998 | OK | WH | 2023 | 159029.4574 | 328932.2178 | 2.0684
40037 | OK | SB | 2023 | 117.3589 | 269.4336 | 2.2958
40047 | OK | SG | 2023 | 6798.7248 | 23597.6702 | 3.4709
40095 | OK | WH | 2023 | 651.5445 | 968.8725 | 1.487
40023 | OK | SB | 2023 | 566.5604 | 1292.7372 | 2.2817
40003 | OK | SB | 2023 | 8336.5316 | 12900.1565 | 1.5474
40041 | OK | WH | 2023 | 756.7628 | 3565.2331 | 4.7112
40017 | OK | SB | 2023 | 1141.2145 | 2386.8011 | 2.0915
40087 | OK | WH | 2023 | 2994.6764 | 8845.044 | 2.9536
40045 | OK | WH | 2023 | 6394.0388 | 16628.6827 | 2.6007
40075 | OK | WH | 2023 | 34843.4646 | 50158.2034 | 1.4395
40043 | OK | WH | 2023 | 11452.6138 | 16710.3293 | 1.4591
40145 | OK | CO | 2023 | 1902.0242 | 13081.5933 | 6.8777
40083 | OK | WH | 2023 | 12261.9858 | 22752.1747 | 1.8555
40049 | OK | WH | 2023 | 2885.4112 | 9362.1389 | 3.2446
40039 | OK | SB | 2023 | 1201.9174 | 2125.5321 | 1.7685
40009 | OK | WH | 2023 | 8579.3432 | 14723.5963 | 1.7162
40998 | OK | CO | 2023 | 46890.9668 | 388210.8862 | 8.279
40037 | OK | WH | 2023 | 206.3899 | 576.969 | 2.7955
40998 | OK | SG | 2023 | 59217.7024 | 153997.0241 | 2.6005
40071 | OK | CO | 2023 | 8984.0292 | 62766.2466 | 6.9864
40135 | OK | SB | 2023 | 4168.2658 | 12764.0789 | 3.0622
40093 | OK | CO | 2023 | 2505.0063 | 31878.4458 | 12.7259
40145 | OK | SB | 2023 | 13354.638 | 35570.6846 | 2.6635
40035 | OK | SB | 2023 | 2217.6793 | 4055.1125 | 1.8285
40147 | OK | SB | 2023 | 2197.445 | 4735.5005 | 2.155
40139 | OK | CO | 2023 | 39416.4164 | 555243.7816 | 14.0866
40141 | OK | CO | 2023 | 7729.5026 | 23089.6472 | 2.9872
40053 | OK | SG | 2023 | 7284.348 | 29389.1329 | 4.0346
40047 | OK | WH | 2023 | 75554.8762 | 130062.9701 | 1.7214
40093 | OK | SB | 2023 | 1857.5087 | 6803.88 | 3.6629
40097 | OK | SB | 2023 | 1477.1039 | 3401.94 | 2.3031
40131 | OK | SB | 2023 | 1242.386 | 2465.7261 | 1.9847
40115 | OK | CO | 2023 | 2962.3015 | 19711.294 | 6.654
40119 | OK | CO | 2023 | 352.0768 | 1623.1336 | 4.6102
40125 | OK | CO | 2023 | 1570.1817 | 16053.5281 | 10.224
40125 | OK | WH | 2023 | 829.6063 | 3020.9227 | 3.6414
40051 | OK | SG | 2023 | 226.6242 | 1028.7467 | 4.5394
40131 | OK | WH | 2023 | 963.1527 | 3048.1382 | 3.1648
40041 | OK | SB | 2023 | 1044.0899 | 3646.8797 | 3.4929
40047 | OK | SB | 2023 | 16592.126 | 14750.8118 | 0.88902
40065 | OK | WH | 2023 | 39659.228 | 67222.3344 | 1.695
40071 | OK | WH | 2023 | 46417.4842 | 89266.9056 | 1.9231
40998 | OK | SB | 2023 | 24333.7692 | 49279.1421 | 2.0251
40031 | OK | WH | 2023 | 12909.4834 | 28739.5891 | 2.2262
40033 | OK | WH | 2023 | 31120.3534 | 67821.0758 | 2.1793
40097 | OK | CO | 2023 | 291.3739 | 1658.6952 | 5.6927
40103 | OK | SG | 2023 | 3010.8638 | 9627.0366 | 3.1974
40129 | OK | WH | 2023 | 6191.6958 | 12628.0013 | 2.0395
40011 | OK | SB | 2023 | 829.6063 | 2555.5373 | 3.0804
40053 | OK | WH | 2023 | 72722.0742 | 119829.9346 | 1.6478
40101 | OK | SB | 2023 | 5463.261 | 16683.1138 | 3.0537
40103 | OK | SB | 2023 | 8174.6572 | 8083.0094 | 0.98879
40105 | OK | SB | 2023 | 1800.8527 | 2253.4451 | 1.2513
40113 | OK | SB | 2023 | 2800.4271 | 4871.5781 | 1.7396
40115 | OK | SB | 2023 | 7972.3142 | 15267.9067 | 1.9151
40101 | OK | CO | 2023 | 2986.5827 | 32030.8527 | 10.7249
40103 | OK | CO | 2023 | 3965.9228 | 22607.0253 | 5.7003
40003 | OK | WH | 2023 | 59812.5908 | 89294.1211 | 1.4929
40115 | OK | WH | 2023 | 5989.3528 | 25582.5888 | 4.2713
40119 | OK | WH | 2023 | 3031.0981 | 5905.7678 | 1.9484
40023 | OK | CO | 2023 | 1060.2773 | 11582.9253 | 10.9244
40051 | OK | WH | 2023 | 12019.1742 | 32332.0378 | 2.69
40003 | OK | CO | 2023 | 1311.1826 | 8077.5663 | 6.1605
40109 | OK | CO | 2023 | 590.8416 | 5486.6488 | 9.2862
40097 | OK | SG | 2023 | 145.687 | 746.7939 | 5.126
40035 | OK | CO | 2023 | 1108.8396 | 8229.9732 | 7.4221
40027 | OK | WH | 2023 | 748.6691 | 2318.7623 | 3.0972
40047 | OK | CO | 2023 | 9793.4012 | 50522.8913 | 5.1589
40049 | OK | CO | 2023 | 1902.0242 | 13132.3956 | 6.9044
40039 | OK | SG | 2023 | 2606.1778 | 7163.1249 | 2.7485
40035 | OK | WH | 2023 | 1966.774 | 9879.2338 | 5.0231
40109 | OK | WH | 2023 | 1594.4628 | 4327.2677 | 2.7139
40041 | OK | CO | 2023 | 473.4826 | 4485.8434 | 9.4741
40115 | OK | SG | 2023 | 303.5145 | 1658.6952 | 5.465
40139 | OK | WH | 2023 | 26668.8074 | 74243.9386 | 2.7839
40019 | OK | WH | 2023 | 574.6541 | 873.6182 | 1.5203
40073 | OK | SG | 2023 | 679.8725 | 2316.5851 | 3.4074
40011 | OK | WH | 2023 | 44596.3972 | 68392.6018 | 1.5336
40149 | OK | WH | 2023 | 51192.779 | 79877.5512 | 1.5603
40017 | OK | SG | 2023 | 866.028 | 4038.7832 | 4.6636
40015 | OK | WH | 2023 | 35450.4936 | 87960.5606 | 2.4812
40051 | OK | CO | 2023 | 1796.8058 | 17348.9868 | 9.6555
40151 | OK | WH | 2023 | 23067.102 | 38020.0814 | 1.6482
40137 | OK | WH | 2023 | 3294.144 | 8273.5181 | 2.5116
40073 | OK | SB | 2023 | 801.2783 | 1491.4105 | 1.8613
40145 | OK | WH | 2023 | 6272.633 | 18996.433 | 3.0285
40053 | OK | SB | 2023 | 21691.1696 | 30944.0462 | 1.4266
40017 | OK | WH | 2023 | 38080.9526 | 72992.0246 | 1.9168
40007 | OK | SG | 2023 | 13273.7008 | 30481.3824 | 2.2964
40071 | OK | SG | 2023 | 6151.2272 | 30608.3882 | 4.976
40147 | OK | WH | 2023 | 1517.5725 | 3592.4486 | 2.3672
40071 | OK | SB | 2023 | 32698.6288 | 40659.9869 | 1.2435
40105 | OK | WH | 2023 | 619.1696 | 1706.4131 | 2.756
40101 | OK | WH | 2023 | 2893.5049 | 9933.6648 | 3.4331
40139 | OK | SG | 2023 | 39295.0106 | 115930.8577 | 2.9503
40151 | OK | SG | 2023 | 1780.6184 | 7264.7295 | 4.0799
40103 | OK | WH | 2023 | 20598.5174 | 33393.443 | 1.6212
41067 | OR | WH | 2023 | 3468.159 | 22942.6834 | 6.6152
41065 | OR | WH | 2023 | 23997.8798 | 65317.248 | 2.7218
41049 | OR | WH | 2023 | 53256.6776 | 146473.9286 | 2.7503
41071 | OR | WH | 2023 | 1157.402 | 7320.9749 | 6.3254
41998 | OR | WH | 2023 | 11043.8809 | 55731.9419 | 5.0464
41059 | OR | WH | 2023 | 93482.466 | 408668.2483 | 4.3716
41055 | OR | WH | 2023 | 47145.919 | 153767.688 | 3.2615
41005 | OR | WH | 2023 | 214.4836 | 1529.5122 | 7.1311
41053 | OR | WH | 2023 | 1270.714 | 10287.4666 | 8.0958
41039 | OR | WH | 2023 | 922.6841 | 7266.5438 | 7.8754
41061 | OR | WH | 2023 | 7001.0678 | 41721.3922 | 5.9593
41021 | OR | WH | 2023 | 36745.4888 | 83959.8792 | 2.2849
41047 | OR | WH | 2023 | 1647.072 | 13743.8376 | 8.3444
41043 | OR | WH | 2023 | 728.4348 | 5688.0437 | 7.8086
41003 | OR | WH | 2023 | 793.1846 | 6477.2938 | 8.1662
41063 | OR | WH | 2023 | 2023.43 | 11240.0098 | 5.5549
41045 | OR | WH | 2023 | 8498.406 | 62813.4202 | 7.3912
42029 | PA | CO | 2023 | 6515.4446 | 71732.8532 | 11.0097
42071 | PA | SB | 2023 | 9591.0582 | 34563.7104 | 3.6037
42021 | PA | CO | 2023 | 4014.4851 | 38330.3384 | 9.548
42007 | PA | SB | 2023 | 1311.1826 | 3891.8194 | 2.9682
42133 | PA | CO | 2023 | 21650.701 | 209762.7132 | 9.6885
42031 | PA | CO | 2023 | 3221.3006 | 33224.7068 | 10.3141
42027 | PA | CO | 2023 | 6515.4446 | 67592.4655 | 10.3742
42077 | PA | SB | 2023 | 4977.6378 | 17853.3811 | 3.5867
42131 | PA | CO | 2023 | 951.0121 | 7950.5606 | 8.3601
42077 | PA | CO | 2023 | 4653.889 | 46992.1312 | 10.0974
42017 | PA | CO | 2023 | 3099.8948 | 31065.6089 | 10.0215
42073 | PA | SB | 2023 | 4613.4204 | 14587.5187 | 3.162
42019 | PA | CO | 2023 | 5948.8842 | 59565.7014 | 10.0129
42117 | PA | SB | 2023 | 955.059 | 2642.627 | 2.767
42129 | PA | CO | 2023 | 3994.2508 | 35993.4324 | 9.0113
42057 | PA | SB | 2023 | 1748.2435 | 4762.716 | 2.7243
42033 | PA | CO | 2023 | 1529.7131 | 14605.6624 | 9.548
42063 | PA | SB | 2023 | 6960.5992 | 19758.4675 | 2.8386
42067 | PA | SB | 2023 | 3253.6754 | 11566.596 | 3.5549
42111 | PA | SB | 2023 | 4532.4832 | 13498.8979 | 2.9783
42107 | PA | SB | 2023 | 4734.8262 | 15921.0792 | 3.3625
42109 | PA | SB | 2023 | 3617.8928 | 13063.4496 | 3.6108
42065 | PA | SB | 2023 | 2063.8986 | 5170.9488 | 2.5054
42011 | PA | SB | 2023 | 10198.0872 | 38537.1763 | 3.7789
42037 | PA | CO | 2023 | 6232.1644 | 55704.7263 | 8.9383
42125 | PA | CO | 2023 | 934.8247 | 7874.3571 | 8.4234
42013 | PA | CO | 2023 | 5301.3866 | 64214.1123 | 12.1127
42081 | PA | SB | 2023 | 4127.7972 | 12872.941 | 3.1186
42071 | PA | CO | 2023 | 15459.0052 | 176792.0179 | 11.4362
42119 | PA | SB | 2023 | 2500.9595 | 9933.6648 | 3.9719
42125 | PA | SB | 2023 | 902.4498 | 2231.6726 | 2.4729
42129 | PA | SB | 2023 | 4127.7972 | 11376.0874 | 2.756
42079 | PA | CO | 2023 | 2723.5368 | 24613.7163 | 9.0374
42001 | PA | SB | 2023 | 9510.121 | 27514.8907 | 2.8932
42061 | PA | SB | 2023 | 2221.7261 | 7892.5008 | 3.5524
42109 | PA | CO | 2023 | 4330.1402 | 42623.1331 | 9.8434
42011 | PA | CO | 2023 | 10966.9906 | 115575.2416 | 10.5385
42111 | PA | CO | 2023 | 6677.319 | 60480.1429 | 9.0575
42113 | PA | CO | 2023 | 388.4986 | 3385.9736 | 8.7155
42001 | PA | CO | 2023 | 6151.2272 | 57228.7955 | 9.3036
42035 | PA | CO | 2023 | 1756.3372 | 18873.0559 | 10.7457
42059 | PA | CO | 2023 | 279.2333 | 2380.0879 | 8.5237
42065 | PA | CO | 2023 | 2715.4431 | 26112.3843 | 9.6163
42067 | PA | CO | 2023 | 4208.7344 | 43639.1791 | 10.3687
42007 | PA | CO | 2023 | 1553.9942 | 15799.5165 | 10.167
42073 | PA | CO | 2023 | 4653.889 | 48567.0026 | 10.4358
42121 | PA | SB | 2023 | 1218.1049 | 2939.2762 | 2.413
42123 | PA | SB | 2023 | 279.2333 | 544.3104 | 1.9493
42081 | PA | CO | 2023 | 5139.5122 | 45188.6494 | 8.7924
42107 | PA | CO | 2023 | 6960.5992 | 53545.6284 | 7.6927
42091 | PA | SB | 2023 | 1290.9483 | 4572.2074 | 3.5417
42093 | PA | SB | 2023 | 2901.5986 | 9198.8458 | 3.1703
42097 | PA | SB | 2023 | 8377.0002 | 29011.7443 | 3.4633
42117 | PA | CO | 2023 | 2889.458 | 27966.6684 | 9.6789
42119 | PA | CO | 2023 | 2335.0382 | 26112.3843 | 11.1829
42121 | PA | CO | 2023 | 1464.9633 | 13056.1921 | 8.9123
42123 | PA | CO | 2023 | 1052.1836 | 9144.4147 | 8.6909
42049 | PA | SB | 2023 | 7001.0678 | 16193.2344 | 2.313
42005 | PA | SB | 2023 | 3136.3165 | 8491.2422 | 2.7074
42061 | PA | CO | 2023 | 4613.4204 | 45950.684 | 9.9602
42063 | PA | CO | 2023 | 8053.2514 | 76330.4618 | 9.4782
42075 | PA | CO | 2023 | 5220.4494 | 57355.8012 | 10.9868
42013 | PA | SB | 2023 | 1784.6653 | 6722.2334 | 3.7667
42131 | PA | SB | 2023 | 437.0609 | 1352.6113 | 3.0948
42087 | PA | CO | 2023 | 3362.9407 | 32767.4861 | 9.7437
42057 | PA | CO | 2023 | 2225.773 | 18466.6375 | 8.2967
42095 | PA | SB | 2023 | 5422.7924 | 18805.9243 | 3.4679
42051 | PA | SB | 2023 | 2108.4141 | 5415.8885 | 2.5687
42055 | PA | SB | 2023 | 7931.8456 | 24902.2008 | 3.1395
42099 | PA | SB | 2023 | 4127.7972 | 14750.8118 | 3.5735
42998 | PA | SB | 2023 | 16928.0154 | 52640.2588 | 3.1097
42009 | PA | CO | 2023 | 7567.6282 | 74526.98 | 9.8481
42091 | PA | CO | 2023 | 1072.4179 | 10897.0942 | 10.1612
42093 | PA | CO | 2023 | 2642.5996 | 24969.3324 | 9.4488
42095 | PA | CO | 2023 | 7689.034 | 74425.3754 | 9.6794
42133 | PA | SB | 2023 | 19182.1164 | 55546.8763 | 2.8958
42085 | PA | SB | 2023 | 9429.1838 | 28168.0632 | 2.9873
42085 | PA | CO | 2023 | 10198.0872 | 100817.1723 | 9.8859
42043 | PA | SB | 2023 | 5503.7296 | 18724.2778 | 3.4021
42055 | PA | CO | 2023 | 8174.6572 | 78921.3793 | 9.6544
42099 | PA | CO | 2023 | 4613.4204 | 45468.0621 | 9.8556
42998 | PA | CO | 2023 | 10667.523 | 99450.5903 | 9.3227
42009 | PA | SB | 2023 | 3350.8001 | 10940.639 | 3.2651
42041 | PA | CO | 2023 | 5827.4784 | 57863.8243 | 9.9295
42047 | PA | CO | 2023 | 254.9522 | 2408.0292 | 9.445
42039 | PA | CO | 2023 | 9064.9664 | 90402.7 | 9.9728
42027 | PA | SB | 2023 | 5422.7924 | 19840.1141 | 3.6587
42031 | PA | SB | 2023 | 2108.4141 | 6613.3714 | 3.1367
42097 | PA | CO | 2023 | 9348.2466 | 96702.1857 | 10.3444
42039 | PA | SB | 2023 | 9469.6524 | 23486.9938 | 2.4802
42087 | PA | SB | 2023 | 2132.6952 | 8191.8715 | 3.8411
42029 | PA | SB | 2023 | 4856.232 | 18452.1226 | 3.7997
42043 | PA | CO | 2023 | 4815.7634 | 46077.6897 | 9.5681
42035 | PA | SB | 2023 | 1226.1986 | 4789.9315 | 3.9063
42041 | PA | SB | 2023 | 6879.662 | 21418.6142 | 3.1133
42021 | PA | SB | 2023 | 4046.86 | 13117.8806 | 3.2415
42017 | PA | SB | 2023 | 3872.845 | 11729.8891 | 3.0288
42049 | PA | CO | 2023 | 6110.7586 | 52021.5593 | 8.5131
42005 | PA | CO | 2023 | 4613.4204 | 45798.2771 | 9.9272
42019 | PA | SB | 2023 | 4249.203 | 12110.9064 | 2.8502
42051 | PA | CO | 2023 | 2780.1928 | 24512.1117 | 8.8167
45043 | SC | SB | 2023 | 1181.6831 | 3184.2158 | 2.6946
45041 | SC | SB | 2023 | 16511.1888 | 35978.9174 | 2.1791
45035 | SC | SB | 2023 | 2096.2735 | 5742.4747 | 2.7394
45041 | SC | CO | 2023 | 8093.72 | 66779.6286 | 8.2508
45035 | SC | CO | 2023 | 2966.3484 | 29541.5398 | 9.9589
45998 | SC | CO | 2023 | 16511.1888 | 135309.3966 | 8.195
45029 | SC | SB | 2023 | 1400.2136 | 4626.6384 | 3.3042
45027 | SC | SB | 2023 | 11452.6138 | 32277.6067 | 2.8184
45049 | SC | SB | 2023 | 801.2783 | 2215.3433 | 2.7648
45003 | SC | SB | 2023 | 1100.7459 | 2539.208 | 2.3068
45005 | SC | SB | 2023 | 2978.489 | 6259.5696 | 2.1016
45031 | SC | SB | 2023 | 12585.7346 | 32087.0981 | 2.5495
45033 | SC | SB | 2023 | 11776.3626 | 32223.1757 | 2.7363
45017 | SC | SB | 2023 | 1481.1508 | 4490.5608 | 3.0318
45037 | SC | CO | 2023 | 311.6082 | 1506.2883 | 4.8339
45043 | SC | CO | 2023 | 764.8565 | 7264.7295 | 9.4982
45085 | SC | CO | 2023 | 11007.4592 | 110418.8077 | 10.0313
45089 | SC | CO | 2023 | 8741.2176 | 67770.2735 | 7.753
45009 | SC | CO | 2023 | 2525.2406 | 26366.3958 | 10.4411
45033 | SC | CO | 2023 | 9591.0582 | 97591.226 | 10.1752
45073 | SC | CO | 2023 | 295.4208 | 2016.8515 | 6.827
45015 | SC | CO | 2023 | 1307.1358 | 10109.6585 | 7.7342
45075 | SC | CO | 2023 | 14042.6042 | 136607.3955 | 9.7281
45061 | SC | CO | 2023 | 10319.493 | 101375.9976 | 9.8237
45031 | SC | CO | 2023 | 7810.4398 | 72063.0682 | 9.2265
45071 | SC | CO | 2023 | 1092.6522 | 7696.5491 | 7.0439
45057 | SC | CO | 2023 | 861.9812 | 5283.4396 | 6.1294
45023 | SC | CO | 2023 | 234.7179 | 1282.7582 | 5.4651
45025 | SC | CO | 2023 | 3601.7054 | 24029.4898 | 6.6717
45027 | SC | CO | 2023 | 16187.44 | 176156.9891 | 10.8823
45011 | SC | SB | 2023 | 1303.0889 | 3973.4659 | 3.0493
45015 | SC | SB | 2023 | 323.7488 | 824.6303 | 2.5471
45045 | SC | CO | 2023 | 311.6082 | 2029.552 | 6.5132
45998 | SC | SB | 2023 | 11869.4404 | 27155.6459 | 2.2879
45051 | SC | SB | 2023 | 14568.696 | 37285.2624 | 2.5593
45077 | SC | SB | 2023 | 80.9372 | 228.6104 | 2.8245
45017 | SC | CO | 2023 | 3978.0634 | 43334.3653 | 10.8933
45089 | SC | SB | 2023 | 13516.5124 | 33910.5379 | 2.5088
45061 | SC | SB | 2023 | 9712.464 | 26970.5803 | 2.7769
45085 | SC | SB | 2023 | 9469.6524 | 26671.2096 | 2.8165
45067 | SC | CO | 2023 | 3759.5329 | 37949.3211 | 10.0942
45009 | SC | SB | 2023 | 2420.0223 | 7348.1904 | 3.0364
45051 | SC | CO | 2023 | 7769.9712 | 71834.4579 | 9.2451
45067 | SC | SB | 2023 | 7082.005 | 17717.3035 | 2.5017
45069 | SC | CO | 2023 | 6636.8504 | 70793.0106 | 10.6667
45075 | SC | SB | 2023 | 9874.3384 | 30617.46 | 3.1007
45049 | SC | CO | 2023 | 2917.7861 | 28449.2902 | 9.7503
45069 | SC | SB | 2023 | 8984.0292 | 26399.0544 | 2.9384
45007 | SC | SB | 2023 | 1092.6522 | 2536.4865 | 2.3214
45071 | SC | SB | 2023 | 1659.2126 | 4109.5435 | 2.4768
45073 | SC | SB | 2023 | 481.5763 | 1268.2432 | 2.6335
46091 | SD | WH | 2023 | 1319.2764 | 4762.716 | 3.6101
46051 | SD | SB | 2023 | 42532.4986 | 119285.6242 | 2.8046
46105 | SD | CO | 2023 | 4532.4832 | 25274.1462 | 5.5762
46998 | SD | WH | 2023 | 363339.2314 | 1054323.8017 | 2.9018
46109 | SD | CO | 2023 | 65640.0692 | 618416.4466 | 9.4213
46009 | SD | WH | 2023 | 728.4348 | 1518.626 | 2.0848
46057 | SD | SB | 2023 | 34398.31 | 117761.555 | 3.4235
46087 | SD | WH | 2023 | 222.5773 | 811.0225 | 3.6438
46059 | SD | SB | 2023 | 75352.5332 | 218404.548 | 2.8984
46085 | SD | SG | 2023 | 32900.9718 | 191397.6803 | 5.8174
46083 | SD | CO | 2023 | 52892.4602 | 506295.7617 | 9.5722
46101 | SD | CO | 2023 | 46134.204 | 505584.5294 | 10.959
46998 | SD | SG | 2023 | 67052.4233 | 361178.9803 | 5.3865
46085 | SD | CO | 2023 | 22743.3532 | 187155.6879 | 8.229
46037 | SD | WH | 2023 | 6604.4755 | 25310.4336 | 3.8323
46095 | SD | SG | 2023 | 2853.0363 | 16155.1327 | 5.6624
46089 | SD | CO | 2023 | 33184.252 | 330545.191 | 9.9609
46085 | SD | WH | 2023 | 32739.0974 | 121816.6675 | 3.7208
46061 | SD | SB | 2023 | 31565.508 | 91906.811 | 2.9116
46065 | SD | SB | 2023 | 8255.5944 | 22425.5885 | 2.7164
46039 | SD | WH | 2023 | 2148.8827 | 9098.1483 | 4.2339
46087 | SD | CO | 2023 | 47064.9818 | 438982.7089 | 9.3272
46035 | SD | CO | 2023 | 31363.165 | 312230.9604 | 9.9553
46009 | SD | CO | 2023 | 40104.3826 | 397477.2265 | 9.9111
46115 | SD | CO | 2023 | 104206.645 | 1120444.8147 | 10.7521
46091 | SD | CO | 2023 | 37473.9236 | 379391.6063 | 10.1241
46011 | SD | CO | 2023 | 50909.4988 | 526286.4683 | 10.3377
46998 | SD | SB | 2023 | 710992.8334 | 2124715.6464 | 2.9884
46073 | SD | CO | 2023 | 22824.2904 | 202294.7745 | 8.8631
46043 | SD | SB | 2023 | 31686.9138 | 88858.6728 | 2.8043
46045 | SD | SB | 2023 | 69525.0548 | 218812.7808 | 3.1473
46003 | SD | CO | 2023 | 35531.4308 | 277888.6029 | 7.8209
46031 | SD | CO | 2023 | 21124.6092 | 166148.9352 | 7.8652
46033 | SD | CO | 2023 | 566.5604 | 2240.3816 | 3.9544
46998 | SD | CO | 2023 | 691689.3112 | 6247789.2714 | 9.0327
46055 | SD | WH | 2023 | 27437.7108 | 84504.1896 | 3.0799
46057 | SD | WH | 2023 | 955.059 | 4136.759 | 4.3314
46059 | SD | WH | 2023 | 4467.7334 | 15295.1222 | 3.4235
46065 | SD | CO | 2023 | 24685.846 | 210423.1432 | 8.524
46067 | SD | CO | 2023 | 67461.1562 | 641506.0938 | 9.5093
46101 | SD | SB | 2023 | 38364.2328 | 128756.6251 | 3.3562
46011 | SD | SB | 2023 | 48521.8514 | 144895.4285 | 2.9862
46109 | SD | WH | 2023 | 2035.5706 | 6667.8024 | 3.2756
46043 | SD | CO | 2023 | 33265.1892 | 313602.6226 | 9.4274
46045 | SD | CO | 2023 | 60702.9 | 569239.8163 | 9.3775
46085 | SD | SB | 2023 | 19870.0826 | 50239.8499 | 2.5284
46087 | SD | SB | 2023 | 46984.0446 | 138717.5054 | 2.9524
46089 | SD | SB | 2023 | 40023.4454 | 122469.84 | 3.06
46067 | SD | WH | 2023 | 1262.6203 | 3782.9573 | 2.9961
46029 | SD | SB | 2023 | 37959.5468 | 108753.2179 | 2.865
46069 | SD | SG | 2023 | 2533.3344 | 19152.4686 | 7.5602
46029 | SD | WH | 2023 | 283.2802 | 726.6544 | 2.5651
46031 | SD | WH | 2023 | 1999.1488 | 3864.6038 | 1.9331
46109 | SD | SB | 2023 | 65882.8808 | 186099.7258 | 2.8247
46107 | SD | WH | 2023 | 33346.1264 | 101541.1051 | 3.0451
46093 | SD | CO | 2023 | 2480.7252 | 12167.1518 | 4.9047
46067 | SD | SB | 2023 | 62685.8614 | 172410.3192 | 2.7504
46073 | SD | SB | 2023 | 16146.9714 | 49831.6171 | 3.0861
46047 | SD | CO | 2023 | 971.2464 | 8610.9905 | 8.8659
46051 | SD | CO | 2023 | 40751.8802 | 366030.6003 | 8.9819
46009 | SD | SB | 2023 | 35774.2424 | 100561.3464 | 2.811
46091 | SD | SB | 2023 | 40387.6628 | 127668.0043 | 3.1611
46097 | SD | SB | 2023 | 35895.6482 | 91961.2421 | 2.5619
46003 | SD | SB | 2023 | 31767.851 | 77972.4648 | 2.4544
46065 | SD | SG | 2023 | 4937.1692 | 29465.3363 | 5.9681
46023 | SD | CO | 2023 | 58396.1898 | 489683.4083 | 8.3855
46025 | SD | CO | 2023 | 56008.5424 | 578993.8587 | 10.3376
46027 | SD | CO | 2023 | 42856.2474 | 472359.8226 | 11.022
46011 | SD | WH | 2023 | 825.5594 | 3184.2158 | 3.857
46125 | SD | SB | 2023 | 52204.494 | 160789.2922 | 3.08
46027 | SD | SB | 2023 | 37838.141 | 121898.3141 | 3.2216
46015 | SD | CO | 2023 | 33386.595 | 273265.5932 | 8.1849
46083 | SD | SB | 2023 | 48926.5374 | 138200.4106 | 2.8247
46035 | SD | SB | 2023 | 28732.706 | 74189.5075 | 2.5821
46021 | SD | CO | 2023 | 29096.9234 | 294780.369 | 10.131
46003 | SD | SG | 2023 | 3035.145 | 22759.4322 | 7.4986
46055 | SD | CO | 2023 | 12100.1114 | 62969.4558 | 5.204
46057 | SD | CO | 2023 | 41601.7208 | 459049.6189 | 11.0344
46059 | SD | CO | 2023 | 76283.311 | 726345.9414 | 9.5217
46061 | SD | CO | 2023 | 36988.3004 | 390034.689 | 10.5448
46127 | SD | SB | 2023 | 42127.8126 | 141384.6264 | 3.3561
46119 | SD | CO | 2023 | 49776.378 | 418661.7873 | 8.4109
46135 | SD | SB | 2023 | 32051.1312 | 97649.2858 | 3.0467
46097 | SD | CO | 2023 | 35571.8994 | 309690.8452 | 8.7061
46019 | SD | CO | 2023 | 959.1058 | 8458.5836 | 8.8192
46015 | SD | SB | 2023 | 32334.4114 | 76965.4906 | 2.3803
46125 | SD | CO | 2023 | 53782.7694 | 533373.3897 | 9.9172
46021 | SD | SB | 2023 | 30068.1698 | 89974.5091 | 2.9924
46023 | SD | SB | 2023 | 55887.1366 | 134934.5482 | 2.4144
46013 | SD | WH | 2023 | 2638.5527 | 9226.0613 | 3.4966
46025 | SD | SB | 2023 | 57748.6922 | 177091.3886 | 3.0666
46123 | SD | WH | 2023 | 19809.3797 | 73590.7661 | 3.7149
46013 | SD | SB | 2023 | 109265.22 | 355652.4154 | 3.2549
46127 | SD | CO | 2023 | 46822.1702 | 522831.9116 | 11.1663
46117 | SD | WH | 2023 | 24443.0344 | 80040.8443 | 3.2746
46015 | SD | WH | 2023 | 2743.7711 | 9008.3371 | 3.2832
46137 | SD | WH | 2023 | 13799.7926 | 31951.0205 | 2.3153
46051 | SD | WH | 2023 | 3176.7851 | 10902.5373 | 3.4319
46135 | SD | CO | 2023 | 40185.3198 | 444951.9796 | 11.0725
46013 | SD | CO | 2023 | 122215.172 | 1347200.8986 | 11.0232
47125 | TN | CO | 2023 | 7486.691 | 90707.5138 | 12.1158
47117 | TN | SB | 2023 | 2832.802 | 10831.777 | 3.8237
47147 | TN | CO | 2023 | 15297.1308 | 176868.2214 | 11.5622
47119 | TN | SB | 2023 | 5260.918 | 18234.3984 | 3.466
47121 | TN | SB | 2023 | 477.5295 | 1910.5295 | 4.0009
47081 | TN | CO | 2023 | 1214.058 | 13488.0117 | 11.1099
47109 | TN | SB | 2023 | 10157.6186 | 32250.3912 | 3.175
47011 | TN | SB | 2023 | 720.3411 | 2993.7072 | 4.156
47129 | TN | CO | 2023 | 303.5145 | 3505.359 | 11.5492
47123 | TN | SB | 2023 | 2513.1001 | 8083.0094 | 3.2164
47115 | TN | SB | 2023 | 1942.4928 | 7674.7766 | 3.951
47117 | TN | CO | 2023 | 2047.7112 | 22759.4322 | 11.1146
47125 | TN | SB | 2023 | 7324.8166 | 27052.2269 | 3.6932
47119 | TN | CO | 2023 | 3909.2668 | 47982.7761 | 12.2741
47103 | TN | WH | 2023 | 2140.7889 | 11893.1822 | 5.5555
47149 | TN | CO | 2023 | 2808.5208 | 31599.0331 | 11.2511
47013 | TN | CO | 2023 | 109.2652 | 1132.8914 | 10.3683
47079 | TN | CO | 2023 | 16025.5656 | 180856.2022 | 11.2855
47085 | TN | CO | 2023 | 2428.116 | 22810.2345 | 9.3942
47095 | TN | WH | 2023 | 3771.6735 | 22616.0971 | 5.9963
47071 | TN | CO | 2023 | 3245.5817 | 32716.6838 | 10.0804
47073 | TN | CO | 2023 | 428.9672 | 4798.2776 | 11.1857
47111 | TN | SB | 2023 | 2452.3972 | 8273.5181 | 3.3736
47079 | TN | WH | 2023 | 7001.0678 | 39135.9178 | 5.59
47103 | TN | SB | 2023 | 7365.2852 | 27678.1838 | 3.7579
47107 | TN | SB | 2023 | 2472.6315 | 7538.699 | 3.0489
47113 | TN | SB | 2023 | 18817.899 | 65290.0325 | 3.4696
47131 | TN | CO | 2023 | 32091.5998 | 353355.4255 | 11.0108
47077 | TN | CO | 2023 | 4127.7972 | 41454.6801 | 10.0428
47085 | TN | SB | 2023 | 2290.5228 | 7838.0698 | 3.422
47031 | TN | CO | 2023 | 8741.2176 | 103357.2875 | 11.8241
47185 | TN | WH | 2023 | 428.9672 | 2237.1157 | 5.2151
47009 | TN | CO | 2023 | 404.686 | 3850.8146 | 9.5156
47189 | TN | CO | 2023 | 1416.401 | 14427.8543 | 10.1863
47023 | TN | CO | 2023 | 1477.1039 | 15062.8831 | 10.1976
47081 | TN | SB | 2023 | 2156.9764 | 6967.1731 | 3.2301
47998 | TN | CO | 2023 | 47898.635 | 513207.4151 | 10.7144
47103 | TN | CO | 2023 | 7608.0968 | 87532.3698 | 11.5052
47107 | TN | CO | 2023 | 2452.3972 | 24334.3036 | 9.9227
47015 | TN | CO | 2023 | 2310.7571 | 25172.5416 | 10.8936
47153 | TN | CO | 2023 | 493.7169 | 5064.9897 | 10.2589
47179 | TN | CO | 2023 | 979.3401 | 10312.8677 | 10.5304
47181 | TN | CO | 2023 | 1930.3522 | 17780.8064 | 9.2112
47121 | TN | CO | 2023 | 598.9353 | 6858.311 | 11.4508
47007 | TN | CO | 2023 | 1250.4797 | 13462.6106 | 10.766
47075 | TN | WH | 2023 | 9995.7442 | 52961.4019 | 5.2984
47079 | TN | SB | 2023 | 17765.7154 | 54485.471 | 3.0669
47003 | TN | CO | 2023 | 3172.7382 | 35460.0082 | 11.1765
47089 | TN | SB | 2023 | 1181.6831 | 4871.5781 | 4.1226
47009 | TN | SB | 2023 | 1456.8696 | 5007.6557 | 3.4373
47097 | TN | WH | 2023 | 3638.1271 | 18778.7088 | 5.1616
47161 | TN | CO | 2023 | 1278.8078 | 14681.8659 | 11.4809
47163 | TN | CO | 2023 | 153.7807 | 1552.0104 | 10.0924
47165 | TN | CO | 2023 | 5422.7924 | 66881.2332 | 12.3334
47111 | TN | CO | 2023 | 2691.1619 | 26722.0119 | 9.9295
47113 | TN | CO | 2023 | 10076.6814 | 112450.8999 | 11.1595
47059 | TN | CO | 2023 | 1817.0401 | 19355.6778 | 10.6523
47177 | TN | CO | 2023 | 5341.8552 | 67313.0528 | 12.6011
47183 | TN | CO | 2023 | 29461.1408 | 292875.2826 | 9.9411
47185 | TN | CO | 2023 | 1598.5097 | 19457.2824 | 12.1721
47007 | TN | WH | 2023 | 242.8116 | 1407.0424 | 5.7948
47165 | TN | WH | 2023 | 2585.9435 | 14152.0704 | 5.4727
47167 | TN | WH | 2023 | 5260.918 | 26181.3302 | 4.9766
47017 | TN | WH | 2023 | 5665.604 | 30780.7531 | 5.4329
47177 | TN | WH | 2023 | 441.1077 | 2495.6632 | 5.6577
47183 | TN | WH | 2023 | 12747.609 | 64555.2134 | 5.0641
47033 | TN | CO | 2023 | 7972.3142 | 83010.9647 | 10.4124
47035 | TN | CO | 2023 | 339.9362 | 3792.392 | 11.1562
47099 | TN | WH | 2023 | 3528.8619 | 21092.028 | 5.977
47131 | TN | SB | 2023 | 38121.4212 | 133301.617 | 3.4968
47137 | TN | SB | 2023 | 319.7019 | 1243.7493 | 3.8903
47099 | TN | CO | 2023 | 11654.9568 | 140163.5567 | 12.0261
47005 | TN | CO | 2023 | 2836.8489 | 28246.081 | 9.9569
47051 | TN | CO | 2023 | 9469.6524 | 115422.8347 | 12.1887
47053 | TN | CO | 2023 | 32455.8172 | 330621.3944 | 10.1868
47055 | TN | CO | 2023 | 6232.1644 | 75314.4157 | 12.0848
47053 | TN | WH | 2023 | 22864.759 | 125654.0558 | 5.4955
47147 | TN | WH | 2023 | 16389.783 | 92178.9662 | 5.6242
47069 | TN | CO | 2023 | 3990.204 | 42496.1273 | 10.6501
47071 | TN | SB | 2023 | 10724.179 | 35189.6674 | 3.2813
47075 | TN | SB | 2023 | 41601.7208 | 150801.1963 | 3.6249
47077 | TN | WH | 2023 | 1375.9324 | 7239.3283 | 5.2614
47189 | TN | SB | 2023 | 878.1686 | 2830.4141 | 3.2231
47095 | TN | SB | 2023 | 19101.1792 | 70406.5502 | 3.686
47113 | TN | WH | 2023 | 6677.319 | 38537.1763 | 5.7714
47049 | TN | CO | 2023 | 445.1546 | 4445.2016 | 9.9857
47119 | TN | WH | 2023 | 307.5614 | 1616.6019 | 5.2562
47167 | TN | CO | 2023 | 9267.3094 | 97845.2375 | 10.5581
47017 | TN | CO | 2023 | 15054.3192 | 157055.3228 | 10.4326
47059 | TN | WH | 2023 | 60.7029 | 206.838 | 3.4074
47015 | TN | WH | 2023 | 416.8266 | 2079.2657 | 4.9883
47181 | TN | SB | 2023 | 2662.8339 | 6831.0955 | 2.5653
47183 | TN | SB | 2023 | 32739.0974 | 106793.7005 | 3.262
47185 | TN | SB | 2023 | 1675.4 | 5796.9058 | 3.46
47045 | TN | CO | 2023 | 19343.9908 | 195487.2658 | 10.1058
47025 | TN | SB | 2023 | 133.5464 | 454.4992 | 3.4033
47097 | TN | CO | 2023 | 6394.0388 | 66906.6344 | 10.4639
47059 | TN | SB | 2023 | 2314.8039 | 9008.3371 | 3.8916
47167 | TN | SB | 2023 | 37231.112 | 131940.841 | 3.5438
47147 | TN | SB | 2023 | 20598.5174 | 65235.6014 | 3.167
47069 | TN | WH | 2023 | 1416.401 | 7783.6387 | 5.4954
47007 | TN | SB | 2023 | 679.8725 | 2912.0606 | 4.2832
47045 | TN | WH | 2023 | 10400.4302 | 55465.2298 | 5.333
47047 | TN | WH | 2023 | 3953.7822 | 21336.9677 | 5.3966
47051 | TN | WH | 2023 | 3824.2827 | 20275.5624 | 5.3018
47003 | TN | WH | 2023 | 793.1846 | 3374.7245 | 4.2547
47033 | TN | WH | 2023 | 7527.1596 | 38727.685 | 5.1451
47149 | TN | SB | 2023 | 4034.7194 | 13471.6824 | 3.3389
47179 | TN | SB | 2023 | 995.5276 | 3347.509 | 3.3625
47095 | TN | CO | 2023 | 4613.4204 | 48998.8222 | 10.6209
47077 | TN | SB | 2023 | 13516.5124 | 44715.0994 | 3.3082
47165 | TN | SB | 2023 | 5422.7924 | 16764.7603 | 3.0915
47141 | TN | SB | 2023 | 1157.402 | 4572.2074 | 3.9504
47017 | TN | SB | 2023 | 12342.923 | 42156.8405 | 3.4155
47177 | TN | SB | 2023 | 7122.4736 | 25909.175 | 3.6377
47125 | TN | WH | 2023 | 4168.2658 | 27215.52 | 6.5292
47998 | TN | SB | 2023 | 46259.6567 | 153016.5396 | 3.3078
47031 | TN | WH | 2023 | 1772.5247 | 10069.7424 | 5.681
47063 | TN | SB | 2023 | 837.7 | 2939.2762 | 3.5087
47047 | TN | SB | 2023 | 26183.1842 | 91906.811 | 3.5101
47049 | TN | SB | 2023 | 477.5295 | 1771.7304 | 3.7102
47015 | TN | SB | 2023 | 4208.7344 | 14560.3032 | 3.4595
47998 | TN | WH | 2023 | 10052.4002 | 47001.203 | 4.6756
47131 | TN | WH | 2023 | 8377.0002 | 42075.1939 | 5.0227
47045 | TN | SB | 2023 | 50342.9384 | 171675.5002 | 3.4101
47069 | TN | SB | 2023 | 14204.4786 | 51301.2552 | 3.6116
47003 | TN | SB | 2023 | 6272.633 | 20928.7349 | 3.3365
47051 | TN | SB | 2023 | 10481.3674 | 36169.4261 | 3.4508
47053 | TN | SB | 2023 | 42694.373 | 140976.3936 | 3.302
47055 | TN | SB | 2023 | 6029.8214 | 22153.4333 | 3.674
47005 | TN | SB | 2023 | 4451.546 | 13634.9755 | 3.063
47031 | TN | SB | 2023 | 12261.9858 | 45613.2115 | 3.7199
47099 | TN | SB | 2023 | 11412.1452 | 40306.1851 | 3.5319
47097 | TN | SB | 2023 | 34722.0588 | 116509.6411 | 3.3555
47033 | TN | SB | 2023 | 23714.5996 | 84204.8189 | 3.5508
47153 | TN | SB | 2023 | 238.7647 | 813.744 | 3.4081
48155 | TX | WH | 2023 | 16996.812 | 37502.9866 | 2.2065
48177 | TX | CO | 2023 | 1881.7899 | 14631.0636 | 7.7751
48153 | TX | WH | 2023 | 25495.218 | 38074.5125 | 1.4934
48149 | TX | CO | 2023 | 2266.2416 | 13310.2036 | 5.8733
48145 | TX | CO | 2023 | 27680.5224 | 201380.3331 | 7.2752
48139 | TX | CO | 2023 | 22621.9474 | 131196.9501 | 5.7995
48147 | TX | WH | 2023 | 2225.773 | 7103.2507 | 3.1914
48139 | TX | WH | 2023 | 4572.9518 | 15295.1222 | 3.3447
48145 | TX | WH | 2023 | 4249.203 | 13362.8203 | 3.1448
48181 | TX | CO | 2023 | 9955.2756 | 63934.6996 | 6.4222
48013 | TX | CO | 2023 | 728.4348 | 5969.2707 | 8.1947
48215 | TX | SG | 2023 | 27397.2422 | 67744.8724 | 2.4727
48157 | TX | CO | 2023 | 10157.6186 | 73002.9108 | 7.187
48111 | TX | CO | 2023 | 37676.2666 | 301283.0639 | 7.9966
48117 | TX | CO | 2023 | 6232.1644 | 67744.8724 | 10.8702
48321 | TX | SB | 2023 | 635.357 | 1077.7346 | 1.6963
48277 | TX | SB | 2023 | 3893.0793 | 5551.9661 | 1.4261
48453 | TX | CO | 2023 | 6272.633 | 36704.6646 | 5.8516
48409 | TX | SG | 2023 | 35207.682 | 180983.208 | 5.1404
48057 | TX | SG | 2023 | 3642.174 | 18288.8294 | 5.0214
48469 | TX | SB | 2023 | 704.1536 | 971.5941 | 1.3798
48189 | TX | CO | 2023 | 11695.4254 | 87354.5617 | 7.4691
48011 | TX | WH | 2023 | 8296.063 | 12002.0443 | 1.4467
48111 | TX | WH | 2023 | 9186.3722 | 21935.7091 | 2.3879
48119 | TX | CO | 2023 | 4613.4204 | 33453.3172 | 7.2513
48123 | TX | CO | 2023 | 1902.0242 | 13259.4013 | 6.9712
48179 | TX | SG | 2023 | 9388.7152 | 20041.5089 | 2.1346
48181 | TX | SG | 2023 | 1448.7759 | 6655.1018 | 4.5936
48187 | TX | SG | 2023 | 4492.0146 | 20193.9158 | 4.4955
48193 | TX | SG | 2023 | 501.8106 | 1193.8541 | 2.3791
48451 | TX | CO | 2023 | 1250.4797 | 8941.2055 | 7.1502
48187 | TX | CO | 2023 | 9186.3722 | 49583.0487 | 5.3975
48481 | TX | SB | 2023 | 1594.4628 | 3347.509 | 2.0995
48171 | TX | WH | 2023 | 517.9981 | 911.7199 | 1.7601
48119 | TX | SB | 2023 | 1930.3522 | 2427.6244 | 1.2576
48147 | TX | SB | 2023 | 1954.6334 | 3864.6038 | 1.9772
48117 | TX | WH | 2023 | 22379.1358 | 56581.0661 | 2.5283
48119 | TX | WH | 2023 | 1420.4479 | 5198.1643 | 3.6595
48121 | TX | WH | 2023 | 3561.2368 | 11022.2856 | 3.0951
48481 | TX | SG | 2023 | 6151.2272 | 28042.8718 | 4.5589
48013 | TX | SG | 2023 | 384.4517 | 1206.5547 | 3.1384
48061 | TX | SG | 2023 | 28125.677 | 106659.4372 | 3.7922
48489 | TX | SG | 2023 | 33224.7206 | 135565.9482 | 4.0803
48998 | TX | CO | 2023 | 262973.0565 | 2160469.5822 | 8.2156
48399 | TX | WH | 2023 | 29501.6094 | 71223.0158 | 2.4142
48153 | TX | SG | 2023 | 8134.1886 | 16637.7546 | 2.0454
48157 | TX | SG | 2023 | 4411.0774 | 24715.3209 | 5.603
48045 | TX | SG | 2023 | 3253.6754 | 6883.7122 | 2.1157
48239 | TX | CO | 2023 | 36259.8656 | 259675.9769 | 7.1615
48025 | TX | CO | 2023 | 9995.7442 | 58905.2715 | 5.893
48251 | TX | CO | 2023 | 6029.8214 | 36399.8508 | 6.0366
48255 | TX | CO | 2023 | 5099.0436 | 25680.5647 | 5.0363
48027 | TX | CO | 2023 | 29542.078 | 189695.8031 | 6.4212
48285 | TX | CO | 2023 | 930.7778 | 5943.8696 | 6.3859
48029 | TX | CO | 2023 | 2589.9904 | 15164.4877 | 5.855
48469 | TX | CO | 2023 | 19505.8652 | 143745.1192 | 7.3693
48065 | TX | SG | 2023 | 18372.7444 | 40819.6513 | 2.2218
48179 | TX | WH | 2023 | 10238.5558 | 17417.9328 | 1.7012
48215 | TX | CO | 2023 | 13597.4496 | 82452.1394 | 6.0638
48451 | TX | SG | 2023 | 4532.4832 | 9093.6124 | 2.0063
48453 | TX | SG | 2023 | 914.5904 | 2997.3359 | 3.2772
48463 | TX | SG | 2023 | 2832.802 | 11405.1172 | 4.0261
48357 | TX | SG | 2023 | 20477.1116 | 53215.4134 | 2.5988
48409 | TX | CO | 2023 | 15094.7878 | 98632.6732 | 6.5342
48041 | TX | CO | 2023 | 2104.3672 | 19508.0847 | 9.2703
48421 | TX | CO | 2023 | 27559.1166 | 336438.2582 | 12.2079
48391 | TX | SG | 2023 | 11452.6138 | 46433.3059 | 4.0544
48463 | TX | CO | 2023 | 4249.203 | 30557.5859 | 7.1914
48437 | TX | SG | 2023 | 18048.9956 | 39092.3729 | 2.1659
48039 | TX | RI | 2023 | 5706.0726 | 45041.6856 | 7.8936
48481 | TX | RI | 2023 | 9388.7152 | 103781.8496 | 11.0539
48089 | TX | RI | 2023 | 8943.5606 | 97250.1248 | 10.8738
48998 | TX | RI | 2023 | 30756.136 | 222650.1691 | 7.2392
48357 | TX | WH | 2023 | 14164.01 | 29719.3478 | 2.0982
48359 | TX | WH | 2023 | 4653.889 | 8899.475 | 1.9123
48097 | TX | CO | 2023 | 1897.9773 | 9982.6527 | 5.2596
48217 | TX | WH | 2023 | 6758.2562 | 30263.6582 | 4.478
48309 | TX | WH | 2023 | 6029.8214 | 23078.761 | 3.8274
48145 | TX | SG | 2023 | 445.1546 | 1897.4661 | 4.2625
48415 | TX | WH | 2023 | 3520.7682 | 7266.5438 | 2.0639
48181 | TX | WH | 2023 | 3018.9576 | 10178.6045 | 3.3716
48217 | TX | CO | 2023 | 38890.3246 | 294627.962 | 7.5759
48197 | TX | WH | 2023 | 15175.725 | 21119.2435 | 1.3916
48207 | TX | WH | 2023 | 38404.7014 | 66623.593 | 1.7348
48295 | TX | WH | 2023 | 1651.1189 | 1809.8321 | 1.0961
48097 | TX | WH | 2023 | 3925.4542 | 15077.3981 | 3.8409
48321 | TX | CO | 2023 | 26587.8702 | 214944.5482 | 8.0843
48325 | TX | CO | 2023 | 9226.8408 | 73028.312 | 7.9148
48331 | TX | CO | 2023 | 16754.0004 | 100105.94 | 5.975
48349 | TX | CO | 2023 | 8579.3432 | 60099.1256 | 7.0051
48355 | TX | CO | 2023 | 14164.01 | 79480.2046 | 5.6114
48357 | TX | CO | 2023 | 14002.1356 | 156445.6952 | 11.173
48369 | TX | CO | 2023 | 3217.2537 | 34037.5437 | 10.5797
48279 | TX | WH | 2023 | 12626.2032 | 38047.297 | 3.0134
48029 | TX | SG | 2023 | 1477.1039 | 5842.265 | 3.9552
48023 | TX | WH | 2023 | 21326.9522 | 52362.6605 | 2.4552
48309 | TX | CO | 2023 | 18129.9328 | 122662.163 | 6.7657
48321 | TX | RI | 2023 | 1497.3382 | 16510.7488 | 11.0267
48057 | TX | CO | 2023 | 13152.295 | 108386.7156 | 8.2409
48279 | TX | SG | 2023 | 9186.3722 | 23064.246 | 2.5107
48121 | TX | SG | 2023 | 2618.3184 | 6020.073 | 2.2992
48095 | TX | WH | 2023 | 14083.0728 | 28875.6667 | 2.0504
48485 | TX | WH | 2023 | 21326.9522 | 65698.2653 | 3.0805
48049 | TX | WH | 2023 | 1112.8865 | 2411.2951 | 2.1667
48309 | TX | SG | 2023 | 607.029 | 1821.2626 | 3.0003
48421 | TX | SG | 2023 | 18494.1502 | 76254.2583 | 4.1232
48069 | TX | SG | 2023 | 9105.435 | 28296.8833 | 3.1077
48025 | TX | SG | 2023 | 3277.9566 | 14148.4417 | 4.3162
48111 | TX | SG | 2023 | 20031.957 | 33021.4976 | 1.6484
48463 | TX | WH | 2023 | 1448.7759 | 5089.3022 | 3.5128
48331 | TX | SG | 2023 | 1549.9474 | 6731.3053 | 4.3429
48487 | TX | WH | 2023 | 41885.001 | 115502.6669 | 2.7576
48998 | TX | WH | 2023 | 317884.8999 | 749542.6363 | 2.3579
48341 | TX | SG | 2023 | 16066.0342 | 44070.9987 | 2.7431
48233 | TX | WH | 2023 | 5665.604 | 25038.2784 | 4.4193
48321 | TX | SG | 2023 | 6596.3818 | 30684.5916 | 4.6517
48447 | TX | WH | 2023 | 14487.7588 | 37502.9866 | 2.5886
48355 | TX | SG | 2023 | 51637.9336 | 193048.7552 | 3.7385
48115 | TX | SG | 2023 | 4330.1402 | 6121.6776 | 1.4137
48009 | TX | WH | 2023 | 8903.092 | 20656.5797 | 2.3202
48491 | TX | CO | 2023 | 41804.0638 | 266585.0902 | 6.377
48099 | TX | WH | 2023 | 3354.8469 | 12872.941 | 3.8371
48451 | TX | WH | 2023 | 7486.691 | 18833.1398 | 2.5155
48481 | TX | CO | 2023 | 47388.7306 | 390898.3281 | 8.2488
48489 | TX | CO | 2023 | 6394.0388 | 31472.0273 | 4.9221
48353 | TX | WH | 2023 | 4249.203 | 10831.777 | 2.5491
48077 | TX | WH | 2023 | 8579.3432 | 26426.2699 | 3.0802
48998 | TX | SB | 2023 | 23686.2716 | 40591.9481 | 1.7137
48341 | TX | WH | 2023 | 13111.8264 | 59955.7906 | 4.5726
48251 | TX | WH | 2023 | 3832.3764 | 14179.2859 | 3.6999
48998 | TX | SG | 2023 | 225729.8039 | 585260.3229 | 2.5927
48029 | TX | WH | 2023 | 198.2961 | 277.5983 | 1.3999
48117 | TX | SG | 2023 | 10238.5558 | 25324.9485 | 2.4735
48421 | TX | WH | 2023 | 16106.5028 | 78870.577 | 4.8968
48255 | TX | SG | 2023 | 991.4807 | 3429.1555 | 3.4586
48253 | TX | WH | 2023 | 24847.7204 | 58812.7387 | 2.3669
48331 | TX | WH | 2023 | 2747.8179 | 8545.6733 | 3.11
48085 | TX | WH | 2023 | 2383.6005 | 8409.5957 | 3.5281
48285 | TX | RI | 2023 | 1578.2754 | 12446.5645 | 7.8862
48027 | TX | WH | 2023 | 4937.1692 | 13907.1307 | 2.8168
48507 | TX | WH | 2023 | 566.5604 | 1202.926 | 2.1232
48275 | TX | WH | 2023 | 30027.7012 | 64609.6445 | 2.1517
48441 | TX | WH | 2023 | 9914.807 | 10722.9149 | 1.0815
48065 | TX | WH | 2023 | 20800.8604 | 63793.1789 | 3.0669
48097 | TX | SG | 2023 | 1343.5575 | 4877.0212 | 3.6299
48095 | TX | SG | 2023 | 1141.2145 | 1432.625 | 1.2554
51183 | VA | WH | 2023 | 1125.0271 | 5170.9488 | 4.5963
51069 | VA | WH | 2023 | 149.7338 | 704.882 | 4.7076
51089 | VA | WH | 2023 | 64.7498 | 217.7242 | 3.3625
51800 | VA | WH | 2023 | 1634.9314 | 7429.837 | 4.5444
51135 | VA | CO | 2023 | 1173.5894 | 12598.9714 | 10.7354
51007 | VA | WH | 2023 | 651.5445 | 3211.4314 | 4.929
51019 | VA | WH | 2023 | 396.5923 | 1926.8588 | 4.8585
51085 | VA | WH | 2023 | 2031.5237 | 11022.2856 | 5.4256
51033 | VA | CO | 2023 | 5260.918 | 58422.6496 | 11.105
51023 | VA | CO | 2023 | 679.8725 | 7010.718 | 10.3118
51159 | VA | SB | 2023 | 5179.9808 | 14723.5963 | 2.8424
51031 | VA | CO | 2023 | 1133.1208 | 10262.0654 | 9.0565
51175 | VA | SB | 2023 | 7729.5026 | 21826.847 | 2.8238
51193 | VA | CO | 2023 | 4289.6716 | 42369.1215 | 9.877
51093 | VA | CO | 2023 | 4815.7634 | 41683.2904 | 8.6556
51137 | VA | SB | 2023 | 2994.6764 | 8110.225 | 2.7082
51139 | VA | SB | 2023 | 202.343 | 269.4336 | 1.3316
51998 | VA | CO | 2023 | 48109.0717 | 481143.541 | 10.0011
51998 | VA | WH | 2023 | 19259.0067 | 95055.6467 | 4.9356
51067 | VA | WH | 2023 | 801.2783 | 3592.4486 | 4.4834
51097 | VA | CO | 2023 | 4977.6378 | 51157.9201 | 10.2775
51015 | VA | SB | 2023 | 2739.7242 | 5715.2592 | 2.0861
51133 | VA | CO | 2023 | 4330.1402 | 46077.6897 | 10.6412
51135 | VA | SB | 2023 | 1598.5097 | 4653.8539 | 2.9114
51177 | VA | SB | 2023 | 2156.9764 | 5987.4144 | 2.7758
51036 | VA | CO | 2023 | 2840.8957 | 28677.9006 | 10.0947
51165 | VA | SB | 2023 | 3237.488 | 6259.5696 | 1.9335
51193 | VA | WH | 2023 | 2035.5706 | 11267.2253 | 5.5352
51143 | VA | SB | 2023 | 4330.1402 | 9579.863 | 2.2124
51179 | VA | SB | 2023 | 598.9353 | 2098.3166 | 3.5034
51037 | VA | CO | 2023 | 639.4039 | 5512.05 | 8.6206
51810 | VA | CO | 2023 | 2225.773 | 26620.4073 | 11.9601
51045 | VA | CO | 2023 | 133.5464 | 1094.7897 | 8.1978
51047 | VA | CO | 2023 | 2776.146 | 25807.5704 | 9.2962
51171 | VA | SB | 2023 | 2557.6155 | 4490.5608 | 1.7558
51015 | VA | BA | 2023 | 149.7338 | 698.8946 | 4.6676
51083 | VA | CO | 2023 | 1501.3851 | 12573.5702 | 8.3746
51065 | VA | WH | 2023 | 40.4686 | 182.344 | 4.5058
51177 | VA | CO | 2023 | 1234.2923 | 13183.1979 | 10.6808
51015 | VA | WH | 2023 | 833.6532 | 4789.9315 | 5.7457
51800 | VA | CO | 2023 | 3795.9547 | 32869.0907 | 8.659
51171 | VA | WH | 2023 | 716.2942 | 4191.1901 | 5.8512
51061 | VA | WH | 2023 | 1056.2305 | 6368.4317 | 6.0294
51998 | VA | BA | 2023 | 1902.0242 | 8253.9229 | 4.3395
51131 | VA | CO | 2023 | 2751.8648 | 30633.7893 | 11.132
51073 | VA | SB | 2023 | 2553.5687 | 6803.88 | 2.6645
51001 | VA | WH | 2023 | 3937.5948 | 23976.8731 | 6.0892
51139 | VA | CO | 2023 | 667.7319 | 2900.8116 | 4.3443
51193 | VA | SB | 2023 | 6474.976 | 16710.3293 | 2.5808
51127 | VA | WH | 2023 | 607.029 | 3211.4314 | 5.2904
51133 | VA | WH | 2023 | 1707.7749 | 9824.8027 | 5.753
51057 | VA | WH | 2023 | 2646.6464 | 15621.7085 | 5.9025
51175 | VA | CO | 2023 | 6596.3818 | 63553.6823 | 9.6346
51073 | VA | CO | 2023 | 1784.6653 | 14453.2555 | 8.0986
51053 | VA | SB | 2023 | 6474.976 | 18043.8898 | 2.7867
51550 | VA | SB | 2023 | 5665.604 | 16193.2344 | 2.8582
51159 | VA | WH | 2023 | 1242.386 | 7239.3283 | 5.827
51165 | VA | WH | 2023 | 760.8097 | 4354.4832 | 5.7235
51061 | VA | SB | 2023 | 5503.7296 | 13498.8979 | 2.4527
51067 | VA | SB | 2023 | 2602.131 | 7701.9922 | 2.9599
51069 | VA | SB | 2023 | 574.6541 | 1083.1777 | 1.8849
51007 | VA | SB | 2023 | 4026.6257 | 11566.596 | 2.8725
51117 | VA | WH | 2023 | 987.4338 | 5034.8712 | 5.0989
51037 | VA | WH | 2023 | 708.2005 | 3020.9227 | 4.2656
51075 | VA | SB | 2023 | 1234.2923 | 3946.2504 | 3.1972
51800 | VA | SB | 2023 | 6434.5074 | 19132.5106 | 2.9734
51137 | VA | CO | 2023 | 2144.8358 | 24766.1232 | 11.5469
51183 | VA | SB | 2023 | 7527.1596 | 18071.1053 | 2.4008
51133 | VA | SB | 2023 | 6394.0388 | 17554.0104 | 2.7454
51047 | VA | WH | 2023 | 1019.8087 | 5415.8885 | 5.3107
51131 | VA | WH | 2023 | 4249.203 | 24221.8128 | 5.7003
51165 | VA | CO | 2023 | 4451.546 | 31446.6262 | 7.0642
51135 | VA | WH | 2023 | 348.03 | 1739.0717 | 4.9969
51137 | VA | WH | 2023 | 489.6701 | 2686.1718 | 5.4857
51143 | VA | WH | 2023 | 2282.429 | 10369.1131 | 4.543
51057 | VA | SB | 2023 | 7850.9084 | 22969.8989 | 2.9258
51023 | VA | SB | 2023 | 493.7169 | 1292.7372 | 2.6184
51053 | VA | CO | 2023 | 2403.8348 | 24816.9255 | 10.3239
51101 | VA | WH | 2023 | 1711.8218 | 9743.1562 | 5.6917
51031 | VA | WH | 2023 | 845.7937 | 3701.3107 | 4.3761
51171 | VA | BA | 2023 | 133.5464 | 616.1594 | 4.6138
51131 | VA | SB | 2023 | 8457.9374 | 25065.4939 | 2.9635
51057 | VA | CO | 2023 | 5706.0726 | 60911.9625 | 10.6749
51171 | VA | CO | 2023 | 1707.7749 | 9601.6355 | 5.6223
51047 | VA | SB | 2023 | 5179.9808 | 11294.4408 | 2.1804
51193 | VA | BA | 2023 | 242.8116 | 1273.6863 | 5.2456
51119 | VA | CO | 2023 | 2731.6305 | 31421.225 | 11.5027
51111 | VA | WH | 2023 | 291.3739 | 1287.2941 | 4.418
51127 | VA | CO | 2023 | 1671.3532 | 17526.7949 | 10.4866
51093 | VA | SB | 2023 | 5746.5412 | 15812.2171 | 2.7516
51097 | VA | SB | 2023 | 5867.947 | 15104.6136 | 2.5741
51111 | VA | CO | 2023 | 437.0609 | 4071.8047 | 9.3163
51101 | VA | SB | 2023 | 6434.5074 | 18424.907 | 2.8635
51069 | VA | CO | 2023 | 1052.1836 | 6832.9099 | 6.494
51011 | VA | CO | 2023 | 554.4198 | 4917.663 | 8.8699
51025 | VA | SB | 2023 | 4734.8262 | 9307.7078 | 1.9658
51113 | VA | SB | 2023 | 2585.9435 | 7130.4662 | 2.7574
51117 | VA | CO | 2023 | 1375.9324 | 10617.6815 | 7.7167
51119 | VA | SB | 2023 | 2314.8039 | 5987.4144 | 2.5866
51067 | VA | CO | 2023 | 2335.0382 | 24054.8909 | 10.3017
51159 | VA | CO | 2023 | 4613.4204 | 52148.5651 | 11.3037
51113 | VA | CO | 2023 | 2213.6324 | 20168.5147 | 9.111
51117 | VA | SB | 2023 | 7972.3142 | 14043.2083 | 1.7615
51061 | VA | CO | 2023 | 2428.116 | 25096.3382 | 10.3357
51015 | VA | CO | 2023 | 8093.72 | 73434.7304 | 9.0731
51550 | VA | CO | 2023 | 2039.6174 | 22149.8045 | 10.8598
51031 | VA | SB | 2023 | 2553.5687 | 6205.1386 | 2.43
51998 | VA | SB | 2023 | 61504.1783 | 157172.3496 | 2.5555
51037 | VA | SB | 2023 | 3630.0334 | 8300.7336 | 2.2867
51103 | VA | CO | 2023 | 2258.1479 | 22810.2345 | 10.1013
51033 | VA | SB | 2023 | 7769.9712 | 13934.3462 | 1.7934
51036 | VA | SB | 2023 | 2472.6315 | 6477.2938 | 2.6196
51149 | VA | CO | 2023 | 1821.087 | 20092.3112 | 11.0331
51103 | VA | SB | 2023 | 2755.9117 | 8164.656 | 2.9626
51041 | VA | SB | 2023 | 437.0609 | 805.5794 | 1.8432
51111 | VA | SB | 2023 | 3116.0822 | 7974.1474 | 2.559
53998 | WA | WH | 2023 | 59440.2797 | 143869.4034 | 2.4204
53013 | WA | BA | 2023 | 2023.43 | 6967.1731 | 3.4432
53005 | WA | WH | 2023 | 37344.4241 | 124916.5152 | 3.345
53047 | WA | WH | 2023 | 1808.9464 | 3837.3883 | 2.1213
53077 | WA | CO | 2023 | 3763.5798 | 55018.8952 | 14.6188
53063 | WA | WH | 2023 | 56817.9144 | 202891.7016 | 3.5709
53021 | WA | WH | 2023 | 28085.2084 | 56542.9644 | 2.0133
53071 | WA | WH | 2023 | 77578.3062 | 339459.181 | 4.3757
53017 | WA | WH | 2023 | 61916.958 | 160136.1197 | 2.5863
53998 | WA | CO | 2023 | 13678.3868 | 213268.0722 | 15.5916
53065 | WA | BA | 2023 | 764.8565 | 2031.3664 | 2.6559
53065 | WA | WH | 2023 | 789.1377 | 3075.3538 | 3.8971
53001 | WA | WH | 2023 | 116063.9448 | 235060.4462 | 2.0253
53077 | WA | WH | 2023 | 4168.2658 | 13036.2341 | 3.1275
53025 | WA | WH | 2023 | 49424.3012 | 192168.7867 | 3.8881
53023 | WA | WH | 2023 | 24159.7542 | 102194.2776 | 4.2299
53075 | WA | WH | 2023 | 217842.4738 | 900126.1085 | 4.132
53001 | WA | CO | 2023 | 2468.5846 | 36272.8451 | 14.6938
53021 | WA | CO | 2023 | 2468.5846 | 34748.7759 | 14.0764
53009 | WA | BA | 2023 | 145.687 | 799.0477 | 5.4847
53998 | WA | BA | 2023 | 4552.7175 | 16438.1741 | 3.6106
53063 | WA | BA | 2023 | 4208.7344 | 10842.6632 | 2.5762
53075 | WA | BA | 2023 | 17846.6526 | 48596.0325 | 2.723
53039 | WA | WH | 2023 | 16227.9086 | 36114.995 | 2.2255
53003 | WA | WH | 2023 | 8781.6862 | 36033.3485 | 4.1032
53013 | WA | WH | 2023 | 42330.1556 | 156652.5331 | 3.7007
53043 | WA | WH | 2023 | 103397.273 | 370620.9514 | 3.5844
53025 | WA | CO | 2023 | 7972.3142 | 117912.1476 | 14.7902
53037 | WA | WH | 2023 | 319.7019 | 1883.314 | 5.8908
53043 | WA | BA | 2023 | 4451.546 | 11256.3391 | 2.5286
55021 | WI | CO | 2023 | 46053.2668 | 535049.8657 | 11.6181
55023 | WI | CO | 2023 | 12747.609 | 123627.4068 | 9.6981
55015 | WI | CO | 2023 | 6434.5074 | 69827.7668 | 10.8521
55017 | WI | CO | 2023 | 29865.8268 | 313247.0065 | 10.4885
55019 | WI | CO | 2023 | 22338.6672 | 209483.3005 | 9.3776
55131 | WI | CO | 2023 | 10279.0244 | 106075.2108 | 10.3196
55137 | WI | CO | 2023 | 12383.3916 | 139680.9348 | 11.2797
55059 | WI | SB | 2023 | 8781.6862 | 32658.624 | 3.7189
55135 | WI | CO | 2023 | 16632.5946 | 169552.6896 | 10.194
55005 | WI | SB | 2023 | 20679.4546 | 57860.1955 | 2.798
55057 | WI | SB | 2023 | 10926.522 | 28304.1408 | 2.5904
55055 | WI | SB | 2023 | 21407.8894 | 77019.9216 | 3.5977
55035 | WI | SB | 2023 | 10845.5848 | 33339.012 | 3.074
55133 | WI | CO | 2023 | 7769.9712 | 84077.8131 | 10.8209
55053 | WI | SB | 2023 | 11695.4254 | 33910.5379 | 2.8995
55043 | WI | SB | 2023 | 28975.5176 | 126089.5042 | 4.3516
55045 | WI | SB | 2023 | 25818.9668 | 92559.9835 | 3.585
55047 | WI | SB | 2023 | 6596.3818 | 23269.2696 | 3.5276
55141 | WI | CO | 2023 | 11654.9568 | 114864.0093 | 9.8554
55129 | WI | CO | 2023 | 3824.2827 | 31827.6435 | 8.3225
55101 | WI | CO | 2023 | 13314.1694 | 160027.2576 | 12.0193
55013 | WI | CO | 2023 | 4613.4204 | 35993.4324 | 7.8019
55071 | WI | WH | 2023 | 6110.7586 | 32549.7619 | 5.3266
55139 | WI | CO | 2023 | 14406.8216 | 159239.8219 | 11.0531
55039 | WI | SB | 2023 | 22095.8556 | 87525.1123 | 3.9612
55041 | WI | SB | 2023 | 198.2961 | 383.7388 | 1.9352
55009 | WI | WH | 2023 | 4168.2658 | 21391.3987 | 5.132
55073 | WI | WH | 2023 | 1189.7768 | 4980.4402 | 4.186
55049 | WI | SB | 2023 | 19424.928 | 73645.1971 | 3.7913
55079 | WI | WH | 2023 | 133.5464 | 732.0975 | 5.482
55067 | WI | CO | 2023 | 2646.6464 | 24766.1232 | 9.3575
55033 | WI | SB | 2023 | 26183.1842 | 79414.8874 | 3.033
55089 | WI | WH | 2023 | 1804.8996 | 9743.1562 | 5.3982
55059 | WI | CO | 2023 | 10238.5558 | 117277.1188 | 11.4545
55025 | WI | CO | 2023 | 61674.1464 | 762136.1646 | 12.3575
55077 | WI | WH | 2023 | 360.1705 | 1377.1053 | 3.8235
55023 | WI | WH | 2023 | 477.5295 | 2174.52 | 4.5537
55131 | WI | WH | 2023 | 1966.774 | 10614.0528 | 5.3967
55061 | WI | CO | 2023 | 9874.3384 | 103509.6944 | 10.4827
55063 | WI | CO | 2023 | 11735.894 | 119842.6351 | 10.2116
55065 | WI | CO | 2023 | 50464.3442 | 665281.572 | 13.1832
55139 | WI | WH | 2023 | 3439.831 | 17499.5794 | 5.0873
55117 | WI | WH | 2023 | 4451.546 | 24466.7525 | 5.4962
55019 | WI | WH | 2023 | 380.4048 | 1300.9019 | 3.4198
55021 | WI | WH | 2023 | 2921.8329 | 14995.7515 | 5.1323
55119 | WI | CO | 2023 | 11331.208 | 118851.9902 | 10.4889
55061 | WI | SB | 2023 | 5422.7924 | 19050.864 | 3.5131
55135 | WI | WH | 2023 | 1181.6831 | 3919.0349 | 3.3165
55127 | WI | CO | 2023 | 38242.827 | 461843.7457 | 12.0766
55998 | WI | CO | 2023 | 28752.9403 | 292346.9386 | 10.1675
55123 | WI | SB | 2023 | 13476.0438 | 36604.8744 | 2.7163
55083 | WI | WH | 2023 | 1845.3682 | 6504.5093 | 3.5248
55055 | WI | CO | 2023 | 29015.9862 | 329275.1334 | 11.3481
55057 | WI | CO | 2023 | 13152.295 | 117505.7292 | 8.9342
55097 | WI | SB | 2023 | 8174.6572 | 24847.7698 | 3.0396
55099 | WI | SB | 2023 | 433.014 | 1077.7346 | 2.4889
55123 | WI | CO | 2023 | 17522.9038 | 153956.3823 | 8.786
55029 | WI | SB | 2023 | 6191.6958 | 17608.4414 | 2.8439
55069 | WI | CO | 2023 | 2622.3653 | 24156.4956 | 9.2117
55061 | WI | WH | 2023 | 4694.3576 | 23432.5627 | 4.9916
55087 | WI | WH | 2023 | 2274.3353 | 12002.0443 | 5.2772
55073 | WI | CO | 2023 | 24807.2518 | 239482.0611 | 9.6537
55075 | WI | CO | 2023 | 10683.7104 | 108361.3144 | 10.1427
55103 | WI | CO | 2023 | 12626.2032 | 117937.5487 | 9.3407
55063 | WI | SB | 2023 | 7082.005 | 20955.9504 | 2.959
55027 | WI | CO | 2023 | 45891.3924 | 575818.7147 | 12.5474
55998 | WI | SB | 2023 | 56866.4767 | 190652.8823 | 3.3526
55007 | WI | CO | 2023 | 509.9044 | 3932.0983 | 7.7114
55073 | WI | SB | 2023 | 22905.2276 | 69317.9294 | 3.0263
55117 | WI | CO | 2023 | 15944.6284 | 183142.3059 | 11.4861
55043 | WI | CO | 2023 | 51597.465 | 673054.3245 | 13.0443
55121 | WI | CO | 2023 | 32739.0974 | 302375.3134 | 9.2359
55025 | WI | SB | 2023 | 34883.9332 | 136540.2638 | 3.9141
55027 | WI | SB | 2023 | 33103.3148 | 133791.4963 | 4.0416
55053 | WI | CO | 2023 | 18129.9328 | 182634.2829 | 10.0736
55009 | WI | SB | 2023 | 9226.8408 | 31951.0205 | 3.4628
55091 | WI | SB | 2023 | 6677.319 | 24385.1059 | 3.6519
55067 | WI | WH | 2023 | 457.2952 | 1360.776 | 2.9757
55095 | WI | SB | 2023 | 13597.4496 | 37312.4779 | 2.7441
55133 | WI | WH | 2023 | 817.4657 | 4490.5608 | 5.4933
55117 | WI | SB | 2023 | 12869.0148 | 49151.2291 | 3.8193
55119 | WI | SB | 2023 | 10521.836 | 32413.6843 | 3.0806
55121 | WI | SB | 2023 | 17441.9666 | 51845.5656 | 2.9725
55069 | WI | SB | 2023 | 1902.0242 | 5034.8712 | 2.6471
55071 | WI | SB | 2023 | 11412.1452 | 42537.8578 | 3.7274
55071 | WI | CO | 2023 | 22338.6672 | 240879.1244 | 10.7831
55013 | WI | SB | 2023 | 3654.3146 | 8600.1043 | 2.3534
55093 | WI | WH | 2023 | 178.0618 | 868.1751 | 4.8757
55029 | WI | CO | 2023 | 12019.1742 | 124541.8483 | 10.3619
55067 | WI | SB | 2023 | 1780.6184 | 4708.285 | 2.6442
55107 | WI | SB | 2023 | 5827.4784 | 17172.9931 | 2.9469
55033 | WI | CO | 2023 | 37312.0492 | 428339.6262 | 11.4799
55009 | WI | CO | 2023 | 14083.0728 | 155226.4399 | 11.0222
55091 | WI | CO | 2023 | 11331.208 | 130079.2994 | 11.4797
55093 | WI | CO | 2023 | 30958.479 | 388637.6256 | 12.5535
55095 | WI | CO | 2023 | 22338.6672 | 203742.6402 | 9.1206
55097 | WI | CO | 2023 | 15782.754 | 148190.3208 | 9.3894
55099 | WI | CO | 2023 | 983.387 | 8306.1767 | 8.4465
55089 | WI | SB | 2023 | 4249.203 | 15921.0792 | 3.7468
55113 | WI | CO | 2023 | 2096.2735 | 17501.3937 | 8.3488
55093 | WI | SB | 2023 | 18251.3386 | 66160.9291 | 3.625
55115 | WI | SB | 2023 | 11533.551 | 38156.159 | 3.3083
55065 | WI | SB | 2023 | 24685.846 | 104915.8296 | 4.25
55059 | WI | WH | 2023 | 1529.7131 | 7919.7163 | 5.1773
55111 | WI | CO | 2023 | 31039.4162 | 309005.0141 | 9.9552
55129 | WI | SB | 2023 | 3282.0035 | 7429.837 | 2.2638
55019 | WI | SB | 2023 | 17239.6236 | 54131.6693 | 3.14
55105 | WI | CO | 2023 | 51799.808 | 608662.4042 | 11.7503
55057 | WI | WH | 2023 | 744.6222 | 2590.9175 | 3.4795
55035 | WI | CO | 2023 | 17603.841 | 186749.2695 | 10.6084
55115 | WI | CO | 2023 | 21731.6382 | 225206.6136 | 10.3631
55021 | WI | SB | 2023 | 20760.3918 | 82245.3014 | 3.9616
55023 | WI | SB | 2023 | 8660.2804 | 25092.7094 | 2.8974
55055 | WI | WH | 2023 | 2355.2725 | 11784.3202 | 5.0034
55083 | WI | CO | 2023 | 16227.9086 | 171838.7933 | 10.5891
55005 | WI | CO | 2023 | 37392.9864 | 352999.8093 | 9.4403
55075 | WI | SB | 2023 | 3476.2527 | 11022.2856 | 3.1707
55025 | WI | WH | 2023 | 4289.6716 | 22997.1144 | 5.361
55011 | WI | CO | 2023 | 22298.1986 | 260615.8195 | 11.6878
55087 | WI | CO | 2023 | 29865.8268 | 305753.6666 | 10.2376
55089 | WI | CO | 2023 | 3484.3465 | 39879.8086 | 11.4454
55127 | WI | WH | 2023 | 2035.5706 | 12355.8461 | 6.07
55131 | WI | SB | 2023 | 9388.7152 | 32903.5637 | 3.5046
55998 | WI | WH | 2023 | 12039.4085 | 54395.6598 | 4.5181
55049 | WI | CO | 2023 | 25009.5948 | 306896.7185 | 12.2712
55115 | WI | WH | 2023 | 1371.8855 | 6014.6299 | 4.3842
55141 | WI | SB | 2023 | 9307.778 | 27106.6579 | 2.9123
55109 | WI | SB | 2023 | 23714.5996 | 82299.7325 | 3.4704
55015 | WI | SB | 2023 | 10036.2128 | 35434.607 | 3.5307
55011 | WI | SB | 2023 | 12302.4544 | 40959.3576 | 3.3294
55101 | WI | WH | 2023 | 2484.772 | 15812.2171 | 6.3636
55077 | WI | SB | 2023 | 6272.633 | 17935.0277 | 2.8593
55077 | WI | CO | 2023 | 8417.4688 | 84052.412 | 9.9855
55045 | WI | CO | 2023 | 37150.1748 | 431844.9852 | 11.6243
55027 | WI | WH | 2023 | 6515.4446 | 41231.5128 | 6.3283
55111 | WI | WH | 2023 | 1420.4479 | 7266.5438 | 5.1157
55109 | WI | CO | 2023 | 36259.8656 | 414902.4168 | 11.4425
55139 | WI | SB | 2023 | 14730.5704 | 55165.859 | 3.745
55111 | WI | SB | 2023 | 15944.6284 | 49858.8326 | 3.127
55113 | WI | SB | 2023 | 1027.9024 | 2884.8451 | 2.8065
55087 | WI | SB | 2023 | 20517.5802 | 66378.6533 | 3.2352
55045 | WI | WH | 2023 | 2132.6952 | 11321.6563 | 5.3086
55047 | WI | WH | 2023 | 1663.2595 | 7266.5438 | 4.3689
55105 | WI | WH | 2023 | 2274.3353 | 12437.4926 | 5.4686
55079 | WI | CO | 2023 | 445.1546 | 5512.05 | 12.3823
55081 | WI | CO | 2023 | 14164.01 | 140036.551 | 9.8868
55137 | WI | SB | 2023 | 7446.2224 | 21037.597 | 2.8253
55039 | WI | WH | 2023 | 6434.5074 | 37040.3227 | 5.7565
55039 | WI | CO | 2023 | 28530.363 | 344719.0338 | 12.0825
55083 | WI | SB | 2023 | 11209.8022 | 35815.6243 | 3.195
55133 | WI | SB | 2023 | 7365.2852 | 23786.3645 | 3.2295
55005 | WI | WH | 2023 | 886.2623 | 3810.1728 | 4.2991
55107 | WI | CO | 2023 | 7527.1596 | 73510.9339 | 9.7661
55103 | WI | SB | 2023 | 6920.1306 | 21092.028 | 3.0479
55043 | WI | WH | 2023 | 1189.7768 | 6695.0179 | 5.6271
55135 | WI | SB | 2023 | 12019.1742 | 38482.7453 | 3.2018
55049 | WI | WH | 2023 | 809.372 | 4027.897 | 4.9766
55101 | WI | SB | 2023 | 12504.7974 | 45912.5822 | 3.6716
55105 | WI | SB | 2023 | 37838.141 | 137302.2984 | 3.6287
55079 | WI | SB | 2023 | 870.0749 | 3374.7245 | 3.8787
55001 | WI | SB | 2023 | 5018.1064 | 14914.105 | 2.9721
55029 | WI | WH | 2023 | 4046.86 | 16356.5275 | 4.0418
56037 | WY | BA | 2023 | 226.6242 | 1066.8484 | 4.7076
56003 | WY | BA | 2023 | 7082.005 | 39865.2937 | 5.6291
56043 | WY | BA | 2023 | 5220.4494 | 34901.1828 | 6.6855
56039 | WY | BA | 2023 | 546.3261 | 2351.4209 | 4.3041
56023 | WY | BA | 2023 | 1165.4957 | 3875.49 | 3.3252
56029 | WY | BA | 2023 | 5503.7296 | 33485.9758 | 6.0842
56998 | WY | BA | 2023 | 3727.1581 | 15785.0016 | 4.2351

## AH ELASTICITY
frr | commodity | BA | CO | RI | SB | SG | WH
1 | CO |  | 0.201 |  | -0.108 |  | -0.004
1 | SB |  | -0.167 |  | 0.153 |  | -0.005
1 | WH |  | -0.155 |  | -0.11 |  | 0.201
2 | CO |  | 0.19 |  | -0.081 |  | -0.016
2 | SB |  | -0.14 |  | 0.156 |  | -0.017
2 | WH |  | -0.149 |  | -0.087 |  | 0.21
3 | BA | 0.464 | -0.04 |  | -0.037 | -0.001 | -0.128
3 | CO | -0.01 | 0.477 |  | -0.029 | -0.001 | -0.1
3 | SB | -0.01 | -0.03 |  | 0.36 | -0.001 | -0.103
3 | SG | -0.01 | -0.024 |  | -0.023 | 0.49 | -0.077
3 | WH | -0.025 | -0.081 |  | -0.08 | -0.001 | 0.335
4 | CO |  | 0.262 |  | -0.064 | -0.025 | -0.059
4 | SB |  | -0.144 |  | 0.256 | -0.023 | -0.059
4 | SG |  | -0.144 |  | -0.062 | 0.25 | -0.119
4 | WH |  | -0.085 |  | -0.039 | -0.03 | 0.151
5 | CO |  | 0.253 |  | -0.013
5 | RI |  |  | 0.493
5 | SB |  | -0.042 |  | 0.129
6 | CO |  | 0.253 |  | -0.013
6 | SB |  | -0.042 |  | 0.129
7 | BA | 0.158 |  | -0.035 |  |  | -0.124
7 | RI | -0.014 |  | 0.513 |  |  | -0.098
7 | SG |  |  |  |  | 0.25
7 | WH | -0.014 |  | -0.026 |  |  | 0.12
8 | BA | 0.158 |  |  |  |  | -0.124
8 | RI |  |  | 0.493
8 | WH | -0.014 |  |  |  |  | 0.12
9 | CO |  | 0.326 | -0.034 | -0.036 |  | -0.003
9 | RI |  | -0.015 | 0.473 | -0.05 |  | -0.004
9 | SB |  | -0.031 | -0.095 | 0.191 |  | -0.008

## CROP DEMAND
year | ba_food | ba_feed | ba_expo | pba | co_food | co_feed | co_expo | ethanol | pco | ri_food | ri_expo | pri | sg_food | sg_feed | sg_expo | psg | sb_crsh | sb_expo | psb | sm_feed | sm_expo | psm | so_food | so_expo | bbd | pso | wh_food | wh_feed | wh_expo | pwh
2018 | 3.2309 | 0.30549 | -0.02051 | 253.6393 | 36.2881 | 137.8505 | 51.8281 | 136.5312 | 169.8772 | 6.5132 | 4.2386 | 332.4715 | 2.6827 | 3.53 | 2.3266 | 153.3694 | 60.5145 | 47.5638 | 372.4435 | 32.9015 | 12.1406 | 406.1955 | 6.4459 | 0.88016 | 3.9296 | 744.7114 | 27.5942 | 2.3916 | 21.8403 | 226.6284
2019 | 3.0858 | 0.83617 | -0.029741 | 253.3053 | 36.3074 | 149.874 | 44.0684 | 123.3651 | 164.8066 | 6.5425 | 4.2664 | 353.0365 | 1.9092 | 2.4562 | 5.1607 | 154.5108 | 61.7634 | 45.7765 | 370.2902 | 34.4433 | 12.5492 | 388.2228 | 6.1957 | 1.2867 | 3.9271 | 768.6654 | 27.8457 | 2.5903 | 23.5459 | 197.8914
2020 | 3.1928 | 0.56031 | 0.15826 | 253.2071 | 36.5535 | 142.4254 | 69.1599 | 127.7067 | 206.9825 | 6.9157 | 4.2539 | 368.9385 | 0.1723 | 2.4654 | 7.0842 | 230.2852 | 61.0485 | 61.5221 | 460.5703 | 34.1776 | 12.4061 | 501.907 | 6.5286 | 0.78594 | 4.046 | 1455.1464 | 27.8764 | 2.5352 | 24.3235 | 215.3593
2021 | 2.9806 | 0.42905 | -0.15787 | 270.7315 | 36.5679 | 145.2533 | 62.1607 | 135.2939 | 262.2097 | 6.5911 | 3.8958 | 389.6285 | 1.1491 | 2.0656 | 7.4754 | 259.5876 | 63.4666 | 56.8804 | 540.4433 | 35.3428 | 12.2834 | 538.1719 | 6.5537 | 0.80327 | 4.7077 | 1786.0325 | 28.0104 | 1.5955 | 19.1908 | 311.2138
2022 | 2.8732 | 0.75365 | -0.46421 | 352.1187 | 35.1108 | 139.35 | 41.2348 | 131.4675 | 266.7401 | 6.573 | 2.9138 | 452.8265 | 1.5066 | 1.079 | 2.7696 | 260.3775 | 62.9573 | 54.2083 | 540.5497 | 34.8375 | 13.3025 | 516.0846 | 6.4039 | 0.17149 | 5.6657 | 1490.5468 | 28.3054 | 2.0257 | 17.4206 | 336.1306
2023 | 2.7216 | 1.2245 | -0.18065 | 339.4196 | 35.3076 | 146.6917 | 57.4066 | 138.8173 | 183.0622 | 7.3386 | 3.9864 | 415.011 | 0.55883 | 1.5241 | 5.968 | 192.9042 | 65.9568 | 46.8107 | 464.8074 | 35.4029 | 14.3335 | 418.8782 | 6.441 | 0.13608 | 5.8967 | 1080.2638 | 27.9 | 2.3272 | 15.4809 | 255.7359

## PM
group | name | item1 | item2 | item3 | item4 | value | description | source
Demand Elasticity | FEBABA | Feed | BA | BA | FE | -1.63 | Elas. of BA wrt. price of BA | Documentation of the FAPRI Modeling System FAPRI-UMC Report 12-04
Demand Elasticity | FEBACO | Feed | BA | CO | FE | 1.19 | Elas. of BA wrt. price of CO | Documentation of the FAPRI Modeling System FAPRI-UMC Report 12-04
Demand Elasticity | FOBABA | Non-Feed | BA | BA | FO | -0.15 | Elas. of BA wrt. price of BA | Documentation of the FAPRI Modeling System FAPRI-UMC Report 12-04
Demand Elasticity | FOCOCO | Non-Feed | CO | CO | FO | -0.23 | Elas. of CO wrt. price of CO | Chen et al. (2012) with original from Adams et al. (2005)
Demand Elasticity | FECOCO | Feed | CO | CO | FE | -0.2257 | Elas. of CO wrt. price of CO | Suh et al. (2017)
Demand Elasticity | FECOSB | Feed | CO | SB | FE | 0.0455 | Elas. of CO wrt. price of SB | Suh et al. (2017)
Demand Elasticity | FXCOCO | Export | CO | CO | FX | -1.64 | Elas. of CO wrt. price of CO | Reimer et al. (2012)
Demand Elasticity | FXCOWH | Export | CO | WH | FX | 0.2 | Elas. of CO wrt. price of WH | Documentation of the FAPRI Modeling System FAPRI-UMC Report 12-04
Demand Elasticity | FXCOBA | Export | CO | BA | FX | 0.03 | Elas. of CO wrt. price of BA | Documentation of the FAPRI Modeling System FAPRI-UMC Report 12-04
Demand Elasticity | FORIRI | Non-Feed | RI | RI | FO | -0.11 | Elas. of RI wrt. price of RI | Chen et al. (2012) with original from Gao, Wailes, and Cramer (1995)
Demand Elasticity | FXRIRI | Export | RI | RI | FX | -1.63 | Elas. of RI wrt. price of RI | Chen et al. (2012) with original from Gao, Wailes, and Cramer (1995)
Demand Elasticity | FOSGSG | Non-Feed | SG | SG | FO | -0.43 | Elas. of SG wrt. price of SG | Documentation of the FAPRI Modeling System FAPRI-UMC Report 12-04
Demand Elasticity | FESGSG | Feed | SG | SG | FE | -1.333 | Elas. of SG wrt. price of SG | Suh et al. (2017)
Demand Elasticity | FXSGSG | Export | SG | SG | FX | -1.24 | Elas. of SG wrt. price of SG | Documentation of the FAPRI Modeling System FAPRI-UMC Report 12-04
Demand Elasticity | FESGCO | Feed | SG | CO | FE | 1.3577 | Elas. of SG wrt. price of CO | Suh et al. (2017)
Demand Elasticity | FXSBCO | Export | SB | CO | FX | 0.02 | Elas. of SB wrt. price of CO | Documentation of the FAPRI Modeling System FAPRI-UMC Report 12-04
Demand Elasticity | FXSBSB | Export | SB | SB | FX | -1.45 | Elas. of SB wrt. price of SB | Reimer et al. (2012)
Demand Elasticity | FXSBWH | Export | SB | WH | FX | 0.01 | Elas. of SB wrt. price of WH | Documentation of the FAPRI Modeling System FAPRI-UMC Report 12-04
Demand Elasticity | FEWHCO | Feed | WH | CO | FE | 1.61 | Elas. of WH wrt. price of CO | Documentation of the FAPRI Modeling System FAPRI-UMC Report 12-04
Demand Elasticity | FXWHCO | Export | WH | CO | FX | 0.57 | Elas. of WH wrt. price of CO | Documentation of the FAPRI Modeling System FAPRI-UMC Report 12-04
Demand Elasticity | FXWHSB | Export | WH | SB | FX | 0.02 | Elas. of WH wrt. price of SB | Documentation of the FAPRI Modeling System FAPRI-UMC Report 12-04
Demand Elasticity | FOWHWH | Non-Feed | WH | WH | FO | -0.3 | Elas. of WH wrt. price of WH | Chen et al. (2012) with original from USDA/ERS (2009)
Demand Elasticity | FEWHWH | Feed | WH | WH | FE | -2.15 | Elas. of WH wrt. price of WH | Documentation of the FAPRI Modeling System FAPRI-UMC Report 12-04
Demand Elasticity | FXWHWH | Export | WH | WH | FX | -1.25 | Elas. of WH wrt. price of WH | Reimer et al. (2012)
Demand Elasticity | FESMSM | Feed | SM | SM | FE | -0.38 | Elas. of SM wrt. price of SM | Lusk (2022) Food and Fuel: Modeling Food System Wide Impacts of Increase in Demand for Soybean Oil
Demand Elasticity | FXSMSM | Export | SM | SM | FX | -1.49 | Elas. of SM wrt. price of SM | Lusk (2022) Food and Fuel: Modeling Food System Wide Impacts of Increase in Demand for Soybean Oil
Demand Elasticity | FOSOSO | Non-Feed | SO | SO | FO | -0.5 | Elas. of SO wrt. price of SO | Lusk (2022) Food and Fuel: Modeling Food System Wide Impacts of Increase in Demand for Soybean Oil
Demand Elasticity | FXSOSO | Export | SO | SO | FX | -1.29 | Elas. of SO wrt. price of SO | Lusk (2022) Food and Fuel: Modeling Food System Wide Impacts of Increase in Demand for Soybean Oil
Demand Elasticity | FESMCO | Feed | SM | CO | FE | 0.1043 | Elas. of SM wrt. price of CO | Suh et al. (2017)
Demand Elasticity | FESMSG | Feed | SM | SG | FE | 0.0339 | Elas. of SM wrt. price of SG | Suh et al. (2017)

## USPVDB
caseid | multipoly | eiaid | pstate | pcounty | ylat | xlong | parea | pimgdate | pdigconf | pname | pyear | ppwrreg | ptechpri | ptechsec | paxis | pazimuth | ptilt | pbattery | pcapac | pcapdc | ptype | pagrivolt | pzscore
401476 | multi | 60058 | AL | Lauderdale | 34.8338 | -87.8383 | 1735134 | 20210221 | 4 | River Bend Solar, LLC | 2016 | TVA | PV | c-si | single-axis | 180 | 0 | missing | 75 | 100.2 | greenfield | non-agrivoltaic | -0.25534
401865 | multi | 60679 | AL | Dale | 31.3322 | -85.7301 | 187820 | 20211023 | 4 | Fort Rucker Solar Array | 2017 | SOCO | PV | thin-film | single-axis | 180 | 20 | missing | 10.6 | 12.7 | greenfield | non-agrivoltaic | -0.04623
401866 | multi | 60680 | AL | Calhoun | 33.6264 | -85.94 | 39717 | 20210415 | 4 | ANAD Solar Array | 2017 | SOCO | PV | thin-film | fixed-tilt | 180 | 20 | missing | 7.4 | 9.7 | greenfield | non-agrivoltaic | 3.6955
402674 | multi | 61901 | AL | Madison | 34.6112 | -86.6243 | 194595 | 20201209 | 4 | Redstone Arsenal Hybrid | 2017 | TVA | PV | c-si | single-axis | 180 | 0 | batteries | 10 | 12.5 | superfund | non-agrivoltaic | -0.11788
401807 | multi | 60583 | AL | Chambers | 32.8719 | -85.3971 | 1881927 | 20210307 | 4 | Lafayette Solar Farm | 2017 | SOCO | PV | c-si | single-axis | 180 | 0 | missing | 79.2 | 116.9 | greenfield | non-agrivoltaic | -0.16277
402688 | multi | 61924 | AL | Limestone | 34.9519 | -86.8662 | 390405 | 20210114 | 4 | Cumblerland Land Holdings, LLC | 2018 | TVA | PV | thin-film | single-axis | 180 | 0 | missing | 15.9 | 20 | greenfield | grazing | -0.39346
403007 | multi | 62462 | AL | Colbert | 34.7661 | -87.9202 | 5766348 | 20220214 | 4 | Muscle Shoals | 2021 | TVA | PV | thin-film | single-axis | 180 | -9999 | missing | 227 | 294 | greenfield | non-agrivoltaic | -0.39861
401345 | multi | 59862 | AL | Russell | 32.3048 | -84.991 | 472484 | 20220321 | 4 | Fort Benning Solar Facility | 2015 | SOCO | PV | c-si | fixed-tilt | 180 | 20 | missing | 30 | 41.5 | greenfield | non-agrivoltaic | 0.38207
404620 | multi | 63765 | AL | Montgomery | 32.2023 | -86.3251 | 1445346 | 20230214 | 4 | Black Bear Solar 1 | 2020 | SOCO | PV | thin-film | single-axis | 180 | -9999 | missing | 100 | 130 | greenfield | non-agrivoltaic | 0.38839
404683 | multi | 64469 | AL | Covington | 31.0073 | -86.5939 | 2009738 | 20231002 | 4 | OE_ALD | 2020 | SOCO | PV | missing | single-axis | 180 | -9999 | missing | 80 | 80 | greenfield | non-agrivoltaic | -0.63546
404922 | multi | 65963 | AZ | Maricopa | 33.3559 | -112.9151 | 2257477 | 20240219 | 4 | Mesquite Solar 5, LLC | 2022 | AZPS | PV | missing | single-axis | 180 | -9999 | batteries | 60 | 60 | greenfield | non-agrivoltaic | -0.91571
401622 | single | 60308 | AZ | Maricopa | 33.3409 | -112.9507 | 3536603 | 20210302 | 4 | Mesquite Solar 3, LLC | 2016 | CISO | PV | c-si | single-axis | 180 | 0 | missing | 154 | 210 | greenfield | non-agrivoltaic | -0.22078
400125 | single | 57318 | AZ | Pinal | 33.159 | -111.4816 | 408286 | 20220209 | 4 | Poseidon Solar, LLC | 2011 | SRP | PV | c-si | single-axis | 180 | 0 | missing | 20 | 23.7 | greenfield | non-agrivoltaic | -0.24899
400201 | single | 57560 | AZ | Yavapai | 34.7241 | -112.4323 | 552527 | 20211217 | 4 | Chino Solar Valley | 2012 | AZPS | PV | c-si | single-axis | 180 | 0 | missing | 19 | 21 | greenfield | non-agrivoltaic | -0.67358
400401 | multi | 58147 | AZ | Yavapai | 34.6893 | -112.4026 | 277805 | 20211213 | 4 | Prescott Solar Plant | 2011 | AZPS | PV | c-si | single-axis | 180 | 0 | missing | 10.4 | 11.7 | greenfield | non-agrivoltaic | -0.58653
400374 | single | 58042 | AZ | Mohave | 35.0228 | -114.1624 | 217559 | 20210624 | 4 | Black Mountain Solar, LLC | 2012 | AZPS | PV | c-si | single-axis | 180 | 0 | missing | 9 | 10 | greenfield | non-agrivoltaic | -0.50499
400437 | single | 58262 | AZ | Maricopa | 33.4982 | -112.8133 | 364331 | 20210330 | 4 | Badger 1 | 2013 | AZPS | PV | c-si | single-axis | 180 | 0 | missing | 14.8 | 19.3 | greenfield | non-agrivoltaic | -0.35649
401075 | single | 59454 | AZ | Pima | 32.1458 | -110.8796 | 274954 | 20220916 | 4 | Valencia Solar | 2013 | TEPC | PV | c-si | single-axis | 180 | 0 | missing | 9 | 12.7 | greenfield | non-agrivoltaic | -0.50022
400148 | multi | 57373 | AZ | Yuma | 32.9814 | -113.498 | 7321254 | 20210812 | 4 | Agua Caliente Solar Project | 2014 | CISO | PV | thin-film | fixed-tilt | 195 | 15 | missing | 290 | 398.6 | greenfield | non-agrivoltaic | -0.32533
400857 | multi | 59044 | AZ | Santa Cruz | 31.4942 | -111.0061 | 92813 | 20210511 | 4 | Rio Rico Solar | 2014 | TEPC | PV | c-si | fixed-tilt | 180 | 25 | missing | 6 | 7.2 | greenfield | non-agrivoltaic | 0.16473
401479 | single | 60062 | AZ | Pima | 32.0427 | -110.9591 | 438244 | 20211116 | 4 | Avalon Solar II | 2016 | TEPC | PV | c-si | single-axis | 180 | 0 | missing | 16 | 21.5 | greenfield | non-agrivoltaic | -0.43942
400939 | single | 59168 | AZ | Pima | 32.0309 | -110.9586 | 760619 | 20201214 | 4 | Avalon Solar | 2014 | TEPC | PV | c-si | single-axis | 180 | 0 | missing | 29 | 35 | greenfield | non-agrivoltaic | -0.50392
400845 | single | 59020 | AZ | Maricopa | 32.9486 | -112.7698 | 1024980 | 20201125 | 4 | Gila Bend Hybrid | 2014 | AZPS | PV | c-si | single-axis | 180 | 0 | batteries | 37.12 | 51 | greenfield | non-agrivoltaic | -0.42464
401069 | multi | 59444 | AZ | Maricopa | 33.1442 | -112.6616 | 278308 | 20220205 | 4 | Desert Star Hybrid | 2015 | AZPS | PV | c-si | single-axis | 180 | 0 | batteries | 11.2 | 15.6 | greenfield | non-agrivoltaic | -0.29125
400128 | multi | 57324 | AZ | Maricopa | 33.5251 | -112.3825 | 269322 | 20220315 | 4 | Luke Solar | 2015 | AZPS | PV | c-si | single-axis | 180 | 0 | missing | 11.2 | 15.6 | greenfield | non-agrivoltaic | -0.25163
400203 | multi | 57562 | AZ | Maricopa | 33.021 | -112.6618 | 502334 | 20191015 | 1 | Paloma Solar Hybrid | 2011 | AZPS | PV | thin-film | fixed-tilt | 190 | 25 | batteries | 17.6 | 22.5 | greenfield | non-agrivoltaic | -0.52985
400289 | multi | 57790 | AZ | Yavapai | 34.5878 | -113.1757 | 382216 | 20220519 | 4 | RE Bagdad Solar I, LLC | 2011 | AZPS | PV | c-si | single-axis | 180 | 0 | missing | 15 | 16.6 | AML | non-agrivoltaic | -0.55867
400416 | single | 58213 | AZ | Maricopa | 33.3812 | -113.1845 | 439241 | 20210914 | 4 | Saddle Mountain Solar I | 2012 | AZPS | PV | c-si | single-axis | 181 | 0 | missing | 15 | 16.9 | greenfield | non-agrivoltaic | -0.66366
400552 | multi | 58486 | AZ | Pima | 32.3708 | -111.2382 | 638610 | 20220120 | 4 | Picture Rocks Solar, LLC | 2012 | TEPC | PV | c-si | single-axis | 180 | 0 | missing | 20 | 25.3 | greenfield | non-agrivoltaic | -0.63946
400226 | single | 57657 | AZ | Pima | 32.3718 | -111.2832 | 811849 | 20220310 | 4 | Avra Valley Solar | 2013 | TEPC | PV | thin-film | single-axis | 180 | 0 | missing | 26.46 | 26.5 | greenfield | non-agrivoltaic | -0.78726
401076 | multi | 59455 | AZ | Pima | 32.0996 | -110.8157 | 128673 | 20210217 | 4 | Tech Park Solar | 2012 | TEPC | PV | thin-film | fixed-tilt | 180 | 0 | missing | 5.1 | 6.6 | greenfield | non-agrivoltaic | -0.3921
400250 | multi | 57707 | AZ | Maricopa | 33.3454 | -112.9238 | 2740776 | 20220218 | 4 | Mesquite Solar 1 | 2012 | CISO | PV | c-si | fixed-tilt | 180 | 20 | missing | 170 | 235.1 | greenfield | non-agrivoltaic | 0.33853
400349 | single | 57997 | AZ | Yuma | 32.6395 | -114.4314 | 1291273 | 20220218 | 4 | Foothills Solar Plant Hybrid | 2013 | AZPS | PV | c-si | single-axis | 180 | 0 | batteries | 37.44 | 52 | greenfield | non-agrivoltaic | -0.62563
400240 | multi | 57680 | AZ | Maricopa | 33.2987 | -112.8272 | 3315504 | 20210330 | 4 | Arlington Valley Solar Energy II | 2013 | AZPS | PV | c-si | single-axis | 180 | 0 | missing | 129 | 174.9 | greenfield | non-agrivoltaic | -0.36118
400014 | multi | 8223 | AZ | Apache | 34.2945 | -109.2715 | 377464 | 20220602 | 4 | Springerville | 2014 | TEPC | PV | c-si,thin-film,cpv | fixed-tilt,single-axis | 180 | 17 | missing | 13.62 | 16.4 | greenfield | non-agrivoltaic | -0.55831
401214 | multi | 59634 | AZ | Pinal | 33.0415 | -111.452 | 1122685 | 20220310 | 4 | Sandstone Solar | 2015 | SRP | PV | c-si | single-axis | 180 | 0 | missing | 45 | 57.5 | greenfield | non-agrivoltaic | -0.39372
401311 | single | 59819 | AZ | Mohave | 34.984 | -114.5563 | 74954 | 20220103 | 4 | Mohave Electric at Fort Mohave | 2015 | WALC | PV | c-si | fixed-tilt | 180 | 22 | missing | 4.4 | 5.3 | greenfield | non-agrivoltaic | 0.019273
401688 | multi | 60413 | AZ | Pinal | 33.0511 | -111.3408 | 873501 | 20220120 | 4 | Bonnybrooke PV | 2016 | SRP | PV | c-si | single-axis | 180 | 0 | missing | 50 | 62.6 | greenfield | non-agrivoltaic | 0.039526
401726 | multi | 60467 | AZ | Pinal | 32.5548 | -111.2808 | 1142264 | 20220310 | 4 | Red Rock | 2017 | AZPS | PV | c-si | single-axis | 180 | 0 | missing | 40 | 57.7 | greenfield | non-agrivoltaic | -0.4086
402236 | multi | 61272 | AZ | Mohave | 35.3492 | -113.9143 | 1715966 | 20201216 | 4 | Gray Hawk Solar | 2018 | TEPC | PV | c-si | single-axis | 180 | 0 | missing | 46 | 64.5 | greenfield | non-agrivoltaic | -0.68246
401295 | multi | 59779 | AZ | Pima | 32.1705 | -110.897 | 270570 | 20221114 | 4 | Davis Monthan AFB (AZ) West Airfield | 2014 | TEPC | PV | c-si | single-axis | 180 | 0 | missing | 12.6 | 16.4 | greenfield | non-agrivoltaic | -0.19464
400758 | multi | 58833 | AZ | Cochise | 32.2575 | -110.1568 | 1159163 | 20200913 | 4 | Red Horse 2 | 2015 | TEPC | PV | c-si | single-axis | 180 | 0 | missing | 55 | 75.9 | greenfield | non-agrivoltaic | -0.091558
401664 | single | 60381 | AZ | Cochise | 32.0667 | -109.9213 | 418579 | 20220128 | 4 | Sulphur Springs | 2016 | WALC | PV | c-si | single-axis | 180 | 0 | missing | 20.5 | 23 | greenfield | grazing | -0.31466
402067 | single | 60964 | AZ | Cochise | 32.0683 | -109.8887 | 518459 | 20210410 | 4 | Apache Solar 1 | 2017 | WALC | PV | c-si | single-axis | 180 | 0 | missing | 20 | 24.7 | greenfield | non-agrivoltaic | -0.46947
402528 | multi | 61678 | AZ | Pinal | 32.8757 | -111.5465 | 545831 | 20220209 | 4 | Pinal Central Energy Center Hybrid | 2018 | SRP | PV | thin-film | single-axis | 180 | 0 | batteries | 20 | 30.9 | greenfield | non-agrivoltaic | -0.27943
400290 | multi | 57795 | AZ | Pima | 32.365 | -112.8313 | 100250 | 20210225 | 4 | RE Ajo 1, LLC | 2011 | AZPS | PV | c-si | single-axis | 180 | 0 | missing | 4.5 | 5 | AML | non-agrivoltaic | -0.42213
400199 | single | 57556 | AZ | Mohave | 35.2416 | -114.0046 | 26485 | 20210826 | 4 | La Senita | 2011 | TEPC | PV | c-si | single-axis | 180 | 0 | missing | 1 | 1.2 | greenfield | non-agrivoltaic | -0.51887
400156 | single | 57392 | AZ | Pima | 32.0995 | -110.8113 | 33547 | 20220610 | 4 | UASTP I | 2010 | TEPC | PV | c-si | single-axis | 180 | 0 | missing | 1.2 | 1.6 | greenfield | non-agrivoltaic | -0.46834
401609 | multi | 60285 | AZ | Cochise | 32.2682 | -110.1514 | 1102580 | 20210217 | 4 | Red Horse III | 2016 | TEPC | PV | c-si | single-axis | 180 | 0 | missing | 30 | 37.7 | greenfield | non-agrivoltaic | -0.7544
400323 | multi | 57883 | AZ | Maricopa | 33.2684 | -111.6134 | 482002 | 20220506 | 4 | Queen Creek Solar Farm | 2012 | SRP | PV | c-si | single-axis | 180 | 0 | missing | 19 | 25.2 | greenfield | non-agrivoltaic | -0.37115
400507 | multi | 58383 | AZ | Yuma | 33.0266 | -113.3565 | 488595 | 20210716 | 4 | Hyder II Hybrid | 2013 | AZPS | PV | c-si | single-axis | 180 | 0 | batteries | 14 | 21 | greenfield | non-agrivoltaic | -0.56821
400595 | multi | 58539 | AZ | Maricopa | 33.8231 | -112.2409 | 75098 | 20210116 | 4 | Lake Pleasant WTP | 2012 | AZPS | PV | c-si | single-axis | 180 | 0 | missing | 6 | 7.6 | greenfield | non-agrivoltaic | 0.66529
400757 | single | 58832 | AZ | Pima | 32.1018 | -110.8131 | 22134 | 20210217 | 4 | Cogenra-TEP | 2014 | TEPC | PV | c-si | single-axis | 180 | 0 | missing | 1 | 1 | greenfield | non-agrivoltaic | -0.52162
400330 | single | 57930 | AZ | Pima | 32.1071 | -110.8242 | 56971 | 20220610 | 4 | FRB Solar Farm | 2011 | TEPC | PV | c-si | dual-axis | 180 | -9999 | missing | 1.9 | 2 | greenfield | non-agrivoltaic | -0.73505
401621 | multi | 60307 | AZ | Maricopa | 33.3313 | -112.9234 | 2211857 | 20210302 | 4 | Mesquite Solar 2, LLC | 2016 | CISO | PV | c-si | single-axis | 180 | 0 | missing | 100.8 | 136.5 | greenfield | non-agrivoltaic | -0.17134
400202 | multi | 57561 | AZ | Maricopa | 33.0346 | -112.6616 | 483194 | 20191015 | 4 | Cotton Center Solar Hybrid | 2011 | AZPS | PV | c-si | single-axis | 180 | 0 | batteries | 17 | 21 | greenfield | non-agrivoltaic | -0.55803
400193 | single | 57524 | AZ | Pima | 32.2899 | -111.033 | 21613 | 20220605 | 4 | Roger Road WWTP | 2010 | TEPC | PV | c-si | single-axis | 180 | 0 | missing | 0.9 | 1.1 | greenfield | non-agrivoltaic | -0.40054
400204 | single | 57563 | AZ | Yuma | 33.0271 | -113.3482 | 501322 | 20210716 | 4 | Hyder Solar Hybrid | 2012 | AZPS | PV | c-si | single-axis | 180 | 0 | batteries | 16 | 39.6 | greenfield | non-agrivoltaic | 0.19473
400274 | multi | 57765 | AZ | Yuma | 32.6861 | -114.496 | 66914 | 20220117 | 4 | Arizona Western College PV | 2015 | AZPS | PV | c-si,thin-film | fixed-tilt,single-axis,dual-axis | 180 | 4 | missing | 5.7 | 5 | greenfield | non-agrivoltaic | 0.10429
400334 | single | 57939 | AZ | Pinal | 32.8689 | -111.7718 | 26164 | 20211217 | 4 | Walmart Casa Grande | 2011 | AZPS | PV | c-si | single-axis | 180 | 0 | missing | 2 | 2.2 | greenfield | non-agrivoltaic | 0.30264
400408 | single | 58171 | AZ | Pima | 32.1172 | -110.8194 | 81941 | 20220610 | 4 | Prairie Fire | 2012 | TEPC | PV | c-si | fixed-tilt | 180 | 25 | missing | 4.5 | 5 | greenfield | grazing | -0.18602
400599 | multi | 58543 | AZ | Maricopa | 33.3563 | -111.8037 | 45922 | 20220613 | 4 | Gilbert Solar Facility I, LLC | 2011 | AZPS | PV | c-si | single-axis | 180 | 0 | missing | 2.5 | 2.5 | greenfield | non-agrivoltaic | -0.32542
401975 | multi | 60827 | AZ | Maricopa | 33.3543 | -112.8393 | 3204926 | 20210330 | 4 | Sun Streams, LLC | 2020 | CISO | PV | thin-film | single-axis | 180 | 0 | missing | 158 | 199.2 | greenfield | non-agrivoltaic | -0.16199
403572 | single | 63349 | AZ | La Paz | 33.7711 | -113.6545 | 740256 | 20210619 | 4 | OE_AZ1 | 2020 | WALC | PV | thin-film | single-axis | 180 | 0 | missing | 32.5 | 42 | greenfield | non-agrivoltaic | -0.27676
403674 | multi | 63476 | AZ | Pinal | 32.8542 | -111.5027 | 2389088 | 20220209 | 4 | Saint Solar | 2021 | SRP | PV | missing | single-axis | 180 | -9999 | missing | 100 | 135 | greenfield | non-agrivoltaic | -0.28163
402234 | multi | 61268 | AZ | Navajo | 36.7872 | -110.2405 | 1209676 | 20220202 | 4 | Kayenta Solar Project | 2019 | WALC | PV | c-si | single-axis | 180 | 0 | missing | 55.3 | 76.3 | greenfield | non-agrivoltaic | -0.14249
403643 | multi | 63440 | AZ | Maricopa | 33.3192 | -112.8167 | 4069216 | 20220218 | 4 | Sun Streams 2 | 2021 | CISO | PV | thin-film | single-axis | 180 | -9999 | missing | 150 | 199.2 | greenfield | non-agrivoltaic | -0.44168
404187 | multi | 64426 | AZ | Pima | 32.0349 | -110.8984 | 2795345 | 20220125 | 4 | Wilmot Energy Center, LLC | 2021 | TEPC | PV | c-si | single-axis | 180 | -9999 | batteries | 130 | 135 | greenfield | non-agrivoltaic | -0.45562
400031 | single | 56228 | AZ | Yavapai | 34.6778 | -112.4059 | 64406 | 20211213 | 4 | Prescott Airport | 2002 | AZPS | PV | c-si | single-axis | 30 | 0 | missing | 3 | 3.4 | greenfield | non-agrivoltaic | -0.36038
400371 | single | 58037 | AZ | Maricopa | 33.4179 | -112.5745 | 8869 | 20220310 | 4 | Buckeye Union HS District 201 | 2011 | AZPS | PV | c-si | fixed-tilt | 180 | 8 | missing | 3.3 | 4.3 | greenfield | non-agrivoltaic | 8.7928
403257 | multi | 62899 | AZ | Pinal | 32.832 | -111.5739 | 4272669 | 20220310 | 4 | East Line Solar | 2020 | SRP | PV | thin-film | single-axis | 180 | 0 | missing | 100 | 121.4 | greenfield | non-agrivoltaic | -0.87684
403718 | multi | 63554 | AZ | Mohave | 34.9948 | -114.5538 | 267739 | 20220103 | 4 | Mohave Electric Cooperative at Joy Lane | 2016 | WALC | PV | c-si | single-axis | 180 | 0 | missing | 10 | 13.8 | greenfield | non-agrivoltaic | -0.38681
404926 | single | 65972 | AZ | Pima | 32.1417 | -110.8839 | 265427 | 20240220 | 4 | Raptor Ridge | 2022 | TEPC | PV | c-si | single-axis | 180 | -9999 | missing | 12.5 | 15.6 | greenfield | non-agrivoltaic | -0.23362
400825 | multi | 58972 | AZ | Cochise | 31.5556 | -110.3202 | 309092 | 20211028 | 4 | Fort Huachuca Solar PV Project | 2017 | TEPC | PV | c-si | fixed-tilt | 169 | 25 | missing | 17.7 | 22.2 | greenfield | non-agrivoltaic | 0.042866
404512 | multi | 58466 | AZ | Maricopa | 33.3452 | -111.6018 | 9169 | 20240209 | 4 | Mesa Solar Array | 2013 | SRP | PV | thin-film | fixed-tilt | 180 | 33 | missing | 4 | 4.1 | greenfield | non-agrivoltaic | 7.9948
404704 | multi | 64580 | AZ | Pima | 32.2425 | -111.2583 | 84473 | 20240216 | 4 | Broadway 2 - Tucson Phase II | 2022 | TEPC | PV | c-si | single-axis | 180 | 0 | missing | 3 | 3.8 | greenfield | non-agrivoltaic | -0.52575
400761 | multi | 58842 | AZ | Pima | 32.105 | -110.8225 | 237862 | 20210217 | 4 | Gato Montes Solar, LLC | 2012 | TEPC | PV | thin-film | fixed-tilt | 180 | 20 | missing | 5 | 6.1 | greenfield | non-agrivoltaic | -0.93549
404536 | single | 60996 | AZ | Pima | 32.1018 | -110.819 | 41716 | 20230108 | 4 | Iron Horse Battery Storage Hybrid | 2019 | TEPC | PV | c-si | fixed-tilt | 180 | 25 | batteries | 2 | 2.5 | greenfield | non-agrivoltaic | -0.20914
401819 | multi | 60603 | AZ | Mohave | 35.3039 | -114.0152 | 84915 | 20210826 | 4 | Jacobson 5 MW Solar | 2017 | TEPC | PV | c-si | fixed-tilt | 180 | 25 | missing | 4.4 | 5 | greenfield | non-agrivoltaic | -0.23131
401400 | multi | 59947 | AR | Calhoun | 33.6377 | -92.7035 | 322070 | 20211128 | 4 | SR Camden | 2015 | SPA | PV | thin-film | single-axis | 180 | 0 | missing | 12.5 | 16.6 | greenfield | non-agrivoltaic | -0.38683
402231 | multi | 61262 | AR | Arkansas | 34.4395 | -91.4401 | 1312599 | 20210826 | 4 | Stuttgart Solar | 2018 | MISO | PV | c-si | fixed-tilt | 180 | 14 | missing | 81 | 125.6 | greenfield | non-agrivoltaic | 0.54847
403140 | single | 62682 | AR | Washington | 36.08 | -94.066 | 93359 | 20211004 | 4 | Noland Wastewater Treatment Plant Hybrid | 2019 | SWPP | PV | c-si | single-axis | 179 | 0 | batteries | 5 | 5.8 | greenfield | non-agrivoltaic | -0.16259
402043 | single | 60924 | AR | Washington | 36.1642 | -94.0824 | 17548 | 20200614 | 4 | Ozarks Natural Energy Community Solar | 2016 | SWPP | PV | c-si | single-axis | 182 | 26 | missing | 1 | 1.7 | greenfield | non-agrivoltaic | 0.57367
402634 | single | 61839 | AR | Saline | 34.6384 | -92.5785 | 15316 | 20210827 | 4 | FECC Solar Benton | 2017 | MISO | PV | c-si | single-axis | 180 | 26 | missing | 1 | 1.5 | greenfield | non-agrivoltaic | 0.59616
402650 | single | 61869 | AR | Johnson | 35.4671 | -93.5152 | 126577 | 20190130 | 4 | Scenic Hill Solar III | 2017 | SPA | PV | c-si | single-axis | 180 | 0 | missing | 5 | 6.5 | greenfield | non-agrivoltaic | -0.39084
403528 | multi | 63295 | AR | Chicot | 33.4793 | -91.3585 | 2565309 | 20210804 | 4 | Chicot Solar | 2020 | MISO | PV | c-si | single-axis | 180 | 0 | missing | 100 | 140 | greenfield | non-agrivoltaic | -0.32258
403141 | multi | 62683 | AR | Washington | 36.0706 | -94.2335 | 92452 | 20210707 | 4 | Westside Wastewater Treatment Plant Hybrid | 2019 | SWPP | PV | c-si | single-axis | 180 | 0 | batteries | 5 | 5.8 | greenfield | non-agrivoltaic | -0.14968
404090 | single | 64261 | AR | St. Francis | 34.9854 | -90.8003 | 22610 | 20210924 | 4 | Forrest City-Prison Site | 2021 | MISO | PV | missing | single-axis | 180 | -9999 | batteries | 1 | 1.3 | greenfield | non-agrivoltaic | -0.26066
404091 | single | 64262 | AR | St. Francis | 35.0399 | -90.807 | 21619 | 20220410 | 4 | Forrest City-Eldridge Road | 2021 | MISO | PV | missing | single-axis | 180 | -9999 | missing | 1 | 1.3 | greenfield | non-agrivoltaic | -0.20485
404163 | single | 64392 | AR | Franklin | 35.3077 | -93.9244 | 119945 | 20211120 | 4 | Branch Solar Farm | 2021 | SWPP | PV | missing | single-axis | 180 | -9999 | missing | 5 | 6.3 | greenfield | non-agrivoltaic | -0.36601
404480 | multi | 64263 | AR | Garland | 34.4157 | -93.2012 | 11775 | 20211122 | 4 | Hot Springs 2020 | 2021 | SWPP | PV | missing | fixed-tilt | 180 | -9999 | missing | 1 | 1.3 | greenfield | non-agrivoltaic | 0.86034
404572 | multi | 62617 | AR | White | 35.2203 | -91.6927 | 1832670 | 20230104 | 4 | Searcy Solar Hybrid | 2019 | MISO | PV | c-si | single-axis | 180 | -9999 | batteries | 100 | 145.2 | greenfield | non-agrivoltaic | 0.19976
404613 | single | 63627 | AR | Johnson | 35.4696 | -93.4449 | 32416 | 20221031 | 4 | Scenic Hill Solar IV, LLC | 2020 | SWPP | PV | c-si | fixed-tilt | 180 | 25 | missing | 2.2 | 2.8 | greenfield | non-agrivoltaic | 0.35119
404680 | single | 64444 | AR | Logan | 35.3001 | -93.7374 | 28354 | 20230829 | 4 | City of Paris Solar | 2020 | SWPP | PV | c-si | single-axis | 180 | 0 | missing | 1.5 | 1.8 | greenfield | non-agrivoltaic | -0.13385
400192 | multi | 57523 | CA | Fresno | 36.1776 | -120.1094 | 373343 | 20210713 | 4 | Huron Solar Station | 2012 | CISO | PV | c-si | fixed-tilt | 179 | 25 | missing | 20 | 26.8 | greenfield | non-agrivoltaic | 0.042031
400339 | single | 57959 | CA | San Diego | 33.2652 | -116.328 | 162688 | 20210523 | 4 | Desert Green Solar Farm, LLC | 2014 | CISO | PV | cpv | dual-axis | 180 | -9999 | missing | 6.3 | 8.9 | greenfield | non-agrivoltaic | -0.31979
400403 | multi | 58149 | CA | Los Angeles | 34.7074 | -118.3047 | 606208 | 20210206 | 4 | TA-High Desert, LLC | 2013 | CISO | PV | c-si | single-axis | 180 | 0 | missing | 20 | 25.6 | greenfield | non-agrivoltaic | -0.58412
400537 | single | 58452 | CA | Los Angeles | 34.7086 | -118.2741 | 42700 | 20211002 | 4 | Horn | 2013 | CISO | PV | c-si | single-axis | 45 | 0 | missing | 1.5 | 2 | greenfield | non-agrivoltaic | -0.48646
400325 | single | 57892 | CA | Fresno | 36.1758 | -120.1156 | 383759 | 20210713 | 4 | Gates Solar Station | 2013 | CISO | PV | c-si | fixed-tilt | 179 | 25 | missing | 20 | 27.7 | greenfield | non-agrivoltaic | 0.050439
400564 | single | 58499 | CA | Kern | 34.9035 | -118.243 | 501866 | 20200223 | 4 | RE Rosamond Two, LLC | 2014 | CISO | PV | c-si | single-axis | 180 | 0 | missing | 20 | 20.9 | greenfield | non-agrivoltaic | -0.59651
400583 | single | 58522 | CA | Madera | 36.941 | -120.0464 | 25159 | 20220307 | 4 | Madera Community Hospital | 2011 | CISO | PV | c-si | single-axis | 180 | 0 | missing | 1 | 1.1 | greenfield | non-agrivoltaic | -0.55249
400586 | single | 58527 | CA | Imperial | 32.9671 | -115.5327 | 20475 | 20210619 | 4 | Crown Cooling Facility | 2011 | IID | PV | c-si | fixed-tilt | 180 | 30 | missing | 1 | 1.2 | greenfield | non-agrivoltaic | -0.23712
400319 | multi | 57870 | CA | Tulare | 35.8012 | -119.1109 | 35025 | 20210803 | 4 | Castle Rock Vineyards | 2010 | CISO | PV | c-si | fixed-tilt | 180 | 20 | missing | 1 | 1.1 | greenfield | non-agrivoltaic | -0.81343
400490 | single | 58354 | CA | Los Angeles | 34.6656 | -118.2881 | 37444 | 20210206 | 4 | Radiance Solar 4 | 2013 | CISO | PV | c-si | fixed-tilt | 200 | 25 | missing | 1.5 | 1.8 | greenfield | non-agrivoltaic | -0.46033
400139 | single | 57359 | CA | Kings | 35.9909 | -120.1067 | 186185 | 20210717 | 4 | Avenal Park | 2011 | CISO | PV | thin-film | fixed-tilt | 180 | 25 | missing | 6 | 7 | greenfield | non-agrivoltaic | -0.68227
400635 | single | 58609 | CA | San Bernardino | 34.5523 | -117.4568 | 33871 | 20220306 | 4 | Industry Solar Power Generation Station 1, LLC | 2013 | CISO | PV | c-si | single-axis | 180 | 0 | missing | 1.5 | 1.9 | greenfield | non-agrivoltaic | -0.29037
400234 | single | 57670 | CA | Sacramento | 38.2531 | -121.279 | 63137 | 20210312 | 4 | SMUD at Van Conett | 2011 | BANC | PV | thin-film | fixed-tilt | 210 | 20 | missing | 2.9 | 3.7 | greenfield | non-agrivoltaic | -0.23724
400567 | single | 58502 | CA | Kern | 35.018 | -118.1716 | 1135055 | 20200731 | 4 | RE Columbia 3, LLC | 2014 | CISO | PV | c-si | single-axis | 180 | 0 | missing | 10 | 11.1 | greenfield | non-agrivoltaic | -1.2716
400533 | single | 58448 | CA | San Bernardino | 34.5092 | -117.1538 | 29298 | 20190124 | 4 | Nunn | 2013 | CISO | PV | c-si | single-axis | 180 | 0 | missing | 1 | 1.4 | greenfield | non-agrivoltaic | -0.46643
400266 | single | 57743 | CA | Riverside | 33.9233 | -116.5945 | 51433 | 20220621 | 4 | North Palm Springs 1A | 2012 | CISO | PV | c-si | single-axis | 225 | 0 | missing | 2.4 | 2.4 | greenfield | non-agrivoltaic | -0.4902
400381 | single | 58073 | CA | Los Angeles | 34.6186 | -117.9395 | 49148 | 20210206 | 4 | SEPV 1 | 2012 | CISO | PV | c-si | single-axis | 180 | 0 | missing | 2 | 2.3 | greenfield | non-agrivoltaic | -0.48734
400530 | single | 58445 | CA | Los Angeles | 34.6551 | -118.0511 | 57613 | 20210206 | 4 | Arrache 4006 | 2013 | CISO | PV | c-si | single-axis | 112 | 0 | missing | 2 | 2.6 | greenfield | non-agrivoltaic | -0.5227
400625 | multi | 58590 | CA | San Bernardino | 34.1664 | -116.2359 | 484286 | 20200224 | 4 | Cascade Solar | 2014 | CISO | PV | c-si | single-axis | 181 | 0 | missing | 18.5 | 24.1 | greenfield | non-agrivoltaic | -0.42449
400457 | single | 58307 | CA | Tulare | 36.3873 | -119.2552 | 59643 | 20210903 | 4 | Ivanhoe Solar | 2014 | CISO | PV | c-si | fixed-tilt | 180 | 20 | missing | 3.5 | 4.2 | greenfield | non-agrivoltaic | 0.013117
400304 | single | 57831 | CA | Los Angeles | 34.6544 | -117.9711 | 31867 | 20210206 | 4 | Heliocentric | 2012 | CISO | PV | c-si | fixed-tilt | 180 | 30 | missing | 1.3 | 1.7 | greenfield | non-agrivoltaic | -0.3486
400413 | single | 58204 | CA | Yolo | 38.5015 | -121.693 | 41431 | 20210422 | 4 | Grassland 3&4 Solar Project | 2013 | CISO | PV | c-si | dual-axis | 180 | -9999 | missing | 2.5 | 2.5 | greenfield | non-agrivoltaic | -0.20038
400531 | single | 58446 | CA | Los Angeles | 34.6506 | -118.0519 | 46327 | 20210206 | 4 | Arrache 4013 | 2013 | CISO | PV | c-si | single-axis | 45 | 0 | missing | 1.5 | 2 | greenfield | non-agrivoltaic | -0.56417
400235 | single | 57671 | CA | Sacramento | 38.2379 | -121.3381 | 63992 | 20210312 | 4 | SMUD at Fleshman | 2011 | BANC | PV | thin-film | fixed-tilt | 210 | 20 | missing | 2.9 | 3.7 | greenfield | non-agrivoltaic | -0.25381
400532 | single | 58447 | CA | Los Angeles | 34.6479 | -118.0611 | 126849 | 20210206 | 4 | Arrache 8083 | 2013 | CISO | PV | c-si | single-axis | 45 | 0 | missing | 4 | 5.4 | greenfield | non-agrivoltaic | -0.5769
400458 | single | 58308 | CA | Tulare | 36.2119 | -119.1338 | 59043 | 20210823 | 4 | Lindsay Solar | 2014 | CISO | PV | c-si | fixed-tilt | 180 | 20 | missing | 4 | 4.8 | greenfield | non-agrivoltaic | 0.24357
400070 | single | 57010 | CA | Solano | 38.2319 | -122.0927 | 28633 | 20211025 | 4 | SunEdison Anheuser Busch Fairfield | 2008 | CISO | PV | c-si | single-axis | 180 | 0 | missing | 0.9 | 1.1 | greenfield | non-agrivoltaic | -0.6649
400575 | multi | 58513 | CA | Riverside | 33.5652 | -114.9186 | 107874 | 20220130 | 4 | Ironwood Solar, LLC | 2012 | CISO | PV | c-si | single-axis | 180 | 0 | missing | 4 | 4.6 | greenfield | non-agrivoltaic | -0.57537
400072 | single | 57012 | CA | San Bernardino | 34.5943 | -117.1949 | 29356 | 20200717 | 4 | SunEdison Walmart Apple Valley DC | 2009 | CISO | PV | c-si | single-axis | 180 | 0 | missing | 0.9 | 1.1 | greenfield | non-agrivoltaic | -0.68493
400073 | single | 57041 | CA | Solano | 38.4109 | -121.9264 | 52646 | 20210213 | 4 | Vaca Dixon Solar Station | 2009 | CISO | PV | c-si | fixed-tilt | 180 | 30 | missing | 2 | 2.6 | greenfield | non-agrivoltaic | -0.43248
400576 | single | 58514 | CA | Riverside | 33.923 | -116.5301 | 50681 | 20210404 | 4 | Desert Hot Springs Solar | 2013 | CISO | PV | c-si | single-axis | 180 | 0 | missing | 2.2 | 2.9 | greenfield | non-agrivoltaic | -0.2665
400539 | single | 58454 | CA | San Bernardino | 34.6012 | -117.6437 | 61009 | 20200820 | 4 | Watts 3115 | 2013 | CISO | PV | c-si | single-axis | 112 | 0 | missing | 2 | 2.7 | greenfield | non-agrivoltaic | -0.54119
400534 | single | 58449 | CA | Los Angeles | 34.6438 | -118.1621 | 105083 | 20210206 | 4 | Rutan | 2014 | CISO | PV | c-si | single-axis | 135 | 0 | missing | 4 | 5.1 | greenfield | non-agrivoltaic | -0.45057
400038 | single | 56768 | CA | Fresno | 36.7596 | -120.3659 | 161468 | 20210614 | 4 | CalRenew-1 | 2010 | CISO | PV | c-si | fixed-tilt | 198 | 20 | missing | 5 | 6.3 | greenfield | non-agrivoltaic | -0.65218
400140 | single | 57360 | CA | Kings | 35.9852 | -120.1014 | 510472 | 20210717 | 4 | Sun City Project, LLC | 2011 | CISO | PV | thin-film | fixed-tilt | 180 | 25 | missing | 20 | 25 | greenfield | non-agrivoltaic | -0.44122
400419 | single | 58226 | CA | San Bernardino | 34.8536 | -116.6839 | 40277 | 20211220 | 4 | Newberry Solar 1, LLC | 2013 | CISO | PV | c-si | dual-axis | 180 | -9999 | missing | 1.5 | 1.6 | greenfield | non-agrivoltaic | -0.63718
400601 | single | 58545 | CA | Imperial | 32.9833 | -115.4819 | 125986 | 20210624 | 4 | Community Solar 1 | 2014 | IID | PV | c-si | single-axis | 181 | 0 | missing | 6 | 7.5 | greenfield | non-agrivoltaic | -0.21758
400535 | single | 58450 | CA | Los Angeles | 34.669 | -118.0612 | 45524 | 20210206 | 4 | Vinam | 2013 | CISO | PV | c-si | single-axis | 45 | 0 | missing | 1.5 | 2 | greenfield | non-agrivoltaic | -0.54803
400271 | single | 57753 | CA | Sacramento | 38.3388 | -121.4313 | 22853 | 20210304 | 4 | SMUD at Lawrence | 2011 | BANC | PV | thin-film | fixed-tilt | 210 | 20 | missing | 1 | 1.2 | greenfield | non-agrivoltaic | -0.36633
400303 | multi | 57827 | CA | Tulare | 36.5382 | -119.4262 | 26886 | 20210801 | 4 | Dinuba Wastewater Treatment Plant | 2011 | CISO | PV | c-si | single-axis | 180 | 0 | missing | 1 | 1.2 | greenfield | non-agrivoltaic | -0.53319
400536 | single | 58451 | CA | Los Angeles | 34.6951 | -118.0626 | 20640 | 20210206 | 4 | Ma | 2013 | CISO | PV | c-si | single-axis | 180 | 0 | missing | 1.5 | 2 | greenfield | non-agrivoltaic | 0.57412
400563 | single | 58498 | CA | Kern | 34.9041 | -118.2512 | 491624 | 20211002 | 4 | RE Rosamond One, LLC | 2014 | CISO | PV | c-si | single-axis | 180 | 0 | missing | 20 | 26.2 | greenfield | non-agrivoltaic | -0.34973
400501 | single | 58370 | CA | Butte | 39.3734 | -121.6844 | 26069 | 20210604 | 4 | Gridley Main | 2013 | CISO | PV | c-si | single-axis | 180 | 0 | missing | 1 | 1.2 | greenfield | non-agrivoltaic | -0.50356
400459 | single | 58309 | CA | Tulare | 36.1005 | -119.038 | 97096 | 20210815 | 4 | Porterville Solar | 2014 | CISO | PV | c-si | fixed-tilt | 180 | 20 | missing | 3.5 | 4.2 | greenfield | non-agrivoltaic | -0.56237
400502 | single | 58371 | CA | Butte | 39.3733 | -121.6815 | 55563 | 20210604 | 4 | Gridley Main Two | 2013 | CISO | PV | c-si | single-axis | 180 | 0 | missing | 2.5 | 3 | greenfield | non-agrivoltaic | -0.3349
400280 | single | 57777 | CA | Sacramento | 38.4695 | -121.1825 | 61409 | 20210312 | 4 | RE Dillard 1, LLC | 2012 | BANC | PV | c-si | single-axis | 180 | 0 | missing | 3 | 3.8 | greenfield | non-agrivoltaic | -0.1678
400284 | single | 57781 | CA | Sacramento | 38.4631 | -121.1801 | 70069 | 20210312 | 4 | RE Dillard 3, LLC | 2012 | BANC | PV | c-si | single-axis | 180 | 0 | missing | 3 | 3.8 | greenfield | non-agrivoltaic | -0.32983
400282 | single | 57779 | CA | Sacramento | 38.466 | -121.1781 | 66488 | 20210312 | 4 | RE Dillard 2, LLC | 2012 | BANC | PV | c-si | single-axis | 180 | 0 | missing | 3 | 3.8 | greenfield | non-agrivoltaic | -0.26794
400311 | single | 57850 | CA | Sacramento | 38.2835 | -121.4616 | 25596 | 20210907 | 4 | Green Acres Solar Facility 2 | 2012 | BANC | PV | c-si | single-axis | 180 | 0 | missing | 0.9 | 1.2 | greenfield | non-agrivoltaic | -0.48555
400310 | single | 57849 | CA | Sacramento | 38.2821 | -121.4655 | 82056 | 20210907 | 4 | Green Acres Solar Facility 1 | 2012 | BANC | PV | c-si | single-axis | 180 | 0 | missing | 2.8 | 3.6 | greenfield | non-agrivoltaic | -0.54931
400305 | single | 57836 | CA | Los Angeles | 34.6544 | -117.9733 | 32453 | 20210206 | 4 | L-8 Solar Project | 2012 | CISO | PV | c-si | fixed-tilt | 180 | 30 | missing | 1.3 | 1.7 | greenfield | non-agrivoltaic | -0.369
400570 | single | 58506 | CA | Riverside | 33.5685 | -114.918 | 80901 | 20210417 | 2 | Chuckawalla Solar | 2012 | CISO | PV | c-si | single-axis | 180 | 0 | missing | 4 | 4.4 | greenfield | non-agrivoltaic | -0.32653
400067 | single | 57007 | CA | Riverside | 33.5669 | -114.918 | 81974 | 20210417 | 2 | SunEdison Ironwood State Prison | 2008 | CISO | PV | c-si | single-axis | 180 | 0 | missing | 0.9 | 1.2 | greenfield | non-agrivoltaic | -1.1687
400246 | multi | 57695 | CA | San Luis Obispo | 35.3686 | -120.0326 | 12480866 | 20210717 | 4 | Topaz Solar Farm | 2014 | CISO | PV | thin-film | fixed-tilt | 180 | 25 | missing | 585.9 | 752.1 | greenfield | grazing | -0.20212
400222 | single | 57651 | CA | Kern | 35.104 | -118.9542 | 516716 | 20220102 | 4 | Adobe Solar | 2014 | CISO | PV | c-si | single-axis | 180 | 0 | missing | 19.57 | 26.4 | greenfield | non-agrivoltaic | -0.39636
400121 | single | 57311 | CA | Los Angeles | 34.128 | -118.2067 | 6990 | 20211010 | 4 | Occidental College Solar Project | 2013 | LDWP | PV | c-si | fixed-tilt | 220 | 25 | missing | 1 | 1.1 | greenfield | non-agrivoltaic | 1.8551
400491 | single | 58355 | CA | Los Angeles | 34.665 | -118.2868 | 18210 | 20210206 | 4 | Radiance Solar 5 | 2013 | CISO | PV | c-si | fixed-tilt | 200 | 25 | missing | 1.5 | 1.8 | greenfield | non-agrivoltaic | 0.61544
400407 | multi | 58170 | CA | San Bernardino | 34.0433 | -117.0971 | 31599 | 20210420 | 1 | Crafton Hills College Solar Farm | 2012 | CISO | PV | c-si | dual-axis | 180 | -9999 | missing | 1.3 | 1.3 | greenfield | non-agrivoltaic | -0.60718
400382 | single | 58074 | CA | San Bernardino | 34.1741 | -116.1529 | 60191 | 20200216 | 4 | SEPV 2 | 2012 | CISO | PV | c-si | single-axis | 180 | 0 | missing | 2 | 2.2 | greenfield | non-agrivoltaic | -0.70444
400108 | single | 57254 | CA | San Bernardino | 34.4801 | -117.2578 | 26560 | 20210525 | 4 | Victor Valley CC CPV Solar | 2010 | CISO | PV | c-si | dual-axis | 180 | -9999 | missing | 1 | 1 | greenfield | non-agrivoltaic | -0.68112
400412 | multi | 58202 | CA | San Bernardino | 34.5123 | -117.4819 | 449618 | 20210908 | 4 | RE Victor Phelan Solar One, LLC | 2013 | CISO | PV | c-si | single-axis | 180 | 0 | missing | 17.5 | 22.3 | greenfield | non-agrivoltaic | -0.42802
400118 | multi | 57308 | CA | Los Angeles | 34.3195 | -118.4314 | 21755 | 20221005 | 4 | Maclay Solar Project | 2017 | LDWP | PV | c-si | fixed-tilt | 180 | 10 | missing | 2.2 | 2.2 | greenfield | non-agrivoltaic | 0.6637
400326 | multi | 57895 | CA | Kern | 35.4028 | -119.0381 | 19331 | 20210606 | 4 | Improvement Dst No. 4 | 2009 | CISO | PV | c-si | fixed-tilt | 180 | 22 | missing | 1.1 | 1.2 | greenfield | non-agrivoltaic | -0.16365
400369 | single | 58034 | CA | Kern | 35.6476 | -119.7163 | 27556 | 20210625 | 4 | Nickel 1 Solar Facility | 2012 | CISO | PV | c-si | fixed-tilt | 180 | 25 | missing | 1.5 | 1.8 | greenfield | non-agrivoltaic | -0.094903
400376 | multi | 58056 | CA | Los Angeles | 34.1226 | -117.9394 | 43064 | 20221001 | 4 | Irwindale Brew Yard, LLC | 2015 | CISO | PV | c-si | single-axis | 28 | 0 | missing | 2.5 | 3.2 | greenfield | non-agrivoltaic | 0.095494
400065 | single | 57005 | CA | Solano | 38.4 | -121.9644 | 13581 | 20210213 | 4 | Mariani Packing Vacaville Solar | 2008 | CISO | PV | c-si | single-axis | 100 | 0 | missing | 0.9 | 1.1 | greenfield | non-agrivoltaic | 0.23726
400161 | multi | 57422 | CA | Yolo | 38.6575 | -121.7337 | 37266 | 20211018 | 4 | Yolo County Solar Project | 2010 | CISO | PV | c-si | dual-axis | 180 | -9999 | missing | 1 | 1.1 | greenfield | non-agrivoltaic | -0.85343
400332 | single | 57933 | CA | Sacramento | 38.5162 | -121.4757 | 49506 | 20210304 | 4 | Solar Star California II, LLC | 2012 | BANC | PV | c-si | single-axis | 180 | 0 | missing | 2 | 2.3 | greenfield | non-agrivoltaic | -0.49451
400181 | multi | 57491 | CA | Imperial | 32.7622 | -115.7834 | 3584553 | 20210611 | 4 | Imperial Solar Energy Center West | 2016 | CISO | PV | thin-film | single-axis | 180 | 0 | missing | 148.7 | 182.3 | greenfield | non-agrivoltaic | -0.40133
400281 | multi | 57778 | CA | Sacramento | 38.3636 | -121.3854 | 391746 | 20210304 | 1 | RE Kammerer 1, LLC | 2012 | BANC | PV | c-si | single-axis | 180 | 0 | missing | 5 | 6.2 | greenfield | non-agrivoltaic | -1.1435
400522 | multi | 58417 | CA | San Bernardino | 34.3983 | -116.8697 | 166077 | 20220226 | 4 | Lone Valley Solar Park I, LLC | 2014 | CISO | PV | c-si | single-axis | 180 | 0 | missing | 10 | 12.2 | greenfield | non-agrivoltaic | 0.07754
400184 | single | 57498 | CA | Fresno | 36.3954 | -120.1078 | 346423 | 20210713 | 4 | Five Points Solar Station | 2011 | CISO | PV | c-si | fixed-tilt | 179 | 25 | missing | 15 | 17.6 | greenfield | non-agrivoltaic | -0.40244
400183 | single | 57497 | CA | Fresno | 36.5238 | -120.1233 | 363847 | 20210713 | 4 | Stroud Solar Station | 2011 | CISO | PV | c-si | fixed-tilt | 181 | 25 | missing | 20 | 24.6 | greenfield | non-agrivoltaic | -0.046381
400372 | multi | 58039 | CA | Stanislaus | 37.7364 | -120.9884 | 488240 | 20210618 | 4 | Axium Modesto Solar | 2012 | CISO | PV | c-si | single-axis | 180 | 0 | missing | 25.8 | 31.3 | greenfield | non-agrivoltaic | -0.1206
400414 | single | 58206 | CA | Fresno | 36.1419 | -120.1327 | 185941 | 20210717 | 4 | West Gates Solar Station | 2013 | CISO | PV | c-si | fixed-tilt | 180 | 25 | missing | 10 | 12.9 | greenfield | non-agrivoltaic | -0.008965
400500 | single | 58366 | CA | Tulare | 35.8155 | -119.451 | 493186 | 20210814 | 4 | Atwell Island | 2013 | CISO | PV | thin-film | fixed-tilt | 180 | 18 | missing | 20.2 | 23.5 | greenfield | non-agrivoltaic | -0.46929
400347 | multi | 57993 | CA | Riverside | 33.8236 | -115.3941 | 11995761 | 20200109 | 1 | Desert Sunlight 300, LLC | 2014 | CISO | PV | thin-film | fixed-tilt | 191 | 22 | missing | 313.7 | 399 | greenfield | non-agrivoltaic | -0.77412
400626 | multi | 58592 | CA | Imperial | 33.0856 | -115.4715 | 1312735 | 20210117 | 4 | Solar Gen 2 Solar Facility | 2014 | CISO | PV | thin-film | single-axis | 180 | 0 | missing | 155.1 | 194.1 | greenfield | non-agrivoltaic | 1.6538
400185 | single | 57499 | CA | Fresno | 36.3782 | -120.124 | 271465 | 20210713 | 4 | Westside Solar Station | 2011 | CISO | PV | c-si | fixed-tilt | 180 | 25 | missing | 15 | 18.5 | greenfield | non-agrivoltaic | -0.034984
400286 | multi | 57783 | CA | Sacramento | 38.3477 | -121.4106 | 396637 | 20210304 | 1 | RE Bruceville 1, LLC | 2012 | BANC | PV | c-si | single-axis | 180 | 0 | missing | 5 | 6.2 | greenfield | non-agrivoltaic | -1.1476
400377 | single | 58062 | CA | Imperial | 33.2459 | -115.4951 | 382874 | 20220927 | 4 | Imperial Valley Solar Company 1, LLC | 2012 | IID | PV | c-si | fixed-tilt | 180 | 30 | missing | 23 | 28.5 | greenfield | non-agrivoltaic | 0.098242
400116 | multi | 57305 | CA | San Bernardino | 34.5475 | -117.4405 | 139299 | 20211103 | 3 | Adelanto Solar Project | 2012 | LDWP | PV | c-si | fixed-tilt | 180 | 30 | missing | 10 | 11.4 | greenfield | non-agrivoltaic | 0.25505
400191 | multi | 57522 | CA | Fresno | 36.4244 | -120.3412 | 469938 | 20210713 | 4 | Cantua Solar Station | 2012 | CISO | PV | c-si | fixed-tilt | 179 | 25 | missing | 20 | 26.3 | greenfield | non-agrivoltaic | -0.29312
400190 | multi | 57521 | CA | Fresno | 36.5274 | -120.3133 | 235191 | 20210713 | 4 | Giffen | 2012 | CISO | PV | c-si | fixed-tilt | 179 | 25 | missing | 10 | 13.1 | greenfield | non-agrivoltaic | -0.29874
400351 | multi | 58003 | CA | Tulare | 35.9019 | -119.4386 | 1684438 | 20220526 | 4 | Alpaugh 50 | 2012 | CISO | PV | c-si | single-axis | 180 | 0 | missing | 50 | 66 | greenfield | non-agrivoltaic | -0.64868
400350 | single | 58002 | CA | Tulare | 35.9091 | -119.4269 | 214424 | 20220526 | 4 | Alpaugh North | 2012 | CISO | PV | c-si | single-axis | 180 | 0 | missing | 20 | 26 | greenfield | non-agrivoltaic | 1.0901
400117 | single | 57306 | CA | Kern | 35.2297 | -118.1935 | 124781 | 20211002 | 4 | Pine Tree Solar Project | 2013 | LDWP | PV | c-si | fixed-tilt | 180 | 30 | missing | 8.5 | 9.8 | greenfield | non-agrivoltaic | 0.18512
400424 | multi | 58234 | CA | San Bernardino | 34.1712 | -116.1536 | 323372 | 20200224 | 4 | SEPV 8 | 2013 | CISO | PV | c-si | single-axis | 180 | 0 | missing | 12 | 14.6 | greenfield | non-agrivoltaic | -0.52226
400420 | single | 58227 | CA | San Bernardino | 34.1899 | -116.0916 | 255267 | 20211104 | 4 | SEPV9 Power Plant | 2013 | CISO | PV | c-si | single-axis | 180 | 0 | missing | 8.5 | 11 | greenfield | non-agrivoltaic | -0.56585
400324 | single | 57891 | CA | Kings | 36.1634 | -119.6503 | 562406 | 20210404 | 4 | Guernsey Solar Station | 2013 | CISO | PV | c-si | single-axis | 180 | 0 | missing | 20 | 25.5 | greenfield | non-agrivoltaic | -0.5182
400402 | single | 58148 | CA | Kings | 36.2213 | -119.8299 | 678971 | 20210625 | 4 | RE Kansas South, LLC | 2013 | CISO | PV | c-si | single-axis | 180 | 0 | missing | 20 | 27 | greenfield | non-agrivoltaic | -0.63631
400504 | single | 58374 | CA | Kings | 36.1421 | -119.5729 | 572357 | 20210404 | 4 | Corcoran Solar | 2013 | CISO | PV | c-si | single-axis | 180 | 0 | missing | 20 | 26 | greenfield | non-agrivoltaic | -0.51639
400543 | multi | 58467 | CA | Imperial | 32.7451 | -115.7268 | 3347407 | 20210608 | 4 | Campo Verde Solar | 2013 | CISO | PV | thin-film | fixed-tilt | 180 | 25 | missing | 147.4 | 201.9 | greenfield | non-agrivoltaic | -0.20095
400251 | multi | 57708 | CA | Kern | 34.9295 | -118.3331 | 2210754 | 20211123 | 4 | Catalina Solar, LLC | 2012 | CISO | PV | thin-film | fixed-tilt | 180 | 20 | missing | 110 | 143 | greenfield | non-agrivoltaic | -0.10839
400164 | multi | 57439 | CA | San Luis Obispo | 35.3175 | -119.9257 | 4540802 | 20210703 | 4 | California Valley Solar Ranch | 2013 | CISO | PV | c-si | single-axis | 180 | 0 | missing | 250 | 312.9 | greenfield | non-agrivoltaic | -0.018886
400141 | single | 57361 | CA | Kings | 35.9807 | -120.1023 | 694586 | 20210717 | 4 | Sand Drag, LLC | 2011 | CISO | PV | thin-film | fixed-tilt | 180 | 25 | missing | 19 | 24 | greenfield | non-agrivoltaic | -0.74676
400044 | single | 56875 | CA | Sacramento | 38.4501 | -121.1643 | 29197 | 20210312 | 4 | Sacramento Soleil, LLC | 2008 | BANC | PV | thin-film | fixed-tilt | 205 | 45 | missing | 1 | 1.3 | greenfield | non-agrivoltaic | -0.53548
400393 | single | 58118 | CA | Fresno | 36.6789 | -119.7975 | 44540 | 20210606 | 4 | La Joya Del Sol | 2012 | CISO | PV | c-si | single-axis | 180 | 0 | missing | 1.5 | 1.8 | greenfield | non-agrivoltaic | -0.62261
400394 | multi | 58119 | CA | Sacramento | 38.5154 | -121.401 | 69878 | 20210304 | 4 | Depot Park Solar System | 2010 | BANC | PV | c-si | single-axis | 180 | -9999 | missing | 3 | 3.4 | superfund | non-agrivoltaic | -0.44796
400436 | single | 58261 | CA | Sacramento | 38.5615 | -121.2592 | 18548 | 20210304 | 4 | FAA NorCal TRACON | 2012 | BANC | PV | c-si | single-axis | 180 | 0 | missing | 1 | 1.2 | greenfield | non-agrivoltaic | -0.10814
400451 | single | 58290 | CA | Riverside | 33.597 | -114.572 | 13490 | 20210104 | 4 | Venable Solar 2 | 2015 | CISO | PV | c-si | fixed-tilt | 198 | 20 | missing | 1.5 | 1.8 | greenfield | non-agrivoltaic | 1.3481
400450 | single | 58289 | CA | Riverside | 33.5986 | -114.5717 | 39817 | 20210104 | 4 | Venable Solar 1 | 2015 | CISO | PV | c-si | fixed-tilt | 198 | 20 | missing | 1.5 | 1.8 | greenfield | non-agrivoltaic | -0.52105
400454 | single | 58304 | CA | Tulare | 36.5053 | -119.5401 | 63991 | 20210404 | 4 | Kingsburg Solar | 2013 | CISO | PV | c-si | fixed-tilt | 180 | 20 | missing | 3.7 | 4.2 | greenfield | non-agrivoltaic | -0.088256
400456 | single | 58306 | CA | Tulare | 36.266 | -119.1283 | 57857 | 20210823 | 4 | Exeter Solar | 2014 | CISO | PV | c-si | fixed-tilt | 180 | 20 | missing | 3.5 | 4.2 | greenfield | non-agrivoltaic | 0.059177
400571 | single | 58508 | CA | San Joaquin | 38.1359 | -121.1488 | 46875 | 20210412 | 4 | Bear Creek Solar | 2014 | CISO | PV | c-si | single-axis | 180 | 0 | missing | 1.5 | 1.9 | greenfield | non-agrivoltaic | -0.62006
400573 | single | 58510 | CA | San Joaquin | 38.1214 | -121.1406 | 34393 | 20210412 | 4 | Kettleman Solar Project | 2014 | CISO | PV | c-si | single-axis | 180 | 0 | missing | 1 | 1.4 | greenfield | non-agrivoltaic | -0.6164
400585 | single | 58525 | CA | Alameda | 37.6335 | -122.1399 | 43424 | 20220811 | 4 | City of Hayward WWTP | 2010 | CISO | PV | c-si | single-axis | 180 | 0 | batteries | 1.6 | 1.9 | greenfield | non-agrivoltaic | -0.55181
400587 | single | 58528 | CA | Riverside | 33.8911 | -116.5431 | 78292 | 20210404 | 4 | Garnet Solar Generation Station I, LLC | 2014 | CISO | PV | c-si | single-axis | 180 | 0 | missing | 4 | 5 | greenfield | non-agrivoltaic | -0.12577
400615 | single | 58578 | CA | Tuolumne | 37.8904 | -120.5258 | 44261 | 20210629 | 4 | Sonora 1 | 2013 | CISO | PV | c-si | single-axis | 180 | 0 | missing | 1.5 | 1.9 | greenfield | non-agrivoltaic | -0.56933
400385 | single | 58086 | CA | Sacramento | 38.6441 | -121.1724 | 24358 | 20210304 | 4 | Intel Folsom | 2010 | BANC | PV | c-si | single-axis | 205 | 0 | missing | 1 | 1.2 | superfund | non-agrivoltaic | -0.43508
400150 | multi | 57378 | CA | Los Angeles | 34.7921 | -118.4351 | 5544556 | 20210206 | 4 | AV Solar Ranch One | 2014 | CISO | PV | thin-film | fixed-tilt | 180 | 25 | missing | 241.5 | 279 | greenfield | non-agrivoltaic | -0.41272
400168 | multi | 57455 | CA | San Diego | 33.2935 | -116.3523 | 514184 | 20210801 | 4 | Solar Borrego I | 2013 | CISO | PV | c-si | single-axis | 180 | 0 | missing | 26 | 26.5 | greenfield | non-agrivoltaic | -0.38691
400221 | multi | 57650 | CA | Kern | 35.2999 | -118.8463 | 1703174 | 20210603 | 4 | Regulus Solar Project | 2014 | CISO | PV | c-si | single-axis | 180 | 0 | missing | 60 | 81.6 | PCSC | non-agrivoltaic | -0.46376
400233 | multi | 57669 | CA | Sacramento | 38.3658 | -121.4143 | 404740 | 20220808 | 4 | SMUD at Grundman | 2011 | BANC | PV | thin-film | fixed-tilt | 210 | 20 | missing | 18 | 21.9 | greenfield | non-agrivoltaic | -0.33244
400242 | multi | 57682 | CA | Madera | 36.9427 | -120.1589 | 38593 | 20220220 | 4 | City of Madera WWTP | 2009 | CISO | PV | c-si | dual-axis | 180 | -9999 | missing | 1 | 1.2 | greenfield | non-agrivoltaic | -0.82005
400247 | multi | 57697 | CA | Sacramento | 38.6137 | -121.1623 | 38449 | 20210304 | 4 | Aerojet I | 2009 | CISO | PV | c-si | single-axis | 225 | 0 | missing | 3 | 3.6 | greenfield | non-agrivoltaic | 0.50491
400273 | multi | 57764 | CA | Kern | 35.6349 | -117.6523 | 202780 | 20210809 | 4 | Naval Air Weapons Station China Lake | 2012 | CISO | PV | c-si | single-axis | 180 | 0 | missing | 11.12 | 13.8 | greenfield | non-agrivoltaic | -0.036991
400572 | multi | 58509 | CA | San Luis Obispo | 35.5579 | -120.6818 | 49470 | 20210723 | 4 | Vintner Solar | 2014 | CISO | PV | c-si | single-axis | 180 | 0 | missing | 1.5 | 2.1 | greenfield | non-agrivoltaic | -0.57945
400057 | multi | 56939 | CA | Riverside | 33.592 | -114.7423 | 555075 | 20210719 | 4 | Solar Blythe, LLC | 2009 | CISO | PV | thin-film | fixed-tilt | 180 | 24 | missing | 21 | 26.4 | greenfield | non-agrivoltaic | -0.47116
400136 | multi | 57340 | CA | San Benito | 36.6298 | -120.8913 | 3272892 | 20210430 | 4 | Panoche Valley Solar Farm | 2018 | CISO | PV | c-si | single-axis | 180 | 0 | missing | 140 | 188 | greenfield | non-agrivoltaic | -0.26183
400248 | multi | 57698 | CA | Sacramento | 38.6112 | -121.1682 | 58630 | 20210304 | 4 | Aerojet II | 2010 | CISO | PV | c-si | single-axis | 225 | 0 | missing | 2.7 | 2.4 | greenfield | non-agrivoltaic | -0.61155
400503 | multi | 58373 | CA | Tulare | 35.8748 | -119.4519 | 536845 | 20210814 | 2 | White River Solar | 2013 | CISO | PV | c-si | single-axis | 180 | 0 | missing | 20 | 26 | greenfield | non-agrivoltaic | -0.45273
400540 | multi | 58462 | CA | Riverside | 33.7037 | -114.7648 | 7251028 | 20220130 | 4 | McCoy Solar Energy Project Hybrid | 2016 | CISO | PV | thin-film | single-axis | 180 | 0 | batteries | 270.6 | 339.3 | greenfield | non-agrivoltaic | -0.48743
404604 | multi | 63387 | CA | Sacramento | 38.3479 | -121.1119 | 1739195 | 20210312 | 4 | Rancho Seco Solar II, LLC | 2020 | BANC | PV | c-si | fixed-tilt | 211 | -9999 | missing | 160 | 212.8 | greenfield | non-agrivoltaic | 1.1135
400050 | multi | 56909 | CA | Fresno | 36.7837 | -119.714 | 12623 | 20210606 | 4 | Gap Pacific Distribution Center | 2008 | CISO | PV | c-si | single-axis | 180 | 0 | missing | 1.2 | 1.3 | greenfield | non-agrivoltaic | 0.70305
400071 | single | 57011 | CA | Riverside | 33.5653 | -114.9039 | 18014 | 20220130 | 4 | Chuckawalla Valley State Prison | 2006 | CISO | PV | c-si | fixed-tilt | 180 | 20 | missing | 0.9 | 1.2 | greenfield | non-agrivoltaic | -0.067466
400165 | multi | 57441 | CA | Tulare | 36.0287 | -119.0739 | 109317 | 20210803 | 4 | Solar Photovoltaic Project #42 | 2012 | CISO | PV | c-si | fixed-tilt | 180 | 25 | missing | 5 | 7 | greenfield | non-agrivoltaic | -0.12216
400200 | single | 57559 | CA | San Francisco | 37.7508 | -122.4835 | 47445 | 20221007 | 4 | Sunset Reservoir North Basin | 2010 | CISO | PV | c-si | fixed-tilt | 180 | 6 | missing | 4.5 | 5 | greenfield | non-agrivoltaic | 0.75394
400212 | single | 57579 | CA | Stanislaus | 37.8584 | -120.8954 | 40364 | 20210618 | 4 | Robert O Schulz Solar Farm | 2009 | CISO | PV | c-si,thin-film | dual-axis | 180 | -9999 | missing | 1.3 | 1.6 | greenfield | non-agrivoltaic | -0.639
400252 | multi | 57722 | CA | Riverside | 33.9087 | -116.5602 | 85218 | 20220621 | 4 | North Palm Springs 4A | 2012 | CISO | PV | c-si | single-axis | 225 | 0 | missing | 4 | 5 | greenfield | non-agrivoltaic | -0.23575
400277 | single | 57773 | CA | Riverside | 33.6661 | -114.6569 | 32527 | 20210304 | 4 | Palo Verde College | 2009 | CISO | PV | c-si | single-axis | 180 | 0 | missing | 1.2 | 1.2 | greenfield | non-agrivoltaic | -0.6972
400565 | single | 58500 | CA | Kern | 35.0489 | -118.1639 | 4603 | 20200806 | 2 | RE Rio Grande Solar, LLC | 2013 | CISO | PV | c-si | single-axis | 180 | 0 | missing | 5 | 5.1 | greenfield | non-agrivoltaic | 21.9961
400383 | single | 58076 | CA | Kern | 34.9076 | -117.9206 | 28966 | 20211009 | 4 | Edwards Air Force Base | 2011 | CISO | PV | c-si | single-axis | 180 | 0 | missing | 3 | 3.3 | greenfield | non-agrivoltaic | 0.93485
401051 | multi | 59413 | CA | Kings | 36.1415 | -119.5824 | 385978 | 20210404 | 4 | Corcoran Solar 2 | 2015 | CISO | PV | c-si | single-axis | 180 | 0 | missing | 19.75 | 28 | greenfield | non-agrivoltaic | 0.058114
400989 | single | 59273 | CA | Los Angeles | 34.6123 | -117.9396 | 309763 | 20210206 | 4 | SEPV Palmdale East | 2015 | CISO | PV | c-si | single-axis | 180 | 0 | missing | 9.98 | 11.5 | greenfield | non-agrivoltaic | -0.69226
400834 | single | 58991 | CA | Kings | 36.222 | -119.9104 | 612370 | 20210703 | 4 | RE Kent South, LLC | 2014 | CISO | PV | thin-film | single-axis | 180 | 0 | missing | 19.41 | 26.3 | greenfield | non-agrivoltaic | -0.5689
401259 | single | 59722 | CA | Imperial | 33.1165 | -116.0016 | 583259 | 20210608 | 4 | Seville 1 | 2015 | IID | PV | thin-film | single-axis | 180 | 0 | missing | 20 | 27 | greenfield | non-agrivoltaic | -0.49806
401260 | single | 59723 | CA | Imperial | 33.1092 | -116.003 | 813391 | 20210608 | 4 | Seville 2 | 2015 | IID | PV | thin-film | single-axis | 180 | 0 | missing | 30 | 40 | greenfield | non-agrivoltaic | -0.43693
401452 | single | 60027 | CA | Madera | 37.1205 | -120.3245 | 447630 | 20210822 | 4 | Adera Solar | 2015 | CISO | PV | c-si | fixed-tilt | 180 | 25 | missing | 20 | 26.5 | greenfield | non-agrivoltaic | -0.22456
401461 | single | 60039 | CA | Stanislaus | 37.3667 | -121.1516 | 546820 | 20210429 | 4 | Frontier Solar, LLC | 2016 | CISO | PV | c-si | single-axis | 180 | 0 | missing | 20 | 28 | greenfield | non-agrivoltaic | -0.39396
400828 | multi | 58975 | CA | Kings | 36.2145 | -119.8067 | 2005790 | 20210625 | 4 | Henrietta Solar Project | 2016 | CISO | PV | c-si | single-axis | 180 | 0 | missing | 102 | 127.9 | greenfield | non-agrivoltaic | -0.12785
400926 | multi | 59150 | CA | Kings | 36.2304 | -119.9122 | 2965683 | 20210703 | 4 | RE Mustang, LLC | 2016 | CISO | PV | c-si | single-axis | 179 | 0 | batteries | 100 | 134.4 | PCSC | non-agrivoltaic | -0.51868
401130 | single | 59523 | CA | Fresno | 36.392 | -120.2434 | 1633012 | 20210713 | 4 | Five Points Solar Park | 2016 | CISO | PV | c-si | single-axis | 179 | 0 | missing | 60 | 84.1 | greenfield | non-agrivoltaic | -0.38771
401190 | single | 59599 | CA | Tulare | 35.831 | -119.0496 | 280869 | 20210803 | 4 | Tropico Solar PV Plant | 2016 | CISO | PV | c-si | single-axis | 180 | 0 | missing | 14 | 18.2 | greenfield | non-agrivoltaic | -0.10596
401191 | single | 59600 | CA | Tulare | 35.8222 | -119.0398 | 688146 | 20210727 | 4 | Nicolis Solar PV Plant | 2016 | CISO | PV | c-si | single-axis | 180 | 0 | missing | 20 | 26 | greenfield | non-agrivoltaic | -0.67833
401492 | single | 60078 | CA | Tulare | 35.8554 | -119.0685 | 474176 | 20210803 | 4 | CED Ducor 1 | 2016 | CISO | PV | c-si | single-axis | 180 | 0 | missing | 20 | 26 | greenfield | non-agrivoltaic | -0.31712
401378 | single | 59915 | CA | Fresno | 36.8768 | -120.6677 | 415699 | 20210516 | 4 | Oro Loma | 2017 | CISO | PV | c-si | single-axis | 180 | 0 | missing | 20 | 27.5 | greenfield | non-agrivoltaic | -0.077254
401491 | single | 60077 | CA | Kings | 35.9961 | -120.1519 | 382739 | 20210717 | 4 | CED Avenal | 2017 | CISO | PV | c-si | single-axis | 180 | 0 | missing | 15.8 | 21.4 | greenfield | non-agrivoltaic | -0.29422
401129 | multi | 59522 | CA | Fresno | 36.5544 | -120.3391 | 562087 | 20210614 | 4 | Giffen Solar Park | 2017 | CISO | PV | c-si | single-axis | 179 | 0 | missing | 20 | 27.9 | greenfield | non-agrivoltaic | -0.42719
401264 | single | 59737 | CA | Fresno | 36.5484 | -120.3457 | 239655 | 20210713 | 4 | Aspiration G | 2017 | CISO | PV | c-si | single-axis | 180 | 0 | missing | 9 | 11.7 | greenfield | non-agrivoltaic | -0.44449
401456 | multi | 60033 | CA | Monterey | 35.872 | -120.3394 | 3112814 | 20210709 | 4 | CA Flats Solar 130, LLC | 2017 | CISO | PV | thin-film | single-axis | 180 | 0 | batteries | 130 | 172.6 | greenfield | non-agrivoltaic | -0.30406
401462 | multi | 60043 | CA | Santa Barbara | 34.9016 | -119.5909 | 951940 | 20210530 | 4 | Cuyama Solar, LLC | 2017 | CISO | PV | thin-film | single-axis | 180 | 0 | missing | 40 | 56.1 | greenfield | non-agrivoltaic | -0.23025
401415 | multi | 59977 | CA | Kern | 34.8295 | -118.471 | 3067334 | 20210207 | 4 | RE Astoria 2 | 2016 | CISO | PV | c-si | single-axis | 180 | 0 | missing | 75 | 94.9 | greenfield | non-agrivoltaic | -0.82333
400713 | single | 58750 | CA | Los Angeles | 34.7166 | -118.2918 | 108960 | 20210206 | 4 | Lancaster Dry Farm Ranch B | 2014 | CISO | PV | c-si | single-axis | 180 | 0 | missing | 5 | 6 | greenfield | non-agrivoltaic | -0.31216
400716 | single | 58753 | CA | Los Angeles | 34.7237 | -118.2938 | 51106 | 20210206 | 1 | Summer Solar A2 | 2014 | CISO | PV | c-si | fixed-tilt | 193 | 25 | batteries | 1.5 | 2.1 | greenfield | non-agrivoltaic | -0.60825
400720 | multi | 58757 | CA | Los Angeles | 34.7275 | -118.2964 | 199780 | 20210206 | 4 | Summer North Solar | 2014 | CISO | PV | c-si | fixed-tilt | 193 | 25 | missing | 6.49 | 9.1 | greenfield | non-agrivoltaic | -0.51377
401408 | multi | 59961 | CA | Los Angeles | 34.7272 | -118.3131 | 504272 | 20210206 | 4 | Western Antelope Blue Sky B | 2016 | CISO | PV | c-si | single-axis | 180 | 0 | missing | 20 | 25.9 | greenfield | non-agrivoltaic | -0.39065
401411 | multi | 59964 | CA | Los Angeles | 34.7269 | -118.3029 | 793259 | 20210206 | 4 | Elevation Solar C | 2016 | CISO | PV | c-si | single-axis | 180 | 0 | missing | 40 | 51.1 | greenfield | non-agrivoltaic | -0.11403
401062 | multi | 59431 | CA | Los Angeles | 34.6982 | -118.3376 | 429006 | 20210206 | 4 | Sierra Solar Greenworks | 2015 | CISO | PV | thin-film | fixed-tilt | 197 | 25 | missing | 20 | 22.5 | greenfield | non-agrivoltaic | -0.36765
401068 | multi | 59443 | CA | Los Angeles | 34.6928 | -118.3279 | 656136 | 20210206 | 4 | TA-Acacia, LLC | 2014 | CISO | PV | c-si | single-axis | 180 | 0 | missing | 19.7 | 28.4 | greenfield | non-agrivoltaic | -0.56179
401267 | single | 59740 | CA | Kern | 35.0204 | -118.2784 | 569869 | 20200805 | 4 | SEPV Mojave West | 2016 | CISO | PV | c-si | single-axis | 180 | 0 | missing | 20 | 25 | greenfield | non-agrivoltaic | -0.54937
400647 | single | 58627 | CA | Los Angeles | 34.7255 | -118.3088 | 198609 | 20210206 | 4 | Western Antelope Dry Ranch | 2016 | CISO | PV | c-si | single-axis | 180 | 0 | missing | 10 | 12.8 | greenfield | non-agrivoltaic | -0.11338
401262 | single | 59730 | CA | Los Angeles | 34.6136 | -117.9362 | 70344 | 20210206 | 4 | SEPV 18 | 2016 | CISO | PV | c-si | single-axis | 180 | 0 | missing | 2 | 2.7 | greenfield | non-agrivoltaic | -0.66562
401131 | multi | 59524 | CA | Kern | 35.6088 | -119.8444 | 389390 | 20210703 | 4 | Blackwell Solar Park | 2019 | CISO | PV | c-si | single-axis | 179 | 0 | missing | 20 | 25 | greenfield | non-agrivoltaic | -0.11858
400652 | single | 58634 | CA | Los Angeles | 34.6963 | -118.0625 | 21088 | 20210206 | 4 | Lancaster Baptist Church | 2011 | CISO | PV | c-si | single-axis | 180 | 0 | missing | 1 | 1.1 | greenfield | non-agrivoltaic | -0.37368
400714 | multi | 58751 | CA | Los Angeles | 34.7121 | -118.2905 | 47905 | 20210206 | 4 | Rodeo Solar C2 | 2014 | CISO | PV | c-si | fixed-tilt | 193 | 25 | missing | 1.5 | 2.1 | greenfield | non-agrivoltaic | -0.55006
400715 | multi | 58752 | CA | Los Angeles | 34.7119 | -118.292 | 24851 | 20210206 | 4 | Rodeo Solar D2 | 2014 | CISO | PV | c-si | fixed-tilt | 193 | 25 | batteries | 1.5 | 2.1 | greenfield | non-agrivoltaic | 0.3115
404518 | single | 58907 | CA | San Diego | 33.2331 | -117.0015 | 102751 | 20210406 | 4 | Valley Center 2 | 2013 | CISO | PV | c-si | single-axis | 180 | 0 | missing | 5 | 6.8 | greenfield | non-agrivoltaic | -0.076708
400638 | single | 58612 | CA | San Bernardino | 34.5445 | -117.1928 | 20010 | 20181009 | 4 | Otoe Solar Power Generation Station 1, LLC | 2013 | CISO | PV | c-si | fixed-tilt | 198 | 20 | missing | 1.5 | 1.9 | greenfield | non-agrivoltaic | 0.53287
400884 | single | 59098 | CA | Los Angeles | 34.7011 | -118.1249 | 16000 | 20211002 | 4 | Kettering Solar 1 | 2014 | CISO | PV | c-si | fixed-tilt | 180 | 5 | missing | 1 | 1.1 | greenfield | non-agrivoltaic | -0.022228
400696 | single | 58718 | CA | Kern | 35.1462 | -118.8872 | 345018 | 20220102 | 4 | Orion Solar I | 2014 | CISO | PV | c-si | single-axis | 180 | 0 | missing | 12 | 15.7 | greenfield | non-agrivoltaic | -0.51473
400903 | single | 59122 | CA | San Benito | 36.8319 | -121.4041 | 37230 | 20211221 | 4 | Enerparc CA1, LLC | 2014 | CISO | PV | c-si | fixed-tilt | 200 | 28 | missing | 1.5 | 2.2 | greenfield | non-agrivoltaic | -0.22686
400636 | single | 58610 | CA | San Bernardino | 34.5503 | -117.1927 | 49408 | 20181009 | 4 | Navajo Solar Power Generation Station 1, LLC | 2013 | CISO | PV | c-si | single-axis | 180 | 0 | missing | 1.5 | 1.9 | greenfield | non-agrivoltaic | -0.66408
401369 | multi | 59900 | CA | Kings | 36.1475 | -119.5887 | 449602 | 20210404 | 4 | Corcoran Solar 3 | 2016 | CISO | PV | c-si | single-axis | 180 | 0 | missing | 21.19 | 28.3 | greenfield | non-agrivoltaic | -0.14524
400722 | single | 58762 | CA | San Bernardino | 34.5834 | -117.3415 | 39717 | 20181009 | 4 | Expressway Solar B | 2014 | CISO | PV | c-si | fixed-tilt | 193 | 25 | missing | 2 | 2.4 | greenfield | non-agrivoltaic | -0.19855
400813 | single | 58949 | CA | Sonoma | 38.7744 | -123.0173 | 28302 | 20220305 | 4 | Cloverdale Solar I | 2014 | CISO | PV | c-si | fixed-tilt | 180 | 25 | missing | 1.5 | 1.7 | landfill | non-agrivoltaic | -0.20623
400637 | multi | 58611 | CA | San Bernardino | 34.4964 | -117.1434 | 40550 | 20190124 | 4 | Powhatan Solar Power Generation Station 1, LLC | 2013 | CISO | PV | c-si | single-axis | 180 | 0 | missing | 1.5 | 1.9 | greenfield | non-agrivoltaic | -0.48611
400799 | single | 58911 | CA | San Diego | 33.0107 | -116.8743 | 111465 | 20220709 | 4 | Ramona 2 | 2013 | CISO | PV | c-si | single-axis | 180 | 0 | missing | 5 | 6.6 | greenfield | non-agrivoltaic | -0.22433
400881 | single | 59095 | CA | Los Angeles | 34.7089 | -118.1297 | 23011 | 20210206 | 4 | Division 2 | 2014 | CISO | PV | c-si | fixed-tilt | 180 | 5 | missing | 1 | 1.1 | greenfield | non-agrivoltaic | -0.46602
400995 | single | 59283 | CA | Contra Costa | 38.0017 | -121.7037 | 24844 | 20220922 | 4 | California PV Energy at ISD WWTP | 2014 | CISO | PV | c-si | fixed-tilt | 168 | 30 | batteries | 1 | 1.2 | greenfield | non-agrivoltaic | -0.45549
401409 | multi | 59962 | CA | Los Angeles | 34.7214 | -118.3113 | 239257 | 20210206 | 4 | North Lancaster Ranch | 2016 | CISO | PV | c-si | fixed-tilt | 180 | 25 | missing | 20 | 22.5 | greenfield | non-agrivoltaic | 0.51358
400697 | single | 58721 | CA | Kern | 35.1489 | -118.8853 | 299602 | 20220102 | 4 | Orion Solar II | 2014 | CISO | PV | c-si | single-axis | 180 | 0 | missing | 8 | 10.5 | greenfield | non-agrivoltaic | -0.7363
400723 | single | 58763 | CA | San Bernardino | 34.5846 | -117.3422 | 41889 | 20181009 | 4 | Expressway Solar C2 | 2014 | CISO | PV | c-si | fixed-tilt | 193 | 25 | missing | 1.5 | 2.1 | greenfield | non-agrivoltaic | -0.41669
400721 | single | 58761 | CA | San Bernardino | 34.5823 | -117.3416 | 35635 | 20181009 | 4 | Expressway Solar A | 2014 | CISO | PV | c-si | fixed-tilt | 193 | 25 | batteries | 2 | 2.7 | greenfield | non-agrivoltaic | 0.12645
400953 | single | 59183 | CA | Kings | 36.1294 | -119.5418 | 634192 | 20210404 | 4 | CID Solar, LLC | 2014 | CISO | PV | thin-film | single-axis | 180 | 0 | missing | 19.76 | 27.2 | greenfield | non-agrivoltaic | -0.57014
401394 | multi | 59940 | CA | Fresno | 36.5853 | -120.3839 | 5232356 | 20210430 | 4 | Great Valley Solar Portfolio Holdings, LLC | 2018 | CISO | PV | c-si | single-axis | 180 | 0 | missing | 200 | 281.8 | greenfield | non-agrivoltaic | -0.33777
400659 | multi | 58646 | CA | San Bernardino | 35.5871 | -115.4285 | 4538817 | 20220914 | 4 | Stateline Solar | 2016 | CISO | PV | thin-film | fixed-tilt | 180 | 25 | missing | 299.5 | 340.4 | greenfield | non-agrivoltaic | 0.11012
401393 | multi | 59939 | CA | Fresno | 36.5709 | -120.3994 | 6694262 | 20210430 | 4 | RE Tranquillity | 2016 | CISO | PV | c-si | single-axis | 180 | 0 | batteries | 205.3 | 257.7 | greenfield | non-agrivoltaic | -0.66323
400977 | single | 59249 | CA | Kern | 35.4158 | -119.6294 | 497879 | 20210404 | 4 | Rio Bravo Solar 1, LLC | 2016 | CISO | PV | c-si | single-axis | 179 | 0 | missing | 19.5 | 26 | greenfield | non-agrivoltaic | -0.37243
401006 | single | 59322 | CA | Kern | 35.416 | -119.6383 | 497758 | 20210404 | 4 | Pumpjack Solar I | 2015 | CISO | PV | c-si | single-axis | 179 | 0 | missing | 20 | 26 | greenfield | non-agrivoltaic | -0.37216
401032 | multi | 59380 | CA | Kern | 35.6191 | -119.5689 | 518004 | 20210404 | 4 | Wildwood Solar I, LLC | 2015 | CISO | PV | c-si | single-axis | 179 | 0 | missing | 20 | 26 | greenfield | non-agrivoltaic | -0.41541
401050 | multi | 59412 | CA | Kern | 35.1246 | -119.2406 | 495014 | 20190815 | 4 | Algonquin SKIC 20 Solar, LLC | 2015 | CISO | PV | c-si | single-axis | 180 | 0 | missing | 22 | 25 | greenfield | non-agrivoltaic | -0.40882
400836 | single | 59008 | CA | Kern | 35.3235 | -118.8208 | 292174 | 20210603 | 4 | Woodmere Solar Farm | 2015 | CISO | PV | thin-film | single-axis | 180 | 0 | missing | 14.99 | 18.8 | greenfield | non-agrivoltaic | -0.11557
400999 | single | 59308 | CA | Kern | 35.247 | -118.0348 | 678687 | 20210825 | 4 | Beacon Solar Plant Site 5 | 2017 | LDWP | PV | c-si | single-axis | 180 | 0 | missing | 36 | 48.2 | greenfield | non-agrivoltaic | 0.025836
401003 | multi | 59317 | CA | Kern | 35.2519 | -118.0251 | 968727 | 20210825 | 4 | Hecate Energy Beacon Solar 4 | 2016 | LDWP | PV | c-si | single-axis | 180 | 0 | missing | 50 | 56.5 | greenfield | non-agrivoltaic | -0.24314
401001 | multi | 59315 | CA | Kern | 35.2686 | -118.0147 | 1225168 | 20210825 | 4 | Hecate Energy Beacon Solar 1 | 2017 | LDWP | PV | c-si | single-axis | 180 | 0 | missing | 56 | 63.9 | greenfield | non-agrivoltaic | -0.37381
401000 | multi | 59309 | CA | Kern | 35.2595 | -117.9987 | 898395 | 20210825 | 4 | Beacon Solar Plant Site 2 | 2017 | LDWP | PV | c-si | single-axis | 180 | 0 | missing | 45 | 59.6 | greenfield | non-agrivoltaic | -0.073294
401138 | single | 59532 | CA | Kern | 35.2517 | -117.9566 | 2329550 | 20210825 | 4 | Springbok Solar Farm 1 | 2016 | LDWP | PV | c-si | single-axis | 179 | 0 | missing | 105 | 136.8 | greenfield | non-agrivoltaic | -0.23467
401002 | single | 59316 | CA | Kern | 35.2485 | -118.0091 | 1217175 | 20210825 | 4 | Hecate Energy Beacon Solar 3 | 2016 | LDWP | PV | c-si | single-axis | 180 | 0 | missing | 56 | 62.9 | greenfield | non-agrivoltaic | -0.38396
401328 | single | 59840 | CA | Kern | 35.2488 | -117.9736 | 2994264 | 20210814 | 4 | Springbok Solar Farm 2 | 2016 | LDWP | PV | c-si | single-axis | 179 | 0 | missing | 155 | 165 | greenfield | non-agrivoltaic | -0.31133
401451 | single | 60026 | CA | Los Angeles | 34.6 | -117.9491 | 98912 | 20210206 | 4 | Little Rock Pham Solar | 2015 | LDWP | PV | thin-film | single-axis | 180 | 0 | missing | 3 | 4.2 | greenfield | non-agrivoltaic | -0.5792
401266 | single | 59739 | CA | Los Angeles | 34.7791 | -118.1911 | 70076 | 20210206 | 4 | Lancaster WAD B | 2017 | CISO | PV | c-si | single-axis | 180 | 0 | missing | 3 | 3.9 | greenfield | non-agrivoltaic | -0.29971
401189 | single | 59598 | CA | San Bernardino | 34.0423 | -117.3618 | 14491 | 20220306 | 4 | Colton Solar Two, LLC | 2015 | CISO | PV | c-si | single-axis | 180 | 0 | missing | 1 | 1.2 | greenfield | non-agrivoltaic | 0.27567
401188 | multi | 59597 | CA | San Bernardino | 34.094 | -117.319 | 34843 | 20211103 | 4 | Colton Solar One, LLC | 2015 | CISO | PV | c-si | fixed-tilt | 180 | 1 | missing | 2.5 | 3.2 | greenfield | non-agrivoltaic | 0.46696
401049 | single | 59411 | CA | San Bernardino | 34.7652 | -117.3233 | 46558 | 20220306 | 4 | Mitchell Solar, LLC | 2014 | CISO | PV | c-si | single-axis | 45 | 0 | missing | 1.5 | 2.1 | greenfield | non-agrivoltaic | -0.52319
401048 | single | 59410 | CA | San Bernardino | 34.7668 | -117.3233 | 46163 | 20220306 | 4 | Rudy Solar, LLC | 2014 | CISO | PV | c-si | single-axis | 45 | 0 | missing | 1.5 | 2.1 | greenfield | non-agrivoltaic | -0.51502
401047 | single | 59409 | CA | San Bernardino | 34.768 | -117.3233 | 30397 | 20220306 | 4 | Madelyn Solar, LLC | 2014 | CISO | PV | c-si | single-axis | 45 | 0 | missing | 1 | 1.3 | greenfield | non-agrivoltaic | -0.57272
400880 | single | 59094 | CA | Los Angeles | 34.7083 | -118.1285 | 20052 | 20210206 | 4 | Division 1 | 2014 | CISO | PV | c-si | fixed-tilt | 180 | 15 | missing | 1.5 | 1.7 | greenfield | non-agrivoltaic | 0.31737
400885 | single | 59099 | CA | Los Angeles | 34.7019 | -118.1248 | 10176 | 20211002 | 4 | Kettering Solar 2 | 2014 | CISO | PV | c-si | fixed-tilt | 180 | 15 | missing | 1 | 1.1 | greenfield | non-agrivoltaic | 0.81148
400913 | single | 59132 | CA | Kern | 34.9821 | -117.892 | 28742 | 20210216 | 4 | EAFB-North Base | 2012 | CISO | PV | c-si | single-axis | 180 | 0 | missing | 1.1 | 1.1 | greenfield | non-agrivoltaic | -0.66799
401015 | multi | 59359 | CA | San Bernardino | 34.4741 | -117.5634 | 29896 | 20220226 | 4 | SCE-Snowline-Duncan Road (North) | 2014 | CISO | PV | c-si | single-axis | 180 | 0 | missing | 1.5 | 1.6 | greenfield | non-agrivoltaic | -0.34494
401054 | single | 59421 | CA | San Bernardino | 34.4129 | -117.4694 | 29744 | 20220306 | 4 | SCE-Snowline-White Road (South) | 2014 | CISO | PV | c-si | single-axis | 180 | 0 | missing | 1.5 | 1.7 | greenfield | non-agrivoltaic | -0.26789
401056 | single | 59423 | CA | San Bernardino | 34.4158 | -117.4698 | 29748 | 20220306 | 4 | SCE-Snowline-White Rd (Central) | 2014 | CISO | PV | c-si | single-axis | 180 | 0 | missing | 1.5 | 1.7 | greenfield | non-agrivoltaic | -0.26807
401055 | single | 59422 | CA | San Bernardino | 34.418 | -117.4698 | 29834 | 20220306 | 4 | SCE-Snowline-White Road (North) | 2014 | CISO | PV | c-si | single-axis | 180 | 0 | missing | 1.5 | 1.7 | greenfield | non-agrivoltaic | -0.27157
401401 | single | 59948 | CA | Kern | 35.3148 | -118.989 | 33762 | 20210606 | 4 | Bakersfield 111 | 2015 | PACW | PV | c-si | single-axis | 180 | 0 | missing | 1.4 | 1.4 | greenfield | non-agrivoltaic | -0.60027
400823 | single | 58963 | CA | Los Angeles | 34.1323 | -118.6995 | 18662 | 20210626 | 4 | Las Virgenes Municipal Water District | 2014 | CISO | PV | c-si | single-axis | 117 | 0 | missing | 1 | 1.1 | greenfield | non-agrivoltaic | -0.23003
400984 | single | 59268 | CA | San Benito | 36.8624 | -121.4289 | 52361 | 20210604 | 4 | Hollister Solar, LLC | 2014 | CISO | PV | c-si | single-axis | 180 | 0 | missing | 1.5 | 1.9 | greenfield | non-agrivoltaic | -0.71003
400998 | single | 59300 | CA | Kings | 36.3066 | -119.6291 | 53796 | 20210404 | 4 | Hanford 1 and 2 | 2014 | CISO | PV | c-si | fixed-tilt | 180 | 20 | missing | 3 | 3.6 | greenfield | non-agrivoltaic | -0.061018
400878 | single | 59088 | CA | Imperial | 33.1656 | -115.5319 | 530209 | 20210117 | 4 | Calipatria Solar Farm | 2016 | IID | PV | thin-film | single-axis | 180 | 0 | missing | 20 | 22 | greenfield | non-agrivoltaic | -0.59972
400640 | single | 58616 | CA | Fresno | 36.1276 | -120.1421 | 359003 | 20210717 | 4 | Westlands Solar PV Farm | 2014 | CISO | PV | c-si | single-axis | 179 | 0 | missing | 18 | 23 | greenfield | non-agrivoltaic | -0.12148
400877 | multi | 59087 | CA | Kings | 36.1361 | -119.5589 | 386337 | 20210404 | 4 | Cottonwood Solar, LLC (City of Corcoran) | 2015 | CISO | PV | thin-film | single-axis | 180 | 0 | missing | 12 | 14.9 | greenfield | non-agrivoltaic | -0.66171
400832 | multi | 58986 | CA | Kern | 35.2189 | -119.0791 | 595953 | 20210705 | 4 | RE Old River One, LLC | 2014 | CISO | PV | thin-film | single-axis | 180 | 0 | missing | 19.65 | 26.8 | greenfield | non-agrivoltaic | -0.52606
400831 | multi | 58985 | CA | Kings | 36.2444 | -119.8297 | 639527 | 20210625 | 4 | RE Kansas Solar, LLC | 2014 | CISO | PV | thin-film | single-axis | 180 | 0 | missing | 20 | 27.1 | greenfield | non-agrivoltaic | -0.58104
400830 | single | 58984 | CA | Fresno | 36.6133 | -120.3835 | 607642 | 20210430 | 4 | RE Adams East, LLC | 2014 | CISO | PV | thin-film | single-axis | 179 | 0 | missing | 19 | 24.9 | greenfield | non-agrivoltaic | -0.61063
400692 | multi | 58711 | CA | Kern | 35.6258 | -119.8543 | 921006 | 20210703 | 4 | Lost Hills/Blackwell | 2015 | CISO | PV | thin-film | single-axis | 180 | 0 | missing | 32 | 43.5 | greenfield | non-agrivoltaic | -0.47816
401052 | single | 59414 | CA | Tulare | 35.8151 | -119.4597 | 496755 | 20210814 | 4 | Atwell Island West Solar | 2015 | CISO | PV | c-si | single-axis | 180 | 0 | missing | 20.02 | 29.6 | greenfield | non-agrivoltaic | -0.21638
401159 | multi | 59555 | CA | Merced | 36.9286 | -120.8053 | 554705 | 20210430 | 4 | Vega Solar | 2015 | CISO | PV | c-si | single-axis | 180 | 0 | missing | 20 | 25.9 | greenfield | non-agrivoltaic | -0.48959
401216 | single | 59638 | CA | Kern | 35.7271 | -119.9056 | 260252 | 20210703 | 4 | Coronal Lost Hills | 2015 | CISO | PV | c-si | single-axis | 179 | 0 | missing | 20 | 25.9 | greenfield | non-agrivoltaic | 0.62964
401046 | single | 59408 | CA | Kern | 35.4507 | -119.127 | 491967 | 20210605 | 4 | Shafter Solar, LLC | 2015 | CISO | PV | c-si | single-axis | 180 | 0 | missing | 20 | 26.8 | greenfield | non-agrivoltaic | -0.32468
401011 | multi | 59334 | CA | Kern | 34.927 | -118.357 | 662706 | 20210827 | 4 | Catalina Solar 2, LLC | 2015 | CISO | PV | c-si | single-axis | 180 | 0 | missing | 18.4 | 24.3 | greenfield | non-agrivoltaic | -0.70195
400876 | single | 59086 | CA | Kern | 35.5907 | -119.5761 | 454172 | 20210404 | 4 | Cottonwood Solar, LLC (Goose Lake) | 2015 | CISO | PV | thin-film | single-axis | 179 | 0 | missing | 12 | 16.9 | greenfield | non-agrivoltaic | -0.69045
401213 | multi | 59633 | CA | Kings | 36.0609 | -119.945 | 684929 | 20210703 | 4 | Kettleman Solar-Centaurus | 2015 | CISO | PV | c-si | single-axis | 180 | 0 | missing | 20 | 27 | greenfield | non-agrivoltaic | -0.64364
401227 | single | 59657 | CA | Imperial | 33.2526 | -115.4978 | 392624 | 20221023 | 4 | Imperial Valley Solar Co (IVSC) 2, LLC | 2015 | IID | PV | c-si | fixed-tilt | 180 | 25 | missing | 20.01 | 26 | greenfield | non-agrivoltaic | -0.075824
400693 | multi | 58713 | CA | Fresno | 36.7305 | -120.4151 | 1819693 | 20210430 | 4 | North Star Solar | 2015 | CISO | PV | thin-film | single-axis | 180 | 0 | missing | 62.5 | 73 | greenfield | non-agrivoltaic | -0.62888
401198 | multi | 59610 | CA | Riverside | 33.7417 | -117.0115 | 363034 | 20201218 | 4 | AP North Lake I, LP | 2015 | CISO | PV | c-si | single-axis | 180 | 0 | missing | 20 | 24.5 | greenfield | non-agrivoltaic | -0.049009
401458 | single | 60035 | CA | Riverside | 33.9753 | -117.4058 | 86215 | 20210420 | 4 | Tequesquite Landfill Solar PV Project | 2015 | CISO | PV | c-si | fixed-tilt | 180 | 8 | missing | 7.5 | 9.4 | landfill | non-agrivoltaic | 0.83113
401417 | single | 59979 | CA | Contra Costa | 38.0195 | -121.8644 | 313232 | 20220922 | 4 | Columbia Solar Energy, LLC | 2015 | CISO | PV | c-si | fixed-tilt | 203 | 20 | missing | 19.2 | 25.4 | RCRA | non-agrivoltaic | 0.2392
401197 | single | 59607 | CA | Kern | 35.1123 | -119.3267 | 527772 | 20220526 | 4 | Maricopa West Solar PV, LLC | 2015 | CISO | PV | c-si | single-axis | 180 | 0 | missing | 20 | 28.2 | greenfield | non-agrivoltaic | -0.34678
401353 | single | 59872 | CA | Solano | 38.5201 | -121.7404 | 213888 | 20210422 | 4 | UC Davis South Campus | 2015 | CISO | PV | c-si | single-axis | 180 | 0 | missing | 13 | 16.3 | greenfield | non-agrivoltaic | 0.13576
401013 | multi | 59339 | CA | Merced | 37.1207 | -121.0388 | 1376162 | 20210809 | 4 | Quinto Solar PV Project | 2015 | CISO | PV | c-si | single-axis | 180 | 0 | missing | 105.1 | 135.3 | greenfield | non-agrivoltaic | 0.60418
401438 | multi | 60007 | CA | Kern | 35.7281 | -119.8968 | 371861 | 20210703 | 2 | Morelos del Sol | 2015 | CISO | PV | thin-film | single-axis | 180 | 0 | missing | 15 | 18.7 | greenfield | non-agrivoltaic | -0.4134
400981 | multi | 59262 | CA | Los Angeles | 34.6032 | -117.9366 | 125497 | 20210206 | 4 | Lancaster Little Rock | 2014 | CISO | PV | thin-film | fixed-tilt | 180 | 25 | missing | 5 | 7 | greenfield | non-agrivoltaic | -0.29707
400651 | single | 58633 | CA | Monterey | 36.7082 | -121.769 | 24227 | 20210507 | 4 | Monterey Regional Water Pollution Control Agency | 2010 | CISO | PV | c-si | single-axis | 195 | 0 | missing | 1 | 1.1 | greenfield | non-agrivoltaic | -0.51686
400653 | single | 58636 | CA | Sacramento | 38.5548 | -121.4171 | 13758 | 20210304 | 4 | Sacramento Fairbain Water Treatment Plant | 2013 | BANC | PV | c-si | single-axis | 180 | 0 | missing | 1 | 1.1 | greenfield | non-agrivoltaic | 0.21509
400656 | single | 58642 | CA | Tulare | 36.2045 | -119.4179 | 56692 | 20210801 | 4 | Tulare 1 and 2 | 2014 | CISO | PV | c-si | fixed-tilt | 180 | 20 | missing | 3 | 3.6 | greenfield | non-agrivoltaic | -0.13344
400711 | single | 58748 | CA | Solano | 38.301 | -121.9652 | 25896 | 20201102 | 4 | North Bay Solar 1 | 2013 | CISO | PV | c-si | single-axis | 180 | 0 | missing | 1 | 1.1 | greenfield | non-agrivoltaic | -0.57888
400751 | single | 58814 | CA | Shasta | 41.0313 | -121.4253 | 80156 | 20181110 | 4 | Shasta Solar Farm | 2014 | CISO | PV | c-si | single-axis | 180 | 0 | missing | 3 | 4.4 | greenfield | non-agrivoltaic | -0.31583
400804 | multi | 58918 | CA | Fresno | 36.6674 | -119.4167 | 60055 | 20210801 | 4 | 2081 Terzian Solar Project | 2014 | CISO | PV | c-si | dual-axis | 180 | -9999 | missing | 1.2 | 1.6 | greenfield | non-agrivoltaic | -0.91436
400805 | single | 58919 | CA | Sutter | 39.2918 | -121.67 | 30713 | 20210604 | 4 | 2127 Harris Solar Project | 2014 | CISO | PV | c-si | single-axis | 180 | 0 | missing | 1.3 | 1.4 | greenfield | non-agrivoltaic | -0.51305
400806 | single | 58920 | CA | Merced | 37.3509 | -120.5072 | 41711 | 20210629 | 4 | 2097 Helton Solar Project | 2014 | CISO | PV | c-si | single-axis | 180 | 0 | missing | 1.5 | 2 | greenfield | non-agrivoltaic | -0.46294
400865 | single | 59058 | CA | Solano | 38.4 | -121.9629 | 13669 | 20210213 | 4 | Vacaville | 2007 | CISO | PV | c-si | fixed-tilt | 90 | 30 | missing | 1 | 1 | greenfield | non-agrivoltaic | 0.07116
400910 | single | 59129 | CA | Contra Costa | 37.9723 | -121.7203 | 4717 | 20220922 | 4 | CSD 2-Freedom High | 2013 | CISO | PV | c-si | fixed-tilt | 182 | 15 | missing | 1.1 | 1.1 | greenfield | non-agrivoltaic | 3.4616
400911 | single | 59130 | CA | Contra Costa | 37.9206 | -121.7558 | 1561 | 20220723 | 4 | CSD 2-Heritage High | 2013 | CISO | PV | c-si | fixed-tilt | 102 | 10 | missing | 1.3 | 1.4 | greenfield | non-agrivoltaic | 17.526
400964 | single | 59203 | CA | Tulare | 36.3184 | -119.214 | 61169 | 20210818 | 4 | Farmersville | 2014 | CISO | PV | c-si | fixed-tilt | 180 | 20 | missing | 4.5 | 5.4 | greenfield | non-agrivoltaic | 0.39154
400982 | single | 59265 | CA | Merced | 37.2687 | -120.4833 | 50425 | 20210629 | 4 | Merced Solar, LLC | 2014 | CISO | PV | c-si | single-axis | 180 | 0 | missing | 1.5 | 1.9 | greenfield | non-agrivoltaic | -0.68051
400983 | single | 59267 | CA | Merced | 37.2673 | -120.4833 | 50986 | 20210629 | 4 | Mission Solar, LLC | 2014 | CISO | PV | c-si | single-axis | 180 | 0 | missing | 1.5 | 1.9 | greenfield | non-agrivoltaic | -0.68929
401007 | single | 59323 | CA | Sacramento | 38.5852 | -121.4672 | 12178 | 20210304 | 4 | Sacramento (SMUD) | 2014 | BANC | PV | c-si | fixed-tilt | 123 | 10 | missing | 1.5 | 1.5 | landfill | non-agrivoltaic | 1.1308
401040 | single | 59395 | CA | Tulare | 36.1864 | -119.3778 | 17068 | 20210801 | 4 | City of Tulare Water Facility | 2011 | CISO | PV | c-si | fixed-tilt | 180 | 40 | missing | 1.1 | 3.6 | greenfield | non-agrivoltaic | 2.99
401043 | single | 59405 | CA | Riverside | 33.7122 | -117.073 | 22945 | 20201218 | 4 | Diamond Valley Solar Project | 2015 | CISO | PV | c-si | single-axis | 180 | 0 | missing | 1.3 | 1.5 | greenfield | non-agrivoltaic | -0.093759
401142 | single | 59536 | CA | San Bernardino | 34.5498 | -117.4667 | 22297 | 20220306 | 4 | Coronus Adelanto West 1 | 2015 | CISO | PV | c-si | fixed-tilt | 180 | 20 | missing | 1.5 | 1.8 | greenfield | non-agrivoltaic | 0.23152
401143 | single | 59537 | CA | San Bernardino | 34.5489 | -117.4674 | 22163 | 20220306 | 4 | Coronus Adelanto West 2 | 2015 | CISO | PV | c-si | fixed-tilt | 180 | 20 | missing | 1.5 | 1.8 | greenfield | non-agrivoltaic | 0.24191
401154 | multi | 59550 | CA | Yolo | 38.521 | -121.9941 | 60769 | 20210729 | 4 | Putah Creek Solar Farm | 2014 | CISO | PV | c-si | single-axis | 180 | 0 | missing | 2 | 2.6 | greenfield | non-agrivoltaic | -0.57235
401242 | single | 59687 | CA | Merced | 37.0578 | -120.649 | 50397 | 20201130 | 4 | Sun Harvest Solar NDP1 | 2015 | CISO | PV | c-si | single-axis | 180 | 0 | missing | 1.5 | 2 | greenfield | non-agrivoltaic | -0.63803
401265 | single | 59738 | CA | Fresno | 36.7218 | -120.4301 | 134148 | 20210430 | 4 | Citizen B | 2015 | CISO | PV | c-si | fixed-tilt | 180 | 25 | batteries | 5 | 7.1 | greenfield | non-agrivoltaic | -0.35749
401273 | single | 59746 | CA | Fresno | 36.1267 | -120.2433 | 44405 | 20200926 | 4 | DSH (CA)-Coalinga State Hospital | 2014 | CISO | PV | c-si | single-axis | 180 | 0 | missing | 2.6 | 2.6 | greenfield | non-agrivoltaic | -0.23832
401275 | multi | 59748 | CA | Fresno | 36.1261 | -120.2478 | 26824 | 20200926 | 4 | CDCR (CA)-Pleasant Valley State Prison | 2014 | CISO | PV | c-si | single-axis | 180 | 0 | missing | 1.2 | 1.6 | greenfield | non-agrivoltaic | -0.21507
401416 | single | 59978 | CA | Glenn | 39.6991 | -122.1754 | 39071 | 20210910 | 4 | Enerparc CA2, LLC | 2016 | PACW | PV | c-si | single-axis | 180 | 0 | missing | 1.5 | 2 | greenfield | non-agrivoltaic | -0.3943
401359 | multi | 59879 | CA | Kern | 34.8704 | -118.3666 | 3500212 | 20211123 | 2 | North Rosamond Solar, LLC | 2019 | CISO | PV | thin-film | single-axis | 180 | 0 | missing | 150 | 182.5 | greenfield | non-agrivoltaic | -0.37416
401358 | multi | 59878 | CA | Kern | 35.0217 | -118.2899 | 354355 | 20200805 | 4 | Windhub Solar A, LLC | 2019 | CISO | PV | thin-film | single-axis | 180 | 0 | missing | 20 | 25 | greenfield | non-agrivoltaic | 0.015905
401132 | multi | 59525 | CA | Merced | 37.0189 | -120.9619 | 4196046 | 20210526 | 4 | Wright Solar Park | 2019 | CISO | PV | c-si | single-axis | 180 | 0 | missing | 200 | 239.3 | greenfield | non-agrivoltaic | -0.27055
401457 | multi | 60034 | CA | Monterey | 35.8299 | -120.2949 | 2630566 | 20210709 | 4 | CA Flats Solar 150, LLC | 2019 | CISO | PV | thin-film | single-axis | 180 | 0 | missing | 150 | 201 | greenfield | non-agrivoltaic | 0.14003
401396 | single | 59942 | CA | Los Angeles | 34.6624 | -118.0847 | 43976 | 20210112 | 4 | Morgan Lancaster 1 | 2015 | CISO | PV | c-si | dual-axis | 180 | -9999 | missing | 1.5 | 1.8 | greenfield | non-agrivoltaic | -0.61162
401066 | single | 59440 | CA | San Bernardino | 34.5538 | -117.3697 | 96515 | 20220306 | 4 | Adelanto Solar II, LLC | 2015 | CISO | PV | c-si | single-axis | 180 | 0 | missing | 7 | 7.4 | greenfield | non-agrivoltaic | 0.1456
401067 | multi | 59441 | CA | San Bernardino | 34.5538 | -117.3772 | 586986 | 20220306 | 4 | Adelanto Solar, LLC | 2015 | CISO | PV | c-si | single-axis | 180 | 0 | missing | 20 | 21.5 | greenfield | non-agrivoltaic | -0.7028
400642 | multi | 58621 | CA | Imperial | 32.801 | -115.5464 | 416174 | 20200824 | 4 | Sol Orchard El Centro PV | 2013 | IID | PV | c-si | single-axis | 180 | 0 | missing | 20 | 25.2 | greenfield | non-agrivoltaic | -0.19594
400826 | multi | 58973 | CA | Tulare | 35.8715 | -119.465 | 518319 | 20210814 | 2 | White River Solar 2 | 2014 | CISO | PV | c-si | single-axis | 180 | 0 | missing | 20 | 26 | greenfield | non-agrivoltaic | -0.41606
400980 | multi | 59253 | CA | Kern | 35.6319 | -119.5767 | 419750 | 20210404 | 4 | Wildwood Solar II | 2017 | CISO | PV | c-si | single-axis | 180 | 0 | missing | 14.7 | 21 | greenfield | non-agrivoltaic | -0.41886
401135 | multi | 59528 | CA | Los Angeles | 34.649 | -118.0849 | 575854 | 20210112 | 4 | Solar Oasis, LLC | 2016 | CISO | PV | c-si | single-axis | 180 | 0 | missing | 20 | 27.8 | greenfield | non-agrivoltaic | -0.45601
401351 | single | 59868 | CA | Kern | 34.8241 | -118.4412 | 480485 | 20210206 | 4 | Kingbird A Solar, LLC | 2016 | CISO | PV | thin-film | single-axis | 180 | 0 | missing | 20 | 25.3 | greenfield | non-agrivoltaic | -0.36324
401414 | multi | 59976 | CA | Kern | 34.8442 | -118.4462 | 1655610 | 20210207 | 4 | RE Astoria | 2016 | CISO | PV | c-si | single-axis | 179 | 0 | missing | 100 | 130.8 | greenfield | non-agrivoltaic | 0.195
400756 | multi | 58831 | CA | Kern | 35.3211 | -118.8122 | 536022 | 20210603 | 4 | Redcrest Solar Farm | 2015 | CISO | PV | thin-film | single-axis | 180 | 0 | batteries | 16.66 | 20.9 | greenfield | non-agrivoltaic | -0.65273
400837 | multi | 59009 | CA | Kern | 35.3282 | -118.8206 | 689462 | 20210603 | 4 | Hayworth Solar | 2015 | CISO | PV | thin-film | single-axis | 180 | 0 | missing | 26.66 | 33.3 | greenfield | non-agrivoltaic | -0.45554
400972 | multi | 59237 | CA | San Bernardino | 34.4061 | -116.8621 | 369464 | 20220731 | 4 | Lone Valley Solar Park II, LLC | 2014 | CISO | PV | c-si | single-axis | 180 | 0 | missing | 20 | 24.8 | greenfield | non-agrivoltaic | -0.056689
400978 | multi | 59250 | CA | Kern | 35.4239 | -119.6289 | 522003 | 20210404 | 4 | Rio Bravo Solar II, LLC | 2016 | CISO | PV | c-si | single-axis | 179 | 0 | missing | 19.5 | 26 | greenfield | non-agrivoltaic | -0.42356
401084 | multi | 59469 | CA | San Bernardino | 34.6858 | -117.3453 | 416868 | 20220306 | 4 | Alamo Solar | 2015 | CISO | PV | c-si | single-axis | 180 | 0 | missing | 18.7 | 23.7 | greenfield | non-agrivoltaic | -0.27431
401410 | multi | 59963 | CA | Los Angeles | 34.7206 | -118.3024 | 234133 | 20210206 | 4 | Central Antelope Dry Ranch C | 2016 | CISO | PV | c-si | fixed-tilt | 180 | 25 | missing | 20 | 22.5 | greenfield | non-agrivoltaic | 0.55719
400920 | single | 59139 | CA | San Diego | 33.2106 | -117.1783 | 10117 | 20210621 | 2 | SDCWA-Twin Oaks | 2011 | CISO | PV | c-si | fixed-tilt | 180 | 20 | missing | 1.1 | 1.1 | greenfield | non-agrivoltaic | 0.82472
401137 | multi | 59531 | CA | Madera | 36.9413 | -119.9632 | 1322564 | 20210602 | 4 | Borden Solar Farm | 2020 | CISO | PV | c-si | single-axis | 180 | 0 | missing | 50 | 67.8 | greenfield | non-agrivoltaic | -0.39271
401352 | single | 59870 | CA | Fresno | 36.7163 | -120.4143 | 1121239 | 20210430 | 4 | Little Bear Solar 1, LLC | 2020 | CISO | PV | thin-film | single-axis | 180 | 0 | missing | 40 | 53.6 | greenfield | non-agrivoltaic | -0.46601
404444 | multi | 65278 | CA | Kern | 35.6682 | -119.8762 | 410317 | 20210703 | 4 | Wonderful Lost Hills | 2021 | CISO | PV | missing | single-axis | 180 | -9999 | missing | 16.7 | 24.9 | greenfield | non-agrivoltaic | -0.19312
403132 | single | 62673 | CA | Los Angeles | 34.7275 | -118.3224 | 371794 | 20211123 | 4 | Antelope Expansion 3A | 2021 | CISO | PV | missing | single-axis | 180 | -9999 | missing | 15 | 19 | greenfield | non-agrivoltaic | -0.39611
404603 | multi | 63300 | CA | Riverside | 33.7531 | -115.3459 | 1325934 | 20230502 | 2 | Athos Solar Project | 2019 | CISO | PV | thin-film | single-axis | 180 | -9999 | missing | 250 | 365 | greenfield | non-agrivoltaic | 4.3534
404171 | single | 64403 | CA | Ventura | 34.1689 | -119.054 | 54443 | 20211107 | 4 | California State Univ at Channel Islands | 2021 | CISO | PV | missing | single-axis | 180 | -9999 | missing | 3.7 | 4.7 | greenfield | non-agrivoltaic | 0.35018
404173 | multi | 64406 | CA | Riverside | 33.8612 | -117.214 | 65341 | 20121107 | 4 | EMWD-Moreno Valley RWRF | 2021 | CISO | PV | missing | dual-axis | 180 | -9999 | missing | 2.4 | 3 | greenfield | non-agrivoltaic | -0.50609
404294 | multi | 64624 | CA | San Bernardino | 34.6257 | -117.3693 | 2025689 | 20220306 | 4 | Hudson-High Desert Hybrid | 2021 | CISO | PV | missing | single-axis | 180 | -9999 | batteries | 100 | 130.4 | greenfield | non-agrivoltaic | -0.11498
404308 | single | 64676 | CA | Solano | 38.0971 | -122.1409 | 118969 | 20221107 | 4 | Lake Herman | 2021 | CISO | PV | missing | single-axis | 180 | -9999 | missing | 5 | 7 | greenfield | es | -0.23223
404343 | single | 64766 | CA | Humboldt | 40.9674 | -124.1044 | 28995 | 20220429 | 4 | Redwood Coast Airport Microgrid | 2021 | CISO | PV | missing | fixed-tilt | 180 | -9999 | batteries | 1.8 | 2.2 | greenfield | non-agrivoltaic | 0.12871
404374 | single | 64861 | CA | El Dorado | 38.6292 | -120.9827 | 25311 | 20220501 | 4 | Deer Creek 2 | 2021 | CISO | PV | missing | fixed-tilt | 180 | -9999 | missing | 1.3 | 1.6 | greenfield | non-agrivoltaic | -0.13953
401494 | single | 60080 | CA | Tulare | 35.8456 | -119.057 | 365047 | 20210803 | 4 | CED Ducor 3 | 2016 | CISO | PV | c-si | single-axis | 180 | 0 | missing | 15 | 20 | greenfield | non-agrivoltaic | -0.31806
401493 | multi | 60079 | CA | Tulare | 35.8464 | -119.0658 | 485220 | 20210803 | 4 | CED Ducor 2 | 2016 | CISO | PV | c-si | single-axis | 180 | 0 | missing | 20 | 26 | greenfield | non-agrivoltaic | -0.34356
401495 | single | 60081 | CA | Tulare | 35.8503 | -119.026 | 470454 | 20210803 | 4 | CED Ducor 4 | 2016 | CISO | PV | c-si | single-axis | 180 | 0 | missing | 20 | 26 | greenfield | non-agrivoltaic | -0.30793
401557 | single | 60187 | CA | Los Angeles | 34.6868 | -118.3119 | 137482 | 20210206 | 4 | Antelope DSR 2 | 2016 | CISO | PV | c-si | single-axis | 180 | 0 | missing | 5 | 6.3 | greenfield | non-agrivoltaic | -0.50796
402073 | single | 60975 | CA | Fresno | 36.3748 | -120.1342 | 498516 | 20210713 | 4 | Whitney Point Solar | 2017 | CISO | PV | c-si | single-axis | 180 | 0 | missing | 20 | 28.6 | greenfield | non-agrivoltaic | -0.26334
402078 | single | 60981 | CA | Fresno | 36.382 | -120.1345 | 497333 | 20210713 | 4 | NextEra Westside PV | 2017 | CISO | PV | c-si | single-axis | 180 | 0 | missing | 20 | 27 | greenfield | non-agrivoltaic | -0.32861
401795 | single | 60558 | CA | Riverside | 33.6243 | -114.6992 | 530112 | 20210719 | 4 | Solar Blythe 2 | 2017 | CISO | PV | c-si | single-axis | 180 | 0 | missing | 21.04 | 27 | greenfield | non-agrivoltaic | -0.39973
401583 | single | 60237 | CA | Imperial | 33.1654 | -115.5406 | 524049 | 20210117 | 4 | Midway Solar Farm II | 2017 | IID | PV | thin-film | single-axis | 180 | 0 | missing | 30 | 40 | greenfield | non-agrivoltaic | 0.13832
401989 | single | 60844 | CA | Solano | 38.3864 | -121.9488 | 91407 | 20210330 | 4 | Genentech Vacaville Meter #1 | 2017 | CISO | PV | c-si | fixed-tilt | 180 | 25 | missing | 6.1 | 9 | greenfield | non-agrivoltaic | 0.60722
402057 | multi | 60947 | CA | San Diego | 32.6183 | -116.1323 | 311698 | 20211004 | 4 | Jacumba Solar Farm | 2017 | CISO | PV | c-si | fixed-tilt | 180 | 25 | missing | 20 | 28.2 | greenfield | non-agrivoltaic | 0.43797
402093 | multi | 61006 | CA | Sacramento | 38.7002 | -121.5867 | 115432 | 20210222 | 4 | SCDA Solar 1 | 2017 | CISO | PV | c-si | single-axis | 180 | 0 | missing | 6.8 | 7.9 | greenfield | non-agrivoltaic | -0.028844
401736 | multi | 60481 | CA | Los Angeles | 34.666 | -118.3043 | 429854 | 20210206 | 4 | Bayshore Solar A, LLC | 2017 | CISO | PV | c-si | single-axis | 180 | 0 | missing | 20 | 25 | greenfield | non-agrivoltaic | -0.24663
401864 | multi | 60678 | CA | Fresno | 36.5221 | -120.1464 | 480957 | 20210713 | 4 | San Joaquin Solar | 2019 | CISO | PV | thin-film | single-axis | 179 | 0 | missing | 18.5 | 25.2 | greenfield | non-agrivoltaic | -0.36874
401974 | multi | 60825 | CA | Riverside | 33.5474 | -115.9781 | 1573694 | 20210608 | 4 | Colgreen North Shore Solar Farm | 2018 | IID | PV | c-si | single-axis | 180 | -9999 | missing | 74.8 | 96.8 | greenfield | non-agrivoltaic | -0.1756
401501 | single | 60091 | CA | Kern | 34.8208 | -118.4412 | 481083 | 20210206 | 4 | Kingbird B Solar, LLC | 2016 | CISO | PV | thin-film | single-axis | 180 | 0 | missing | 20 | 25.3 | greenfield | non-agrivoltaic | -0.36462
403118 | multi | 62655 | CA | Lassen | 40.3727 | -120.2648 | 175752 | 20220807 | 4 | HL Solar | 2019 | CISO | PV | c-si | single-axis | 180 | 0 | missing | 7.6 | 9.3 | greenfield | non-agrivoltaic | -0.35772
401624 | single | 60311 | CA | Los Angeles | 34.7148 | -118.2743 | 270767 | 20210206 | 4 | Portal Ridge Solar C, LLC | 2017 | CISO | PV | thin-film | single-axis | 180 | 0 | missing | 11.4 | 13.8 | greenfield | non-agrivoltaic | -0.39902
401605 | single | 60280 | CA | Los Angeles | 34.7149 | -118.3113 | 518882 | 20210206 | 4 | Summer Solar, LLC | 2016 | CISO | PV | c-si | single-axis | 180 | 0 | batteries | 20 | 25 | greenfield | non-agrivoltaic | -0.45804
401555 | multi | 60185 | CA | Los Angeles | 34.6558 | -118.2942 | 1683704 | 20210206 | 4 | Solverde 1 | 2016 | CISO | PV | c-si | single-axis | 180 | 0 | missing | 85 | 106.3 | greenfield | non-agrivoltaic | -0.14121
401604 | multi | 60279 | CA | Los Angeles | 34.6926 | -118.2863 | 477112 | 20210206 | 4 | Antelope Big Sky Ranch | 2016 | CISO | PV | c-si | single-axis | 180 | 0 | batteries | 20 | 26 | greenfield | non-agrivoltaic | -0.32427
401730 | single | 60474 | CA | Los Angeles | 34.678 | -118.3046 | 399589 | 20210206 | 1 | Bayshore Solar B, LLC | 2017 | CISO | PV | c-si | single-axis | 180 | 0 | missing | 20 | 25 | greenfield | non-agrivoltaic | -0.1533
401623 | single | 60310 | CA | Los Angeles | 34.7165 | -118.2823 | 386327 | 20210206 | 4 | Portal Ridge Solar B, LLC | 2017 | CISO | PV | thin-film | single-axis | 180 | 0 | missing | 20 | 25 | greenfield | non-agrivoltaic | -0.1078
401499 | multi | 60086 | CA | Los Angeles | 34.6616 | -118.0869 | 53177 | 20210112 | 4 | US-TOPCO (Soccer Center) | 2016 | CISO | PV | c-si | fixed-tilt | 180 | 20 | missing | 3 | 3.7 | greenfield | non-agrivoltaic | -0.004686
403593 | multi | 63376 | CA | San Bernardino | 34.579 | -117.5794 | 14360 | 20220317 | 4 | Phelan Pinon Hills CSD Solar | 2015 | CISO | PV | c-si | single-axis | 180 | 0 | missing | 1.1 | 1.5 | greenfield | non-agrivoltaic | 0.73429
403600 | multi | 63385 | CA | Los Angeles | 34.4343 | -118.5101 | 64706 | 20200924 | 4 | Castaic Lake Phase II | 2014 | CISO | PV | c-si | single-axis | 180 | 0 | missing | 3.5 | 4.4 | greenfield | non-agrivoltaic | -0.038129
403679 | multi | 63486 | CA | Monterey | 36.6148 | -121.6342 | 85968 | 20210604 | 4 | D'Arrigo Brothers-Phase 4 | 2019 | CISO | PV | c-si | single-axis | 180 | 0 | batteries | 1.7 | 2.2 | greenfield | non-agrivoltaic | -0.93663
403694 | multi | 63516 | CA | Kern | 35.1574 | -117.9834 | 49408 | 20220722 | 4 | California City | 2018 | CISO | PV | c-si | single-axis | 180 | 0 | batteries | 1.9 | 2.5 | greenfield | non-agrivoltaic | -0.40679
403761 | multi | 63651 | CA | Kern | 35.7772 | -119.3082 | 150131 | 20210803 | 4 | North Kern State Prison Phase II | 2012 | CISO | PV | c-si | single-axis | 180 | 0 | missing | 4 | 4.7 | greenfield | non-agrivoltaic | -0.81555
403144 | multi | 62688 | CA | Santa Clara | 37.2285 | -121.7387 | 29517 | 20220723 | 4 | Malech Solar Farm | 2017 | CISO | PV | c-si | fixed-tilt | 180 | 10 | missing | 3.1 | 3.9 | greenfield | non-agrivoltaic | 1.3205
401963 | single | 60813 | CA | Sonoma | 38.7695 | -123.0207 | 14943 | 20220321 | 4 | Cloverdale Solar Center | 2019 | CISO | PV | c-si | single-axis | 180 | 0 | missing | 1 | 1.3 | greenfield | non-agrivoltaic | 0.3643
403146 | single | 62690 | CA | Santa Clara | 37.2689 | -121.8611 | 15573 | 20210331 | 4 | Guadalupe Solar Farm | 2018 | CISO | PV | c-si | fixed-tilt | 180 | 10 | missing | 1.7 | 2.1 | greenfield | non-agrivoltaic | 1.3782
403366 | multi | 63054 | CA | Kern | 35.1415 | -117.9647 | 63433 | 20220722 | 4 | Cal City Solar 1 | 2019 | CISO | PV | c-si | single-axis | 180 | 0 | missing | 3 | 3.8 | greenfield | non-agrivoltaic | -0.20962
403469 | single | 63204 | CA | Kings | 36.1409 | -119.5662 | 44918 | 20210404 | 4 | CID Solar (CA) | 2019 | CISO | PV | c-si | single-axis | 180 | 0 | missing | 2 | 2.3 | greenfield | non-agrivoltaic | -0.39398
403680 | single | 63493 | CA | Lassen | 40.1503 | -120.1247 | 65811 | 20221005 | 4 | PSREC/SIAD Solar | 2018 | CISO | PV | c-si | single-axis | 180 | 0 | missing | 2.4 | 3.3 | greenfield | es | -0.41646
401575 | multi | 60226 | CA | Sacramento | 38.3432 | -121.1167 | 201447 | 20210312 | 4 | Rancho Seco Solar, LLC | 2016 | BANC | PV | thin-film | single-axis | 180 | 0 | missing | 10.88 | 12.5 | greenfield | non-agrivoltaic | -0.16417
401582 | multi | 60233 | CA | Kern | 34.8222 | -118.528 | 5147747 | 20211002 | 4 | RE Garland | 2016 | CISO | PV | c-si | single-axis | 180 | 0 | batteries | 180 | 245.6 | greenfield | non-agrivoltaic | -0.46801
401503 | single | 60093 | CA | Riverside | 33.6737 | -114.7381 | 2902531 | 20211022 | 2 | Blythe Solar 110, LLC | 2016 | CISO | PV | c-si | single-axis | 181 | 0 | batteries | 109.8 | 154 | greenfield | non-agrivoltaic | -0.35472
401502 | single | 60092 | CA | Riverside | 33.6842 | -114.7398 | 4087638 | 20211022 | 2 | Blythe Solar II, LLC | 2016 | CISO | PV | c-si | single-axis | 181 | 0 | batteries | 131.2 | 161.5 | greenfield | non-agrivoltaic | -0.64175
401602 | single | 60277 | CA | Kern | 35.211 | -119.3875 | 39783 | 20210814 | 4 | Castor Solar | 2016 | CISO | PV | c-si | fixed-tilt | 180 | 25 | batteries | 1.5 | 1.9 | greenfield | non-agrivoltaic | -0.46696
401741 | multi | 60490 | CA | Kern | 35.3151 | -118.8112 | 419694 | 20210603 | 4 | Redwood 4 Solar Farm | 2017 | CISO | PV | c-si | single-axis | 180 | 0 | missing | 20 | 26.5 | greenfield | non-agrivoltaic | -0.14108
401668 | single | 60389 | CA | Kern | 35.2052 | -118.0695 | 1763686 | 20220722 | 4 | RE Barren Ridge 1 | 2016 | LDWP | PV | c-si | single-axis | 180 | 0 | missing | 62 | 78 | greenfield | non-agrivoltaic | -0.54183
402150 | single | 61117 | CA | Kern | 35.3268 | -118.9788 | 111509 | 20210606 | 4 | Bakersfield PV 1 | 2017 | CISO | PV | c-si | single-axis | 180 | 0 | missing | 5.25 | 7 | greenfield | non-agrivoltaic | -0.14883
402007 | multi | 60869 | CA | Los Angeles | 34.5119 | -117.9164 | 167691 | 20210206 | 4 | Solar Star California, XLIV, LLC | 2016 | CISO | PV | c-si | single-axis | 180 | 0 | missing | 9.5 | 11.9 | greenfield | non-agrivoltaic | 0.024658
402209 | single | 61215 | CA | Los Angeles | 34.5974 | -117.9315 | 76700 | 20210206 | 4 | Green Beanworks C PV | 2018 | CISO | PV | c-si | single-axis | 180 | 0 | missing | 3 | 3.7 | greenfield | non-agrivoltaic | -0.45678
402210 | single | 61216 | CA | Los Angeles | 34.6551 | -118.0823 | 69654 | 20210112 | 4 | Green Beanworks D PV | 2018 | CISO | PV | c-si | single-axis | 180 | 0 | missing | 3 | 3.7 | greenfield | non-agrivoltaic | -0.3534
402790 | single | 62056 | CA | Los Angeles | 34.7435 | -117.9729 | 74404 | 20210206 | 4 | Lancaster | 2018 | CISO | PV | c-si | single-axis | 180 | 0 | missing | 3 | 3 | greenfield | non-agrivoltaic | -0.62457
401498 | multi | 60085 | CA | Los Angeles | 34.7478 | -117.9731 | 62822 | 20210206 | 4 | AVS Lancaster 1 | 2016 | CISO | PV | c-si | fixed-tilt | 180 | 20 | missing | 3.7 | 5 | greenfield | non-agrivoltaic | 0.20742
401947 | multi | 60790 | CA | San Bernardino | 34.0385 | -117.5658 | 45551 | 20221017 | 4 | PVN Milliken, LLC | 2017 | CISO | PV | c-si | fixed-tilt | 180 | 22 | missing | 3 | 3.2 | landfill | non-agrivoltaic | 0.009541
402149 | single | 61116 | CA | Kern | 35.7592 | -119.3484 | 20734 | 20210814 | 4 | Delano Land 1 | 2017 | CISO | PV | c-si | single-axis | 180 | 0 | missing | 1 | 1.3 | greenfield | non-agrivoltaic | -0.15042
402151 | single | 61118 | CA | Kern | 35.33 | -118.9932 | 17202 | 20210606 | 4 | Bakersfield Industrial PV 1 | 2017 | CISO | PV | c-si | fixed-tilt | 180 | 20 | missing | 1 | 1.5 | greenfield | non-agrivoltaic | 0.36861
402285 | single | 61339 | CA | Los Angeles | 34.6881 | -117.9897 | 61562 | 20210206 | 4 | Green Beanworks B PV | 2018 | CISO | PV | c-si | single-axis | 180 | 0 | missing | 3 | 3.7 | greenfield | non-agrivoltaic | -0.20546
402495 | single | 61621 | CA | Kern | 35.5909 | -119.4048 | 36274 | 20210814 | 4 | CDCR (CA)-Wasco State Prison | 2013 | CISO | PV | c-si | single-axis | 180 | 0 | missing | 1.5 | 1.9 | greenfield | non-agrivoltaic | -0.36907
402622 | single | 61824 | CA | San Bernardino | 34.112 | -117.2734 | 51904 | 20220226 | 4 | Target Shafter | 2018 | CISO | PV | c-si | single-axis | 180 | 0 | missing | 3 | 3.8 | greenfield | non-agrivoltaic | 0.072305
401562 | single | 60193 | CA | Alameda | 37.692 | -121.7174 | 43919 | 20221007 | 4 | Whitethorn Solar, LLC | 2016 | CISO | PV | c-si | fixed-tilt | 180 | 15 | missing | 3.3 | 3.9 | greenfield | non-agrivoltaic | 0.40254
402669 | single | 61894 | CA | Fresno | 36.6206 | -119.668 | 30334 | 20220309 | 4 | National Raisin | 2015 | CISO | PV | c-si | fixed-tilt,single-axis | 202 | 2 | missing | 2.5 | 3.3 | greenfield | non-agrivoltaic | 0.82605
402335 | single | 61419 | CA | Los Angeles | 34.6156 | -117.9366 | 68898 | 20211009 | 4 | One Ten Partners PV | 2017 | CISO | PV | c-si | single-axis | 180 | 0 | missing | 2 | 2.7 | greenfield | non-agrivoltaic | -0.64855
401640 | multi | 60336 | CA | Imperial | 33.1656 | -115.5493 | 1014053 | 20210117 | 4 | Midway Solar Farm I | 2018 | IID | PV | thin-film | single-axis | 180 | 0 | missing | 50 | 66.6 | greenfield | non-agrivoltaic | -0.087347
401587 | single | 60242 | CA | Kern | 35.1278 | -119.2493 | 220387 | 20190815 | 4 | Algonquin SKIC 10 Solar, LLC | 2017 | CISO | PV | c-si | single-axis | 180 | 0 | missing | 10 | 11.9 | greenfield | non-agrivoltaic | -0.33483
401497 | single | 60083 | CA | Fresno | 36.6169 | -120.1051 | 69287 | 20210525 | 4 | Fresno Solar | 2015 | CISO | PV | c-si | single-axis | 180 | 0 | missing | 3 | 3.2 | greenfield | non-agrivoltaic | -0.50033
401535 | single | 60142 | CA | Kings | 36.2573 | -119.7974 | 42208 | 20210625 | 4 | Lemoore 1 | 2016 | CISO | PV | c-si | single-axis | 180 | 0 | missing | 1.5 | 2 | greenfield | non-agrivoltaic | -0.47492
401593 | single | 60255 | CA | Los Angeles | 34.1084 | -117.7851 | 20750 | 20221103 | 4 | Weymouth Solar Plant | 2016 | CISO | PV | c-si | single-axis | 180 | 0 | batteries | 3 | 3.3 | greenfield | non-agrivoltaic | 1.8906
401601 | single | 60275 | CA | Kings | 36.2178 | -119.9068 | 49784 | 20210703 | 4 | Westside Solar Power PV1 | 2016 | CISO | PV | c-si | single-axis | 180 | 0 | batteries | 2 | 2.5 | greenfield | non-agrivoltaic | -0.4149
401687 | multi | 60412 | CA | Inyo | 36.2648 | -117.9955 | 51897 | 20220212 | 4 | Munro Valley Solar | 2016 | CISO | PV | c-si | fixed-tilt | 180 | 25 | missing | 4 | 6.8 | greenfield | non-agrivoltaic | 1.2972
401696 | multi | 60426 | CA | Riverside | 33.5363 | -117.197 | 91312 | 20210621 | 4 | RCWD PV Project | 2016 | CISO | PV | c-si | single-axis | 180 | 0 | missing | 3.9 | 5 | greenfield | non-agrivoltaic | -0.31871
401754 | single | 60509 | CA | San Diego | 33.2497 | -117.0218 | 57927 | 20210406 | 4 | Valley Center | 2016 | CISO | PV | c-si | single-axis | 180 | 0 | missing | 2.3 | 3 | greenfield | non-agrivoltaic | -0.38158
401761 | single | 60516 | CA | San Diego | 33.2694 | -117.0577 | 87943 | 20210406 | 4 | Granger | 2016 | CISO | PV | c-si | single-axis | 180 | 0 | missing | 3 | 3.9 | greenfield | non-agrivoltaic | -0.53926
401912 | single | 60744 | CA | Imperial | 32.7934 | -115.7815 | 91830 | 20210611 | 4 | SEPV Imperial Dixieland West | 2016 | IID | PV | c-si | single-axis | 180 | 0 | missing | 2.9 | 4 | greenfield | non-agrivoltaic | -0.55596
401913 | multi | 60745 | CA | Imperial | 32.7934 | -115.7728 | 70589 | 20210611 | 4 | SEPV Imperial Dixieland East | 2016 | IID | PV | c-si | single-axis | 180 | 0 | missing | 1.9 | 2.7 | greenfield | non-agrivoltaic | -0.66844
401948 | single | 60791 | CA | Riverside | 33.5572 | -116.6422 | 60787 | 20210322 | 4 | SunAnza | 2020 | CISO | PV | c-si | fixed-tilt | 180 | 27 | missing | 3.4 | 4.6 | greenfield | non-agrivoltaic | 0.12446
402088 | single | 60995 | CA | San Diego | 33.0193 | -116.8602 | 50130 | 20210613 | 4 | Ramona Solar Energy | 2017 | CISO | PV | c-si | fixed-tilt | 180 | 20 | missing | 3.7 | 4.9 | greenfield | non-agrivoltaic | 0.59208
402148 | single | 61115 | CA | San Joaquin | 37.8402 | -121.2152 | 15105 | 20210521 | 4 | Manteca Land PV | 2017 | CISO | PV | c-si | fixed-tilt | 180 | 20 | missing | 1 | 1.3 | greenfield | non-agrivoltaic | 0.34462
402206 | single | 61209 | CA | Sacramento | 38.4362 | -121.4663 | 74463 | 20210304 | 4 | Sacramento Regional County Sanitation PV | 2017 | BANC | PV | c-si | single-axis | 180 | 0 | missing | 3.5 | 4.2 | greenfield | non-agrivoltaic | -0.28382
402334 | single | 61418 | CA | Imperial | 33.0437 | -115.6277 | 47624 | 20210117 | 4 | Valencia 1 Solar CA | 2017 | IID | PV | c-si | fixed-tilt | 180 | 20 | missing | 3 | 4 | greenfield | non-agrivoltaic | 0.30066
402336 | single | 61420 | CA | Merced | 36.9894 | -120.8783 | 73205 | 20210618 | 4 | Merced 1 PV | 2018 | CISO | PV | c-si | single-axis | 180 | 0 | missing | 3 | 4.1 | greenfield | non-agrivoltaic | -0.29223
402337 | single | 61421 | CA | Madera | 37.0563 | -120.1673 | 41495 | 20210822 | 4 | Madera 1 PV | 2017 | CISO | PV | c-si | single-axis | 180 | 0 | missing | 1.5 | 2.1 | greenfield | non-agrivoltaic | -0.40661
402482 | single | 61607 | CA | San Luis Obispo | 35.3196 | -120.691 | 62128 | 20210723 | 4 | Stenner Creek Solar | 2018 | CISO | PV | c-si | single-axis | 180 | 0 | missing | 4.5 | 5.6 | greenfield | grazing | 0.43087
402493 | single | 61619 | CA | Solano | 38.3255 | -121.9827 | 23533 | 20210715 | 4 | CDCR (CA)-Solano State Prison | 2013 | CISO | PV | c-si | single-axis | 180 | 0 | missing | 1.1 | 1.4 | greenfield | non-agrivoltaic | -0.21843
402494 | multi | 61620 | CA | Kings | 36.0645 | -119.5605 | 46544 | 20210404 | 4 | CDCR (CA)-Corcoran State Prison | 2013 | CISO | PV | c-si | single-axis | 180 | 0 | missing | 5 | 5.9 | greenfield | non-agrivoltaic | 1.2068
402532 | single | 61683 | CA | Imperial | 32.7904 | -115.8633 | 20476 | 20210611 | 4 | USG 2 | 2015 | IID | PV | c-si | fixed-tilt | 180 | 25 | missing | 1 | 1.1 | greenfield | non-agrivoltaic | -0.34063
402536 | single | 61692 | CA | Imperial | 32.832 | -115.5063 | 58947 | 20210624 | 4 | IVC Solar | 2016 | IID | PV | c-si | single-axis | 180 | 0 | missing | 3 | 3.3 | greenfield | non-agrivoltaic | -0.29274
402600 | single | 61792 | CA | Sonoma | 38.1948 | -122.6632 | 16490 | 20210326 | 4 | Lavio Solar | 2018 | CISO | PV | c-si | fixed-tilt | 180 | 25 | missing | 1 | 1.3 | greenfield | non-agrivoltaic | 0.19146
402740 | single | 61989 | CA | Madera | 36.9163 | -119.9716 | 103723 | 20220930 | 4 | Pacific Ethanol Madera Solar Array | 2018 | CISO | PV | c-si | single-axis | 180 | 0 | missing | 3.9 | 5 | greenfield | non-agrivoltaic | -0.45752
403145 | single | 62689 | CA | Santa Clara | 37.2869 | -121.8141 | 21370 | 20200807 | 4 | Hellyer Solar Farm | 2017 | CISO | PV | c-si | fixed-tilt | 180 | 10 | missing | 2.2 | 2.7 | greenfield | non-agrivoltaic | 1.198
401627 | multi | 60315 | CA | Imperial | 33.1584 | -115.5319 | 1021608 | 20210117 | 4 | Midway Solar Farm III | 2018 | IID | PV | thin-film | single-axis | 180 | 0 | missing | 20 | 26 | greenfield | non-agrivoltaic | -0.93962
402786 | multi | 62052 | CA | Imperial | 33.1864 | -115.4289 | 544812 | 20220309 | 4 | Citizens Imperial Solar | 2019 | IID | PV | c-si | single-axis | 180 | 0 | missing | 30 | 39 | greenfield | non-agrivoltaic | 0.037804
402750 | multi | 62004 | CA | Los Angeles | 34.7222 | -118.2808 | 1528490 | 20210206 | 4 | San Pablo Raceway | 2019 | CISO | PV | c-si | single-axis | 180 | 0 | missing | 100 | 132 | greenfield | non-agrivoltaic | 0.35084
402233 | single | 61265 | CA | Los Angeles | 34.737 | -118.304 | 435161 | 20210206 | 4 | Antelope DSR 3 | 2019 | CISO | PV | c-si | single-axis | 180 | 0 | missing | 20 | 25 | greenfield | non-agrivoltaic | -0.26165
402370 | multi | 61463 | CA | Santa Barbara | 34.7451 | -120.5102 | 383598 | 20210519 | 4 | Vandenberg Solar Project | 2017 | CISO | PV | c-si | single-axis | 180 | 0 | missing | 20.6 | 28.2 | greenfield | non-agrivoltaic | 0.078696
401606 | single | 60281 | CA | Los Angeles | 34.7057 | -118.3015 | 56759 | 20210206 | 4 | Central Antelope Dry Ranch B, LLC | 2017 | CISO | PV | c-si | single-axis | 180 | 0 | batteries | 3 | 3.8 | greenfield | non-agrivoltaic | -0.060379
403143 | single | 62687 | CA | Napa | 38.1607 | -122.2139 | 57332 | 20220407 | 4 | American Canyon Solar | 2019 | CISO | PV | c-si | single-axis | 180 | 0 | missing | 3 | 3.9 | greenfield | non-agrivoltaic | -0.037619
401973 | single | 60824 | CA | Riverside | 33.7178 | -116.1983 | 13519 | 20210613 | 4 | Valley Sanitary District WTP Solar | 2016 | LDWP | PV | c-si | fixed-tilt | 180 | 20 | missing | 1 | 1.1 | greenfield | non-agrivoltaic | 0.24509
401667 | multi | 60386 | CA | Kern | 34.8211 | -118.4976 | 863794 | 20211002 | 4 | RE Garland A | 2016 | CISO | PV | c-si | single-axis | 180 | 0 | missing | 20 | 26.5 | greenfield | non-agrivoltaic | -0.82884
401738 | multi | 60485 | CA | San Bernardino | 34.9041 | -117.1031 | 550484 | 20220508 | 4 | Longboat Solar, LLC | 2016 | CISO | PV | c-si | single-axis | 181 | 0 | missing | 20 | 26 | greenfield | non-agrivoltaic | -0.47815
402099 | multi | 61013 | CA | Contra Costa | 37.9452 | -122.3785 | 166053 | 20220930 | 4 | Marin Clean Energy Solar One | 2017 | CISO | PV | c-si | single-axis | 180 | 15 | missing | 10.5 | 13 | landfill | non-agrivoltaic | 0.17984
402531 | multi | 61682 | CA | Imperial | 32.7932 | -115.8574 | 19259 | 20210611 | 4 | USG 1 | 2014 | IID | PV | c-si | single-axis | 180 | 0 | missing | 1 | 1.2 | greenfield | non-agrivoltaic | -0.15874
401556 | multi | 60186 | CA | Los Angeles | 34.6564 | -118.2818 | 1024252 | 20210206 | 4 | Antelope DSR 1 | 2016 | CISO | PV | c-si | single-axis | 180 | 0 | missing | 50 | 62.1 | greenfield | non-agrivoltaic | -0.19429
401731 | multi | 60475 | CA | Los Angeles | 34.6808 | -118.3189 | 375767 | 20210206 | 2 | Bayshore Solar C, LLC | 2017 | CISO | PV | c-si | single-axis | 180 | 0 | missing | 20 | 25 | greenfield | non-agrivoltaic | -0.069267
402232 | multi | 61264 | CA | Los Angeles | 34.7421 | -118.3025 | 2173603 | 20210206 | 4 | Antelope Expansion 2 | 2018 | CISO | PV | c-si | single-axis | 180 | 0 | missing | 105 | 130 | greenfield | non-agrivoltaic | -0.21168
401742 | multi | 60491 | CA | Kern | 35.2833 | -118.0105 | 2150141 | 20210825 | 2 | Springbok 3 Solar Farm Hybrid | 2019 | LDWP | PV | c-si | single-axis | 179 | 0 | batteries | 90 | 119.6 | greenfield | non-agrivoltaic | -0.30033
401936 | multi | 60777 | CA | Kings | 36.2494 | -119.9003 | 2474556 | 20210703 | 4 | American Kings Solar, LLC | 2020 | CISO | PV | thin-film | single-axis | 180 | 0 | missing | 128 | 172.3 | greenfield | non-agrivoltaic | -0.003633
402599 | single | 61791 | CA | Sonoma | 38.2167 | -122.5428 | 13285 | 20210326 | 4 | Stage Gulch Solar | 2018 | CISO | PV | c-si | fixed-tilt | 180 | 25 | missing | 0.8 | 1.1 | greenfield | non-agrivoltaic | 0.27544
402632 | multi | 61834 | CA | Riverside | 33.7702 | -116.9042 | 29716 | 20200609 | 4 | Soboba Community Solar Project | 2017 | CISO | PV | c-si | fixed-tilt | 200 | 25 | missing | 1.7 | 2.6 | greenfield | non-agrivoltaic | 0.37487
403008 | multi | 62463 | CA | Fresno | 36.7164 | -120.3919 | 1018771 | 20210430 | 4 | Little Bear 3 | 2020 | CISO | PV | thin-film | single-axis | 180 | 0 | missing | 20 | 27.5 | greenfield | non-agrivoltaic | -0.90692
403009 | single | 62464 | CA | Fresno | 36.709 | -120.4144 | 1128758 | 20210430 | 4 | Little Bear 4 | 2020 | CISO | PV | thin-film | single-axis | 180 | 0 | missing | 50 | 65.3 | greenfield | non-agrivoltaic | -0.25316
403010 | single | 62465 | CA | Fresno | 36.7091 | -120.3966 | 1128450 | 20210430 | 4 | Little Bear 5 | 2020 | CISO | PV | thin-film | single-axis | 180 | 0 | missing | 50 | 68.9 | greenfield | non-agrivoltaic | -0.18523
403060 | multi | 62547 | CA | Kings | 36.2046 | -119.9177 | 6584589 | 20210703 | 4 | Aquamarine | 2021 | CISO | PV | c-si | single-axis | 180 | -9999 | missing | 250 | 325 | greenfield | non-agrivoltaic | -0.4331
403315 | multi | 62988 | CA | Sacramento | 38.7046 | -121.4778 | 211374 | 20210304 | 4 | Wildflower Solar 1 | 2020 | BANC | PV | c-si | single-axis | 180 | 0 | missing | 13.7 | 16.5 | greenfield | es | 0.17502
403384 | single | 63078 | CA | Kern | 35.2137 | -119.3951 | 60114 | 20210814 | 4 | Eagle Creek | 2019 | CISO | PV | c-si | single-axis | 180 | 0 | missing | 3 | 4.1 | greenfield | non-agrivoltaic | -0.033814
403627 | multi | 63416 | CA | Tehama | 40.1222 | -122.1894 | 132592 | 20210905 | 4 | Sierra Pacific Industries (2042-RD) | 2020 | CISO | PV | c-si | fixed-tilt | 181 | 25 | missing | 8.4 | 10.2 | greenfield | non-agrivoltaic | 0.15101
403657 | single | 63455 | CA | Tulare | 36.3536 | -119.4007 | 21156 | 20210801 | 4 | RE-VFO, LLC | 2009 | CISO | PV | c-si | single-axis | 180 | 0 | missing | 1 | 1.2 | greenfield | non-agrivoltaic | -0.27711
403693 | single | 63514 | CA | Fresno | 36.585 | -119.4701 | 28185 | 20210801 | 4 | Moonlight Packing-Phase 2 | 2019 | CISO | PV | c-si | fixed-tilt | 180 | 20 | missing | 1.4 | 1.8 | greenfield | non-agrivoltaic | -0.12574
403715 | multi | 63545 | CA | Kern | 35.6094 | -119.7013 | 741030 | 20210625 | 4 | Chevron-Lost Hills Hybrid | 2020 | CISO | PV | c-si | single-axis | 179 | 0 | missing | 29 | 34 | greenfield | non-agrivoltaic | -0.50674
403821 | multi | 63761 | CA | Napa | 38.2375 | -122.2756 | 48581 | 20210710 | 4 | Soscol Ferry Solar | 2020 | CISO | PV | c-si | single-axis | 180 | 0 | missing | 2 | 2.8 | greenfield | non-agrivoltaic | -0.25771
403867 | multi | 63859 | CA | Kern | 34.8301 | -118.371 | 3986939 | 20210206 | 2 | Golden Field Solar III, LLC | 2020 | CISO | PV | c-si | single-axis | 180 | 0 | missing | 192 | 240 | greenfield | non-agrivoltaic | -0.20346
403891 | single | 63932 | CA | Imperial | 33.1015 | -116.0003 | 1502086 | 20210608 | 4 | Titan Solar 1 (CA) | 2020 | CISO | PV | c-si | single-axis | 180 | 0 | missing | 75 | 98 | greenfield | non-agrivoltaic | -0.096559
403898 | multi | 63940 | CA | Stanislaus | 37.2486 | -121.1087 | 668157 | 20210809 | 4 | Central 40 | 2021 | CISO | PV | c-si | single-axis | 180 | -9999 | missing | 40 | 50.3 | greenfield | non-agrivoltaic | 0.11614
403903 | single | 63947 | CA | Madera | 37.0876 | -120.1504 | 59617 | 20210822 | 4 | DGS Valley State Prison | 2021 | CISO | PV | missing | single-axis | 180 | -9999 | missing | 2.3 | 2.6 | greenfield | non-agrivoltaic | -0.55484
403937 | single | 63993 | CA | Tulare | 36.5473 | -119.4313 | 16233 | 20210801 | 4 | FTF-PackingShed | 2013 | CISO | PV | c-si | fixed-tilt | 180 | 25 | missing | 1 | 1.1 | greenfield | non-agrivoltaic | -0.043188
403938 | single | 63994 | CA | Fresno | 36.7347 | -120.6147 | 14322 | 20210506 | 4 | Firebaugh-CCS-PV-1 | 2015 | CISO | PV | c-si | fixed-tilt | 180 | 25 | batteries | 1 | 1.2 | greenfield | non-agrivoltaic | 0.29631
403979 | single | 64055 | CA | Madera | 36.8256 | -120.3184 | 97215 | 20210822 | 4 | Wonderful Orchards-New Columbia | 2020 | CISO | PV | c-si | fixed-tilt | 180 | 37 | missing | 5 | 5.7 | greenfield | non-agrivoltaic | -0.23659
404067 | single | 64220 | CA | Kern | 35.7344 | -119.7323 | 133457 | 20210625 | 4 | Wonderful Orchards-Westside | 2021 | CISO | PV | missing | single-axis | 180 | -9999 | missing | 5 | 6.9 | greenfield | non-agrivoltaic | -0.38343
404068 | single | 64221 | CA | Kern | 35.5012 | -119.7487 | 121538 | 20210625 | 4 | Wonderful Orchards-Belridge | 2020 | CISO | PV | missing | single-axis | 180 | -9999 | missing | 5 | 6.8 | greenfield | non-agrivoltaic | -0.29344
404093 | single | 64264 | CA | Los Angeles | 34.1315 | -118.7012 | 55226 | 20210626 | 4 | Las Virgenes | 2020 | LDWP | PV | c-si | single-axis | 177 | 10 | missing | 3 | 4 | greenfield | non-agrivoltaic | 0.055707
404096 | single | 64267 | CA | Imperial | 32.9107 | -115.5123 | 46493 | 20210624 | 4 | Valencia 2 | 2020 | IID | PV | c-si | fixed-tilt | 180 | 0 | batteries | 3 | 4.2 | greenfield | non-agrivoltaic | 0.43508
404125 | multi | 64308 | CA | Sonoma | 38.5837 | -122.8645 | 32693 | 20210416 | 4 | Dissigno Healdsburg FPV, LLC | 2020 | CISO | PV | c-si | fixed-tilt | 192 | 83 | missing | 3 | 4.4 | greenfield | non-agrivoltaic | 1.3726
404154 | single | 64376 | CA | Fresno | 36.6481 | -120.2463 | 21515 | 20210614 | 4 | Tranquillity ID | 2018 | CISO | PV | c-si | single-axis | 180 | 0 | batteries | 1.3 | 1.6 | greenfield | non-agrivoltaic | 0.096782
404162 | single | 64391 | CA | San Luis Obispo | 35.596 | -120.6895 | 30594 | 20210723 | 4 | Firestone Walker Brewery-Phase 1 | 2020 | CISO | PV | c-si | single-axis | 180 | 0 | missing | 1.6 | 2.4 | greenfield | non-agrivoltaic | 0.18318
404166 | multi | 64397 | CA | Riverside | 33.7981 | -117.0167 | 48657 | 20201218 | 4 | EMWD-San Jacinto RWRF NEM | 2021 | CISO | PV | missing | single-axis | 180 | -9999 | missing | 1.3 | 1.6 | greenfield | non-agrivoltaic | -0.78214
404167 | multi | 64398 | CA | Riverside | 33.6961 | -117.2184 | 49336 | 20210621 | 4 | EMWD-Sun City RWRF | 2021 | CISO | PV | missing | single-axis | 180 | -9999 | missing | 1.6 | 1.8 | greenfield | non-agrivoltaic | -0.70583
404170 | single | 64402 | CA | El Dorado | 38.6985 | -120.8307 | 10325 | 20210419 | 4 | El Dorado County | 2021 | CISO | PV | missing | fixed-tilt | 180 | -9999 | missing | 1.5 | 1.9 | greenfield | non-agrivoltaic | 2.4199
404194 | single | 64438 | CA | San Diego | 33.2107 | -117.1768 | 12336 | 20210621 | 4 | Vallecitos Water District | 2021 | CISO | PV | missing | fixed-tilt | 180 | -9999 | missing | 1.4 | 2.1 | greenfield | non-agrivoltaic | 2.1278
404196 | single | 64441 | CA | Imperial | 32.8853 | -115.5372 | 54423 | 20210619 | 4 | Valencia 3 | 2021 | IID | PV | missing | single-axis | 180 | -9999 | missing | 3 | 4.2 | greenfield | non-agrivoltaic | 0.15622
403259 | single | 62902 | CA | Sonoma | 38.5391 | -122.8151 | 15838 | 20220501 | 4 | Windsor Floating Solar | 2020 | CISO | PV | c-si | fixed-tilt | 180 | 12 | missing | 1.5 | 1.8 | greenfield | non-agrivoltaic | 0.92898
404237 | single | 64518 | CA | San Bernardino | 33.9475 | -117.6397 | 22786 | 20221026 | 4 | CA Institute for Women | 2020 | CISO | PV | c-si | single-axis | 180 | 0 | missing | 1 | 1.3 | greenfield | non-agrivoltaic | -0.27009
404238 | single | 64519 | CA | Imperial | 32.8255 | -115.7753 | 171492 | 20210611 | 4 | Centinela State Prison | 2019 | IID | PV | c-si | single-axis | 180 | 52 | missing | 6 | 8.2 | greenfield | non-agrivoltaic | -0.46577
404239 | single | 64521 | CA | Imperial | 33.1665 | -115.4956 | 168871 | 20210117 | 4 | Calipatria State Prison | 2019 | IID | PV | c-si | single-axis | 180 | 52 | missing | 6 | 8.2 | greenfield | non-agrivoltaic | -0.45005
404241 | multi | 64523 | CA | San Luis Obispo | 35.4706 | -120.6349 | 23468 | 20210723 | 4 | Atascadero State Hospital | 2020 | CISO | PV | c-si | single-axis | 180 | 0 | missing | 1.1 | 1.4 | greenfield | non-agrivoltaic | -0.21495
404322 | multi | 64700 | CA | El Dorado | 38.6383 | -121.0561 | 38451 | 20210304 | 4 | El Dorado Solar, LLC | 2021 | CISO | PV | missing | fixed-tilt | 180 | -9999 | missing | 1.5 | 1.9 | greenfield | non-agrivoltaic | -0.43193
404416 | single | 65089 | CA | San Joaquin | 38.0421 | -120.9361 | 91922 | 20210427 | 4 | Foothill Sanitary Landfill-Solar Array | 2021 | PACW | PV | missing | single-axis | 180 | -9999 | missing | 3.5 | 5.3 | landfill | non-agrivoltaic | -0.25726
404443 | single | 65277 | CA | Kern | 35.5758 | -119.7866 | 31971 | 20210625 | 4 | Wonderful Huller & Shellling | 2021 | CISO | PV | missing | single-axis | 180 | -9999 | batteries | 1.5 | 2 | greenfield | non-agrivoltaic | -0.15347
401580 | multi | 60231 | CA | San Diego | 33.2123 | -117.3019 | 25951 | 20220217 | 4 | Genentech-Oceanside Hybrid | 2016 | CISO | PV | c-si | single-axis | 180 | 0 | batteries | 4.5 | 4.8 | greenfield | non-agrivoltaic | 2.4399
402756 | multi | 62015 | CA | Kings | 36.2035 | -119.9006 | 4353573 | 20210703 | 4 | Mustang Two | 2020 | CISO | PV | c-si | single-axis | 179 | 0 | missing | 150 | 211 | PCSC | grazing | -0.45199
403822 | multi | 63762 | CA | Marin | 38.156 | -122.566 | 37218 | 20221019 | 4 | Silveira Ranch Road Solar | 2021 | CISO | PV | missing | fixed-tilt | 180 | -9999 | missing | 3 | 3.6 | greenfield | non-agrivoltaic | 0.57049
402874 | multi | 62177 | CA | Riverside | 33.7956 | -115.3715 | 3949988 | 20221016 | 4 | Desert Harvest, LLC | 2020 | CISO | PV | thin-film | single-axis | 180 | 0 | missing | 80 | 113.8 | greenfield | non-agrivoltaic | -0.86843
404004 | multi | 64103 | CA | Riverside | 33.7944 | -115.3424 | 3428132 | 20221031 | 4 | Desert Harvest II, LLC | 2020 | CISO | PV | thin-film | single-axis | 180 | 0 | batteries | 70 | 99.6 | greenfield | non-agrivoltaic | -0.86327
404481 | single | 65168 | CA | Madera | 37.1097 | -120.2983 | 18849 | 20210707 | 4 | Five H Farms Solar Array | 2021 | CISO | PV | missing | fixed-tilt | 180 | -9999 | missing | 1.1 | 1.1 | greenfield | non-agrivoltaic | -0.2424
400043 | multi | 56862 | CA | Los Angeles | 34.5644 | -117.6945 | 50943 | 20210205 | 4 | Bolthouse S&P and Rowen Farms Solar | 2008 | CISO | PV | c-si | single-axis | 180 | 0 | missing | 1.2 | 1.8 | greenfield | non-agrivoltaic | -0.73022
400340 | multi | 57970 | CA | Butte | 39.6516 | -121.65 | 21320 | 20220706 | 4 | Butte College Main Campus Solar | 2011 | CISO | PV | c-si | fixed-tilt | 195 | 18 | missing | 3.6 | 5 | greenfield | non-agrivoltaic | 3.4899
404496 | multi | 10444 | CA | San Bernardino | 35.0277 | -117.3563 | 1548154 | 20231112 | 4 | Lockhart Solar PV, LLC | 2023 | CISO | PV | missing | single-axis | 180 | -9999 | missing | 85 | 100.4 | greenfield | non-agrivoltaic | -0.10484
405004 | multi | 66699 | CA | San | 35.0422 | -117.3492 | 2214883 | 20230905 | 1 | Lockhart Solar PV II | 2023 | CISO | PV | missing | single-axis | 180 | -9999 | missing | 75 | 84.4 | greenfield | non-agrivoltaic | -0.67148
404494 | multi | 10437 | CA | San Bernardino | 34.8589 | -116.8143 | 431633 | 20230705 | 2 | Sunray 2 | 2017 | CISO | PV | c-si | single-axis | 180 | 0 | missing | 20 | 26.9 | greenfield | non-agrivoltaic | -0.15844
404495 | multi | 10438 | CA | San Bernardino | 34.8628 | -116.8312 | 795053 | 20230802 | 2 | Sunray 3 | 1985 | CISO | PV | c-si | single-axis | 180 | 0 | missing | 13.8 | 17.2 | greenfield | non-agrivoltaic | -1.0205
404542 | multi | 61446 | CA | Kern | 34.8291 | -118.5686 | 892210 | 20230918 | 2 | RE Gaskell West 2, LLC | 2023 | CISO | PV | missing | single-axis | 180 | -9999 | missing | 45 | 45 | greenfield | non-agrivoltaic | -0.41024
404543 | single | 61447 | CA | Kern | 34.8258 | -118.5821 | 1024295 | 20230918 | 2 | RE Gaskell West 3, LLC | 2023 | CISO | PV | missing | single-axis | 180 | -9999 | missing | 20 | 20 | greenfield | non-agrivoltaic | -1.0651
400115 | multi | 57295 | CA | Los Angeles | 34.7965 | -118.5101 | 1379960 | 20211002 | 4 | Alpine Solar | 2013 | CISO | PV | thin-film | fixed-tilt | 180 | 25 | missing | 66 | 86.4 | greenfield | non-agrivoltaic | -0.15232
402356 | multi | 61445 | CA | Kern | 34.8369 | -118.5501 | 689009 | 20211002 | 4 | Gaskell West 1 Solar Facility | 2018 | CISO | PV | c-si | single-axis | 180 | 0 | missing | 20 | 28 | greenfield | non-agrivoltaic | -0.61784
404709 | multi | 64630 | CA | Kern | 34.8737 | -118.3537 | 1760494 | 20231009 | 4 | Rabbitbrush Solar, LLC | 2022 | CISO | PV | thin-film | single-axis | 180 | -9999 | batteries | 100 | 125.1 | greenfield | non-agrivoltaic | 0.02669
404544 | single | 61448 | CA | Kern | 34.8438 | -118.5301 | 413074 | 20230918 | 2 | RE Gaskell West 4, LLC | 2023 | CISO | PV | missing | single-axis | 180 | -9999 | missing | 20 | 20 | greenfield | non-agrivoltaic | -0.45302
404545 | single | 61449 | CA | Kern | 34.8459 | -118.5434 | 84711 | 20230918 | 2 | RE Gaskell West 5, LLC | 2018 | CISO | PV | missing | single-axis | 180 | -9999 | missing | 20 | 20 | greenfield | non-agrivoltaic | 3.5232
405002 | multi | 66667 | CA | Kern | 34.8362 | -118.1477 | 24842 | 20231017 | 4 | City of Rosamond (CA) | 2023 | CISO | PV | missing | single-axis | 180 | -9999 | missing | 1 | 1 | greenfield | non-agrivoltaic | -0.62597
400511 | multi | 58388 | CA | Los Angeles | 34.8142 | -118.389 | 5820081 | 20210206 | 4 | Solar Star 1 | 2015 | CISO | PV | c-si | single-axis | 180 | 0 | missing | 314.4 | 397.9 | greenfield | non-agrivoltaic | -0.030365
402927 | multi | 62288 | CA | Kern | 34.9104 | -118.3918 | 1833134 | 20211123 | 4 | Valentine Solar, LLC | 2019 | CISO | PV | thin-film | single-axis | 180 | 0 | missing | 111.2 | 135 | greenfield | non-agrivoltaic | 0.081452
404762 | multi | 64993 | CA | Kern | 34.9154 | -118.3552 | 3711258 | 20211123 | 4 | BigBeau Solar, LLC | 2022 | CISO | PV | c-si | single-axis | 180 | -9999 | batteries | 128 | 164.3 | greenfield | non-agrivoltaic | -0.54087
400512 | multi | 58389 | CA | Kern | 34.8297 | -118.4412 | 5326092 | 20210206 | 4 | Solar Star 2 | 2015 | CISO | PV | c-si | single-axis | 180 | 0 | missing | 279.5 | 349.5 | greenfield | non-agrivoltaic | -0.088551
401632 | multi | 60324 | CA | Kern | 34.8259 | -118.332 | 2455254 | 20210206 | 4 | Willow Spring Solar, LLC | 2019 | CISO | PV | thin-film | single-axis | 180 | -9999 | missing | 100 | 125.7 | greenfield | non-agrivoltaic | -0.39414
402297 | multi | 61353 | CA | Imperial | 32.6604 | -115.6299 | 4075716 | 20210619 | 2 | Mount Signal Solar Farm II | 2020 | CISO | PV | thin-film | single-axis | 180 | 0 | missing | 153.5 | 199.6 | greenfield | non-agrivoltaic | -0.44125
402201 | multi | 61202 | CA | Imperial | 32.6683 | -115.5597 | 6389507 | 20210619 | 2 | Mount Signal Solar Farm V | 2018 | CISO | PV | thin-film | single-axis | 180 | 0 | missing | 252.3 | 328.1 | greenfield | non-agrivoltaic | -0.39089
404597 | single | 63189 | CA | Contra Costa | 38.0251 | -122.2745 | 17144 | 20230818 | 4 | Bio-Rad | 2020 | CISO | PV | c-si | fixed-tilt | 180 | -9999 | missing | 2.4 | 2.5 | greenfield | non-agrivoltaic | 1.6107
404684 | multi | 64471 | CA | Contra Costa | 37.8471 | -121.6168 | 146625 | 20230301 | 4 | Byron Highway Solar | 2021 | CISO | PV | c-si | single-axis | 180 | -9999 | missing | 5 | 7 | greenfield | non-agrivoltaic | -0.46736
404851 | multi | 65510 | CA | Tuolumne | 37.883 | -120.4554 | 50678 | 20230810 | 4 | Sierra Pacific Chinese Camp | 2023 | CISO | PV | c-si | fixed-tilt | 175 | -9999 | missing | 3.6 | 3.6 | greenfield | non-agrivoltaic | 0.026211
404511 | single | 58419 | CA | San Bernardino | 34.4978 | -117.4723 | 41336 | 20220306 | 2 | Victor Dry Farm Ranch B | 2015 | CISO | PV | c-si | fixed-tilt | 193 | 15 | missing | 5 | 5.6 | greenfield | non-agrivoltaic | 1.3914
400523 | multi | 58418 | CA | San Bernardino | 34.4976 | -117.4707 | 65710 | 20220306 | 2 | Victor Dry Farm Ranch A | 2015 | CISO | PV | c-si | fixed-tilt | 193 | 15 | missing | 5 | 6 | greenfield | non-agrivoltaic | 0.45571
404854 | multi | 65523 | CA | San Luis Obispo | 35.3216 | -120.6922 | 31478 | 20230703 | 4 | CA-DGS-California Men's Colony | 2022 | CISO | PV | missing | fixed-tilt | 180 | -9999 | missing | 2.2 | 2.2 | greenfield | non-agrivoltaic | 0.001923
404520 | single | 59219 | CA | Tulare | 36.094 | -119.0375 | 12553 | 20210815 | 4 | Porterville 6 and 7 | 2014 | CISO | PV | c-si | fixed-tilt | 180 | 20 | missing | 3 | 3.6 | greenfield | non-agrivoltaic | 4.5969
404606 | single | 63487 | CA | Imperial | 33.2737 | -115.5053 | 366108 | 20230411 | 4 | Wister Solar | 2018 | IID | PV | c-si | single-axis | 180 | -9999 | missing | 20 | 25 | greenfield | non-agrivoltaic | -0.032079
404923 | multi | 65965 | CA | Kings | 36.2313 | -119.8118 | 282539 | 20230518 | 4 | Java Solar, LLC | 2022 | CISO | PV | c-si | single-axis | 180 | -9999 | missing | 13.5 | 18.5 | greenfield | non-agrivoltaic | -0.091574
403798 | multi | 63727 | CA | Kings | 36.212 | -119.8746 | 7348312 | 20210703 | 4 | Slate Hybrid | 2021 | CISO | PV | c-si | single-axis | 180 | -9999 | batteries | 50.5 | 67 | greenfield | non-agrivoltaic | -1.2856
404571 | multi | 62546 | CA | Kings | 36.1485 | -119.9143 | 7037612 | 20230520 | 1 | Almond | 2021 | CISO | PV | missing | single-axis | 180 | -9999 | missing | 19.9 | 19.9 | greenfield | non-agrivoltaic | -1.4189
404664 | multi | 64197 | CA | Fresno | 36.1595 | -120.1119 | 4431849 | 20230616 | 3 | Fifth Standard Solar PV, LLC (Hybrid) | 2020 | CISO | PV | missing | single-axis | 180 | -9999 | batteries | 150 | 150 | greenfield | non-agrivoltaic | -0.76174
404780 | multi | 65073 | CA | Kern | 35.6927 | -119.9897 | 130218 | 20230520 | 4 | Berrenda Mesa Water District | 2022 | CISO | PV | missing | single-axis | 180 | -9999 | missing | 6.4 | 6.4 | greenfield | non-agrivoltaic | -0.43754
404629 | single | 63875 | CA | Kern | 35.7626 | -119.3136 | 78305 | 20231010 | 4 | Kern Valley SP | 2023 | CISO | PV | missing | single-axis | 180 | -9999 | missing | 3 | 3 | greenfield | non-agrivoltaic | -0.66713
404859 | multi | 65564 | CA | Kern | 35.442 | -119.0933 | 16709 | 20240111 | 4 | Calibrant Bakersfield, LLC | 2022 | CISO | PV | c-si | single-axis | 180 | -9999 | missing | 1.3 | 1.7 | greenfield | non-agrivoltaic | 0.6767
405005 | single | 66713 | CA | Kern | 35.0812 | -119.3182 | 130124 | 20231120 | 4 | Wheeler Ridge | 2023 | CISO | PV | missing | single-axis | 180 | -9999 | missing | 4.5 | 4.5 | greenfield | non-agrivoltaic | -0.74614
400833 | multi | 58990 | CA | Kern | 35.0127 | -118.1826 | 432557 | 20200806 | 2 | RE Columbia Two, LLC | 2014 | CISO | PV | c-si | single-axis | 180 | 0 | missing | 15 | 19.4 | greenfield | non-agrivoltaic | -0.52861
400829 | multi | 58983 | CA | Kern | 35.0233 | -118.1724 | 399686 | 20210731 | 2 | RE Camelot, LLC | 2014 | CISO | PV | c-si | single-axis | 180 | 0 | missing | 45 | 59.1 | greenfield | non-agrivoltaic | 1.6539
404753 | multi | 64929 | CA | Kern | 35.0186 | -118.1241 | 3165884 | 20231017 | 1 | Edwards Sanborn S1 | 2021 | CISO | PV | thin-film | single-axis | 180 | -9999 | batteries | 44.6 | 48.6 | greenfield | non-agrivoltaic | -1.1536
404752 | multi | 64928 | CA | Kern | 34.9919 | -118.101 | 512762 | 20231017 | 1 | Edwards Sanborn S3 | 2022 | CISO | PV | thin-film | single-axis | 180 | -9999 | batteries | 37.7 | 41.2 | greenfield | non-agrivoltaic | 0.2235
404881 | multi | 65677 | CA | Kern | 34.9734 | -118.0885 | 2104864 | 20231017 | 1 | Edwards Sanborn S4 | 2022 | CISO | PV | thin-film | single-axis | 180 | -9999 | batteries | 41.2 | 44.8 | greenfield | non-agrivoltaic | -1.0279
404746 | multi | 64878 | CA | Kern | 34.9631 | -118.0963 | 4644531 | 20231017 | 1 | Edwards Sanborn E1A | 2021 | CISO | PV | thin-film | single-axis | 180 | -9999 | batteries | 149.3 | 157 | greenfield | non-agrivoltaic | -0.76264
404384 | multi | 64877 | CA | Kern | 34.9423 | -118.1355 | 1596217 | 20221026 | 1 | Edwards Sanborn E3 | 2021 | CISO | PV | missing | single-axis | 180 | -9999 | batteries | 27.4 | 27.4 | greenfield | non-agrivoltaic | -1.1151
404747 | multi | 64879 | CA | Kern | 34.9443 | -118.0873 | 3775067 | 20231017 | 1 | Edwards Sanborn E2 | 2021 | CISO | PV | thin-film | single-axis | 180 | -9999 | batteries | 137.8 | 146.9 | greenfield | non-agrivoltaic | -0.65438
404803 | multi | 65182 | CA | Los Angeles | 34.6938 | -118.2341 | 86791 | 20231017 | 4 | CSP Los Angeles | 2022 | CISO | PV | thin-film | dual-axis | 180 | -9999 | missing | 2.3 | 2.7 | greenfield | non-agrivoltaic | -0.81972
404849 | single | 65485 | CA | San Benito | 36.8756 | -121.6037 | 59016 | 20231025 | 4 | Graniterock Quarry | 2022 | CISO | PV | c-si | fixed-tilt | 200 | -9999 | missing | 4.4 | 5.7 | greenfield | non-agrivoltaic | 0.56745
404865 | multi | 65615 | CA | Madera | 36.9572 | -120.0343 | 35591 | 20231002 | 2 | CA - Madera USD - Madera South HS | 2022 | CISO | PV | missing | fixed-tilt,single-axis | 180 | -9999 | missing | 1.2 | 1.2 | greenfield | non-agrivoltaic | -0.76448
404847 | single | 65469 | CA | Madera | 36.9465 | -120.0776 | 44354 | 20231002 | 4 | Sealed Air Madera Solar Project | 2022 | CISO | PV | c-si | single-axis | 180 | -9999 | batteries | 3 | 3.5 | greenfield | non-agrivoltaic | 0.19301
404855 | single | 65528 | CA | Fresno | 36.659 | -119.7328 | 56718 | 20231015 | 4 | CA - Fresno County - Juvenile Hall | 2022 | CISO | PV | c-si | single-axis | 180 | -9999 | missing | 2.8 | 3.8 | greenfield | non-agrivoltaic | -0.059354
404898 | multi | 65766 | CA | Kings | 36.4149 | -119.5536 | 26233 | 20230917 | 4 | Dover Dairy | 2022 | CISO | PV | c-si | single-axis | 180 | -9999 | missing | 1.1 | 1.3 | greenfield | non-agrivoltaic | -0.42891
404749 | single | 64909 | CA | Tulare | 35.8173 | -119.063 | 1163273 | 20230813 | 4 | Luciana | 2022 | CISO | PV | c-si | single-axis | 180 | -9999 | missing | 55.8 | 72.5 | greenfield | non-agrivoltaic | -0.15838
404535 | single | 60953 | CA | Inyo | 36.2684 | -117.983 | 28875 | 20230526 | 4 | Owens Valley Solar Project 11 | 2017 | LDWP | PV | c-si | fixed-tilt | 190 | 30 | missing | 1 | 1.1 | greenfield | non-agrivoltaic | -0.6717
404560 | multi | 62320 | CA | Los Angeles | 34.7165 | -118.2611 | 372911 | 20231017 | 4 | Antelope Expansion 1B | 2016 | CISO | PV | c-si | single-axis | 180 | -9999 | missing | 17 | 22.3 | greenfield | non-agrivoltaic | -0.21187
400646 | multi | 58626 | CA | Los Angeles | 34.6873 | -118.3198 | 667475 | 20210206 | 2 | Western Antelope Blue Sky Ranch A | 2014 | CISO | PV | c-si | single-axis | 180 | 0 | missing | 19.95 | 23.9 | greenfield | non-agrivoltaic | -0.7202
404515 | single | 58756 | CA | Los Angeles | 34.7236 | -118.2907 | 31235 | 20231017 | 1 | Summer Solar D2 | 2014 | CISO | PV | c-si | fixed-tilt | 193 | 25 | missing | 1 | 1.2 | greenfield | non-agrivoltaic | -0.66487
404514 | single | 58755 | CA | Los Angeles | 34.7236 | -118.2916 | 26576 | 20231017 | 1 | Summer Solar C2 | 2014 | CISO | PV | c-si | fixed-tilt | 193 | 25 | missing | 1.5 | 2.1 | greenfield | non-agrivoltaic | 0.19531
404513 | single | 58754 | CA | Los Angeles | 34.7236 | -118.2925 | 25466 | 20231017 | 1 | Summer Solar B2 | 2014 | CISO | PV | c-si | fixed-tilt | 193 | 25 | missing | 1.5 | 2.1 | greenfield | non-agrivoltaic | 0.26827
404575 | single | 62674 | CA | Los Angeles | 34.7202 | -118.3222 | 118157 | 20231009 | 4 | Antelope Expansion 3B | 2022 | CISO | PV | c-si | single-axis | 180 | -9999 | missing | 5 | 6.3 | greenfield | non-agrivoltaic | -0.34918
404775 | multi | 65053 | CA | Riverside | 33.5755 | -114.7394 | 4722514 | 20231012 | 4 | Blythe Mesa Solar II | 2021 | CISO | PV | thin-film | single-axis | 180 | -9999 | batteries | 223.6 | 309.7 | greenfield | non-agrivoltaic | -0.089417
404686 | single | 64481 | CA | Riverside | 33.7066 | -114.7858 | 7684568 | 20230413 | 3 | Arlington Energy Center II | 2021 | CISO | PV | c-si | single-axis | 180 | -9999 | batteries | 233 | 135.8 | greenfield | non-agrivoltaic | -1.1044
401504 | single | 60094 | CA | Riverside | 33.66 | -114.7366 | 4457426 | 20211022 | 2 | Blythe Solar III, LLC Hybrid | 2020 | CISO | PV | c-si | single-axis | 181 | 0 | batteries | 137.4 | 154 | greenfield | non-agrivoltaic | -0.74684
404526 | single | 60095 | CA | Riverside | 33.6819 | -114.7695 | 3289904 | 20230413 | 2 | Blythe Solar IV, LLC | 2015 | CISO | PV | c-si | single-axis | 181 | 0 | batteries | 137.4 | 154 | greenfield | non-agrivoltaic | -0.48708
402875 | multi | 62178 | CA | Riverside | 33.6987 | -115.2291 | 6101184 | 20220130 | 4 | Maverick Solar, LLC | 2020 | CISO | PV | c-si | single-axis | 180 | 0 | missing | 125 | 173.4 | greenfield | non-agrivoltaic | -0.87668
404654 | single | 64104 | CA | Riverside | 33.6884 | -115.1995 | 4640996 | 20231012 | 4 | Maverick Solar 4, LLC | 2021 | CISO | PV | c-si | single-axis | 180 | 0 | missing | 100 | 135.9 | greenfield | non-agrivoltaic | -0.85842
404115 | multi | 64290 | CA | Riverside | 33.7437 | -115.3133 | 1395247 | 20201010 | 2 | SE Athos II, LLC | 2021 | CISO | PV | missing | single-axis | 180 | -9999 | missing | 200 | 289 | greenfield | non-agrivoltaic | 2.9096
404891 | multi | 65734 | CA | Riverside | 33.7257 | -115.3752 | 9465980 | 20230502 | 3 | Oberon Solar Project | 2022 | CISO | PV | missing | single-axis | 180 | -9999 | batteries | 250 | 250 | greenfield | non-agrivoltaic | -0.91927
404006 | multi | 64105 | CA | Riverside | 33.7402 | -115.3521 | 1803587 | 20220309 | 1 | Maverick Solar 6, LLC | 2021 | CISO | PV | missing | single-axis | 180 | -9999 | batteries | 100 | 100 | greenfield | non-agrivoltaic | -0.30413
404913 | multi | 65820 | CA | San Diego | 33.0815 | -116.0856 | 1037788 | 20230502 | 3 | Ocotillo Wells | 2023 | CISO | PV | missing | single-axis | 180 | -9999 | missing | 50 | 50 | greenfield | non-agrivoltaic | -0.45807
404519 | single | 58909 | CA | San Diego | 33.0104 | -116.8721 | 31317 | 20220709 | 4 | Ramona 1 | 2013 | CISO | PV | c-si | single-axis | 180 | 0 | missing | 2 | 2.7 | greenfield | non-agrivoltaic | 0.3478
400985 | single | 59269 | CA | San Bernardino | 34.5126 | -117.3874 | 47573 | 20180926 | 1 | Victor Mesa Linda B2 | 2014 | CISO | PV | c-si | fixed-tilt | 180 | 20 | missing | 1.6 | 2.1 | greenfield | non-agrivoltaic | -0.5436
404521 | single | 59270 | CA | San Bernardino | 34.511 | -117.3871 | 17358 | 20180926 | 1 | Victor Mesa Linda C2 | 2014 | CISO | PV | c-si | fixed-tilt | 180 | 20 | missing | 1.6 | 2.1 | greenfield | non-agrivoltaic | 1.0844
404522 | single | 59271 | CA | San Bernardino | 34.5096 | -117.3873 | 32421 | 20180926 | 1 | Victor Mesa Linda D2 | 2014 | CISO | PV | c-si | fixed-tilt | 180 | 20 | missing | 1.6 | 2.1 | greenfield | non-agrivoltaic | -0.1065
404751 | multi | 64914 | CA | Inyo | 35.8049 | -117.3498 | 25163 | 20231122 | 3 | Trona Solar III | 2022 | CISO | PV | missing | single-axis | 180 | -9999 | missing | 2 | 2 | greenfield | non-agrivoltaic | 0.20514
400796 | single | 58906 | CA | San Diego | 33.23 | -117.0031 | 45645 | 20210406 | 4 | Valley Center 1 | 2013 | CISO | PV | c-si | single-axis | 180 | 0 | missing | 2.5 | 3.4 | greenfield | non-agrivoltaic | 0.099337
404925 | single | 65970 | CA | San Bernardino | 34.5718 | -117.576 | 59404 | 20231212 | 4 | Sheep Creek Community Solar Farm | 2022 | CISO | PV | missing | single-axis | 180 | -9999 | missing | 3 | 3 | greenfield | non-agrivoltaic | -0.40887
404165 | multi | 64396 | CA | Riverside | 33.7551 | -117.2001 | 103142 | 20210621 | 4 | EMWD-Perris Valley RWRF | 2021 | CISO | PV | missing | single-axis | 180 | -9999 | batteries | 3.4 | 4.1 | greenfield | non-agrivoltaic | -0.63663
404679 | multi | 64399 | CA | Riverside | 33.8035 | -117.0236 | 88997 | 20220405 | 4 | EMWD - San Jacinto RES BCT | 2021 | CISO | PV | c-si | single-axis | 180 | -9999 | missing | 4.2 | 5.5 | greenfield | non-agrivoltaic | -0.16949
404997 | single | 66533 | CA | Orange | 33.788 | -118.0656 | 158323 | 20230528 | 4 | BCE Los Alamitos 1 | 2023 | CISO | PV | missing | single-axis | 180 | -9999 | batteries | 10 | 10 | greenfield | non-agrivoltaic | -0.14064
404996 | single | 66532 | CA | Orange | 33.787 | -118.0474 | 178629 | 20230528 | 4 | BCE Los Alamitos 2 | 2023 | CISO | PV | missing | single-axis | 180 | -9999 | batteries | 10 | 10 | greenfield | non-agrivoltaic | -0.29275
404506 | single | 57818 | CA | Sacramento | 38.3047 | -121.29 | 112474 | 20210312 | 1 | RE McKenzie 3, LLC | 2012 | BANC | PV | c-si | single-axis | 180 | 0 | missing | 5 | 6.3 | greenfield | non-agrivoltaic | -0.2921
404505 | single | 57817 | CA | Sacramento | 38.3065 | -121.2949 | 200829 | 20210312 | 1 | RE McKenzie 2, LLC | 2012 | BANC | PV | c-si | single-axis | 180 | 0 | missing | 5 | 6.3 | greenfield | non-agrivoltaic | -0.8142
404507 | single | 57819 | CA | Sacramento | 38.3047 | -121.2925 | 109723 | 20210312 | 1 | RE McKenzie 4, LLC | 2012 | BANC | PV | c-si | single-axis | 180 | 0 | missing | 5 | 6.3 | greenfield | non-agrivoltaic | -0.26234
404508 | single | 57820 | CA | Sacramento | 38.3095 | -121.2923 | 115684 | 20210312 | 1 | RE McKenzie 5, LLC | 2012 | BANC | PV | c-si | single-axis | 180 | 0 | missing | 5 | 6.3 | greenfield | non-agrivoltaic | -0.32503
400297 | single | 57816 | CA | Sacramento | 38.3057 | -121.2845 | 210875 | 20210312 | 1 | RE McKenzie 1, LLC | 2012 | BANC | PV | c-si | single-axis | 180 | 0 | missing | 30 | 6.3 | greenfield | non-agrivoltaic | -0.84586
404509 | single | 57821 | CA | Sacramento | 38.3092 | -121.29 | 101355 | 20210312 | 1 | RE McKenzie 6, LLC | 2012 | BANC | PV | c-si | single-axis | 180 | 0 | missing | 5 | 6.3 | greenfield | non-agrivoltaic | -0.16191
401812 | single | 60591 | CA | Kern | 34.8303 | -118.3924 | 490247 | 20210206 | 4 | Solar Star California, XLI, LLC | 2016 | CISO | PV | c-si | single-axis | 180 | 0 | missing | 54 | 67.4 | greenfield | non-agrivoltaic | 1.4339
401811 | single | 60590 | CA | Kern | 34.8404 | -118.3911 | 1273265 | 20210206 | 4 | Golden Fields Solar I, LLC | 2016 | CISO | PV | c-si | single-axis | 180 | 0 | missing | 54 | 67.4 | greenfield | non-agrivoltaic | -0.35731
400514 | multi | 58398 | CA | Imperial | 32.714 | -115.5405 | 220619 | 20210619 | 4 | Heber Solar | 2014 | IID | PV | c-si | single-axis | 180 | 0 | missing | 10 | 13.1 | greenfield | non-agrivoltaic | -0.2208
400052 | multi | 56917 | CA | Imperial | 32.6757 | -115.5965 | 6503831 | 20210619 | 2 | Imperial Valley Solar, LLC | 2014 | CISO | PV | thin-film | single-axis | 180 | 0 | missing | 206.72 | 255.9 | greenfield | non-agrivoltaic | -0.64521
402578 | multi | 61750 | CA | Imperial | 32.6614 | -115.6063 | 2536565 | 20210619 | 4 | Wistaria Ranch Solar | 2018 | CISO | PV | c-si | single-axis | 180 | 0 | missing | 100 | 141 | greenfield | non-agrivoltaic | -0.30112
400527 | multi | 58430 | CA | Imperial | 32.6908 | -115.6441 | 5104085 | 20210619 | 4 | Centinela Solar Energy | 2014 | CISO | PV | c-si | single-axis | 180 | 0 | missing | 170 | 252.9 | greenfield | non-agrivoltaic | -0.42906
400180 | multi | 57490 | CA | Imperial | 32.6586 | -115.6686 | 2741905 | 20210619 | 4 | Imperial Solar Energy Center South | 2013 | CISO | PV | thin-film | fixed-tilt | 180 | 25 | missing | 130 | 172.2 | greenfield | non-agrivoltaic | -0.14824
404596 | multi | 63127 | CA | Imperial | 32.691 | -115.6678 | 2713736 | 20230523 | 4 | Drew Solar LLC | 2022 | CISO | PV | c-si | single-axis | 180 | -9999 | missing | 100 | 137.7 | greenfield | non-agrivoltaic | -0.40378
404510 | single | 58217 | CA | Yolo | 38.5007 | -121.693 | 37452 | 20210422 | 4 | Grassland 1&2 Solar Project | 2013 | CISO | PV | c-si | dual-axis | 180 | -9999 | missing | 2.5 | 2.5 | greenfield | non-agrivoltaic | -0.064585
401016 | single | 59360 | CA | San Bernardino | 34.4714 | -117.562 | 20769 | 20220226 | 4 | SCE-Snowline-Duncan Road (South) | 2014 | CISO | PV | c-si | single-axis | 180 | 0 | missing | 1 | 1.1 | greenfield | non-agrivoltaic | -0.35668
400149 | multi | 57377 | CO | Alamosa | 37.688 | -105.8848 | 605150 | 20211121 | 4 | Greater Sandhill I | 2010 | PSCO | PV | c-si | single-axis | 177 | 20 | missing | 19 | 20 | greenfield | non-agrivoltaic | -0.77861
400145 | single | 57368 | CO | Alamosa | 37.5988 | -105.9497 | 704702 | 20211121 | 4 | Cogentrix of Alamosa | 2012 | PSCO | PV | cpv | dual-axis | 180 | -9999 | missing | 30 | 36.7 | greenfield | non-agrivoltaic | -0.37545
400198 | single | 57554 | CO | El Paso | 38.957 | -104.8065 | 117031 | 20220410 | 4 | AFA Solar Farm | 2011 | WACM | PV | c-si | single-axis | 180 | 0 | missing | 5.2 | 6 | greenfield | non-agrivoltaic | -0.39262
400124 | single | 57317 | CO | Alamosa | 37.6942 | -105.9198 | 633315 | 20211121 | 4 | San Luis Valley Solar Ranch | 2011 | PSCO | PV | c-si | single-axis | 180 | 0 | missing | 30.4 | 35.1 | greenfield | non-agrivoltaic | -0.30461
401439 | single | 60008 | CO | Alamosa | 37.6945 | -105.9825 | 919214 | 20211121 | 4 | Hooper Solar | 2015 | PSCO | PV | c-si | single-axis | 180 | 0 | missing | 52 | 58 | greenfield | non-agrivoltaic | -0.142
401449 | single | 60023 | CO | Weld | 40.0836 | -104.7462 | 392592 | 20220417 | 4 | SR Jenkins Ft Lupton | 2016 | PSCO | PV | thin-film | single-axis | 180 | 0 | missing | 13 | 18.1 | greenfield | non-agrivoltaic | -0.50204
401756 | multi | 60511 | CO | El Paso | 38.6018 | -104.6939 | 266215 | 20220511 | 4 | Clear Spring Ranch PV Project | 2016 | WACM | PV | c-si | single-axis | 181 | 0 | missing | 10 | 13.9 | greenfield | non-agrivoltaic | -0.3726
401648 | multi | 60351 | CO | Larimer | 40.8652 | -105.013 | 611223 | 20211203 | 4 | Bison Solar, LLC | 2016 | PSCO | PV | c-si | single-axis | 180 | 0 | missing | 32.4 | 36.3 | greenfield | non-agrivoltaic | -0.22057
401607 | multi | 60283 | CO | Weld | 40.2292 | -105.0297 | 193358 | 20220422 | 4 | SR Mavericks | 2016 | WACM | PV | thin-film | single-axis | 180 | 0 | batteries | 6.5 | 8.5 | greenfield | non-agrivoltaic | -0.54746
401619 | single | 60304 | CO | Las Animas | 37.3716 | -104.4782 | 862554 | 20220224 | 4 | San Isabel Solar, LLC | 2016 | PSCO | PV | c-si | single-axis | 180 | 0 | missing | 30 | 37.9 | greenfield | non-agrivoltaic | -0.5479
402611 | multi | 61811 | CO | Arapahoe | 39.691 | -104.0136 | 1446089 | 20211129 | 4 | Titan Solar | 2018 | PSCO | PV | c-si | single-axis | 181 | 0 | missing | 50 | 67.6 | greenfield | non-agrivoltaic | -0.48842
402973 | multi | 62376 | CO | El Paso | 38.9723 | -104.2528 | 869319 | 20210426 | 4 | Grazing Yak Solar | 2019 | WACM | PV | c-si | single-axis | 181 | 0 | missing | 39.5 | 47.3 | greenfield | non-agrivoltaic | -0.32605
400188 | single | 57509 | CO | El Paso | 38.7233 | -104.7825 | 31332 | 20220420 | 4 | Carson Solar I | 2007 | WACM | PV | c-si | fixed-tilt | 180 | 25 | missing | 1.5 | 2 | RCRA | non-agrivoltaic | -0.12641
400922 | single | 59144 | CO | Adams | 39.9827 | -104.941 | 32933 | 20210617 | 4 | Brighton PV Solar Plant | 2012 | WACM | PV | c-si | fixed-tilt | 180 | 25 | missing | 1.8 | 2.3 | greenfield | non-agrivoltaic | 0.000839
400602 | single | 58547 | CO | Montrose | 38.2725 | -108.7842 | 21553 | 20200305 | 4 | SMPA Solar 1 Community Solar | 2012 | PSCO | PV | c-si | fixed-tilt | 180 | 35 | missing | 1 | 1.1 | greenfield | non-agrivoltaic | -0.39751
400053 | multi | 56922 | CO | Garfield | 39.5229 | -107.8134 | 35845 | 20210717 | 4 | WWRF Solar Plant | 2009 | PSCO | PV | c-si | single-axis | 180 | 0 | missing | 1.3 | 2.2 | PCSC | non-agrivoltaic | -0.17849
401927 | multi | 60764 | CO | Adams | 39.7916 | -104.437 | 342547 | 20210513 | 4 | Victory Solar, LLC | 2016 | PSCO | PV | c-si | single-axis | 180 | 0 | missing | 12.83 | 16 | greenfield | non-agrivoltaic | -0.48922
400079 | single | 57141 | CO | Larimer | 40.5912 | -105.1463 | 37465 | 20211115 | 4 | RV CSU Power, LLC | 2009 | PSCO | PV | c-si | fixed-tilt | 180 | 0 | missing | 1.9 | 2 | greenfield | crop,es | -0.34782
400187 | single | 57507 | CO | Larimer | 40.5928 | -105.1475 | 65846 | 20210922 | 4 | RV CSU Power II, LLC | 2010 | PSCO | PV | c-si | single-axis | 180 | 25 | missing | 3 | 3.3 | greenfield | non-agrivoltaic | -0.41701
400218 | single | 57645 | CO | Denver | 39.9029 | -104.6594 | 83625 | 20220120 | 4 | City & County of Denver at Denver Int'l | 2011 | PSCO | PV | c-si | fixed-tilt | 180 | 25 | missing | 3.4 | 4.5 | greenfield | non-agrivoltaic | -0.33873
400241 | multi | 57681 | CO | Boulder | 40.048 | -105.1808 | 24632 | 20220627 | 4 | City of Boulder WWTP | 2010 | PSCO | PV | c-si | fixed-tilt | 180 | 30 | missing | 0.9 | 1 | greenfield | non-agrivoltaic | -0.6187
400548 | multi | 58481 | CO | Pueblo | 38.3149 | -104.573 | 88454 | 20211111 | 2 | CSU Pueblo | 2008 | WACM | PV | c-si | single-axis | 180 | 0 | missing | 1 | 1.2 | greenfield | non-agrivoltaic | -1.1914
400962 | single | 59198 | CO | Logan | 40.6319 | -103.1956 | 46615 | 20211128 | 4 | Sterling PV 3 | 2014 | PSCO | PV | c-si | single-axis | 180 | 0 | missing | 1.6 | 2 | greenfield | non-agrivoltaic | -0.56981
400963 | single | 59199 | CO | Mesa | 39.0676 | -108.5093 | 32529 | 20210806 | 4 | Mesa PV1 | 2014 | PSCO | PV | c-si | single-axis | 135 | 0 | missing | 1.6 | 2 | greenfield | non-agrivoltaic | -0.17622
400973 | single | 59239 | CO | Garfield | 39.526 | -107.696 | 17419 | 20211121 | 4 | Eagle Springs Solar, LLC | 2013 | PSCO | PV | c-si | single-axis | 180 | 0 | missing | 1 | 1.1 | greenfield | non-agrivoltaic | -0.14093
401078 | single | 59462 | CO | Denver | 39.8989 | -104.6651 | 63268 | 20220315 | 2 | Denver Intl Airport IV Solar | 2014 | PSCO | PV | c-si | fixed-tilt | 180 | 25 | missing | 1.5 | 2 | greenfield | non-agrivoltaic | -0.80907
401269 | single | 59742 | CO | Garfield | 39.4126 | -107.1583 | 41125 | 20210609 | 4 | Sunnyside Ranch Community Solar Array | 2015 | PSCO | PV | c-si | fixed-tilt | 180 | 35 | missing | 1.5 | 1.8 | greenfield | non-agrivoltaic | -0.55149
401306 | multi | 59807 | CO | Denver | 39.9021 | -104.6734 | 68700 | 20220422 | 2 | Airport 1 Solar (DIA) | 2009 | PSCO | PV | c-si | fixed-tilt | 180 | 22 | missing | 1.5 | 1.6 | greenfield | non-agrivoltaic | -0.98539
401333 | multi | 59848 | CO | El Paso | 38.7732 | -104.7456 | 78572 | 20220420 | 4 | Pikes Peak Solar Garden 1, LLC (CSG) | 2015 | WACM | PV | c-si | single-axis | 180 | 0 | missing | 2 | 2.5 | greenfield | non-agrivoltaic | -0.80471
401335 | single | 59850 | CO | Adams | 39.7863 | -104.5868 | 60588 | 20220407 | 2 | Adams Community Solar Garden III, LLC | 2015 | PSCO | PV | c-si | single-axis | 180 | 0 | missing | 1.2 | 1.5 | greenfield | non-agrivoltaic | -0.95429
401588 | single | 60247 | CO | Weld | 40.4199 | -104.8944 | 139934 | 20200801 | 4 | Valley View Solar | 2015 | WACM | PV | thin-film | single-axis | 180 | 0 | missing | 4 | 5.5 | greenfield | non-agrivoltaic | -0.6461
401631 | multi | 60320 | CO | Jefferson | 39.8597 | -105.1513 | 30455 | 20220422 | 4 | Jeffco Community Solar Gardens, LLC | 2016 | PSCO | PV | c-si | single-axis | 180 | 0 | missing | 1.2 | 1.5 | greenfield | es | -0.43531
401748 | single | 60497 | CO | Weld | 40.5802 | -104.8953 | 116167 | 20200801 | 4 | SR Skylark B | 2016 | WACM | PV | thin-film | single-axis | 180 | 0 | missing | 2 | 2.7 | greenfield | non-agrivoltaic | -0.98639
401891 | single | 60720 | CO | Weld | 40.2313 | -104.7875 | 44352 | 20220417 | 4 | Weld 1 Community Solar Array | 2017 | PSCO | PV | thin-film | single-axis | 180 | 0 | missing | 1.5 | 2 | greenfield | grazing | -0.52343
401892 | single | 60722 | CO | Logan | 40.6135 | -103.1504 | 41687 | 20210711 | 4 | Logan 1 Community Solar Array | 2017 | PSCO | PV | c-si | single-axis | 180 | 0 | missing | 1.7 | 2 | greenfield | non-agrivoltaic | -0.46237
401893 | single | 60723 | CO | Conejos | 37.1906 | -105.9851 | 41143 | 20211202 | 4 | Conejos 1 Community Solar Array | 2017 | PSCO | PV | c-si | single-axis | 180 | 0 | missing | 1.5 | 2 | greenfield | non-agrivoltaic | -0.44892
403517 | single | 63278 | CO | Adams | 39.7849 | -104.5855 | 39604 | 20220407 | 2 | CO LI (CSG) 1-Kamerra | 2019 | PSCO | PV | c-si | single-axis | 180 | 0 | missing | 1.5 | 2 | greenfield | non-agrivoltaic | -0.40891
401896 | single | 60726 | CO | Adams | 39.7656 | -104.5906 | 45954 | 20220315 | 4 | Xcel Adams 1 Community Solar Array | 2017 | PSCO | PV | thin-film | single-axis | 180 | 0 | missing | 1.8 | 2 | greenfield | non-agrivoltaic | -0.55673
402266 | multi | 61314 | CO | Weld | 40.3857 | -104.5494 | 54159 | 20200801 | 1 | SR Kersey | 2017 | WACM | PV | thin-film | single-axis | 180 | 0 | missing | 3.5 | 4.7 | greenfield | non-agrivoltaic | 0.35979
402341 | multi | 61425 | CO | Larimer | 40.5005 | -105.1321 | 27570 | 20210922 | 4 | Coyote Ridge Community Solar | 2017 | WACM | PV | c-si | single-axis | 180 | 0 | missing | 1.5 | 1.9 | landfill | non-agrivoltaic | -0.018745
402378 | single | 61472 | CO | Conejos | 37.0711 | -106.0052 | 11766 | 20211202 | 4 | San Luis Solar Garden | 2017 | PSCO | PV | c-si | single-axis | 180 | 0 | missing | 1.2 | 1.5 | greenfield | non-agrivoltaic | 1.2221
402448 | single | 61563 | CO | Adams | 39.76 | -104.621 | 33957 | 20220407 | 4 | Denver Metro Solar | 2017 | PSCO | PV | c-si | single-axis | 180 | 0 | missing | 1.6 | 2 | greenfield | non-agrivoltaic | -0.23099
402480 | single | 61605 | CO | Saguache | 37.7696 | -106.2125 | 64374 | 20211121 | 4 | San Luis Valley Solar Array | 2017 | PSCO | PV | c-si | single-axis | 180 | 0 | missing | 2.7 | 3.1 | greenfield | non-agrivoltaic | -0.45856
402481 | single | 61606 | CO | Baca | 37.3855 | -102.4673 | 112581 | 20201009 | 4 | Vilas Solar Array | 2017 | PSCO | PV | c-si | single-axis | 180 | 0 | missing | 4 | 5 | greenfield | non-agrivoltaic | -0.53787
402580 | multi | 61752 | CO | Arapahoe | 39.6367 | -104.6578 | 86256 | 20220315 | 2 | Quincy II Solar Garden | 2018 | PSCO | PV | c-si | single-axis | 180 | 0 | missing | 1.5 | 1.9 | greenfield | non-agrivoltaic | -1.0121
402742 | multi | 61991 | CO | Adams | 39.7617 | -104.4587 | 1033880 | 20220120 | 4 | Pioneer Solar (CO), LLC | 2021 | PSCO | PV | c-si | single-axis | 180 | -9999 | missing | 80 | 99.9 | greenfield | non-agrivoltaic | 0.56835
402897 | single | 62224 | CO | Weld | 40.4263 | -104.6439 | 32851 | 20211213 | 4 | Oak Leaf Solar XXVII, LLC | 2018 | PSCO | PV | c-si | single-axis | 180 | 0 | missing | 1.5 | 2 | greenfield | non-agrivoltaic | -0.18896
402901 | single | 62239 | CO | Alamosa | 37.4574 | -105.883 | 33878 | 20211121 | 4 | Oak Leaf Solar XXX, LLC (CSG) | 2018 | PSCO | PV | c-si | single-axis | 180 | 0 | missing | 1.5 | 2 | greenfield | non-agrivoltaic | -0.22807
402905 | single | 62243 | CO | Arapahoe | 39.6392 | -104.5558 | 23503 | 20210408 | 2 | Oak Leaf Solar XXI (CSG) | 2018 | PSCO | PV | c-si | single-axis | 180 | 0 | missing | 1.5 | 2 | greenfield | non-agrivoltaic | 0.32402
402906 | single | 62244 | CO | Mesa | 39.1459 | -108.3196 | 32288 | 20210407 | 4 | Oak Leaf Solar XXXI, LLC (CSG) | 2018 | PSCO | PV | c-si | single-axis | 180 | 0 | missing | 1.5 | 2 | greenfield | non-agrivoltaic | -0.16646
402907 | single | 62245 | CO | Arapahoe | 39.6406 | -104.5554 | 15386 | 20200822 | 2 | Oak Leaf Solar XXV, LLC (CSG) | 2018 | PSCO | PV | c-si | single-axis | 180 | 0 | missing | 1.5 | 2 | greenfield | non-agrivoltaic | 1.2752
404573 | single | 62664 | CO | Arapahoe | 39.6403 | -104.5588 | 33356 | 20220120 | 4 | Quincy Solar | 2021 | WACM | PV | c-si | single-axis | 180 | 0 | missing | 1.5 | 2 | greenfield | non-agrivoltaic | -0.20848
402914 | single | 62255 | CO | Weld | 40.2379 | -104.7801 | 31011 | 20220417 | 4 | Oak Leaf Solar XXVIII, LLC (CSG) | 2019 | PSCO | PV | c-si | single-axis | 180 | 0 | missing | 1.5 | 2 | greenfield | non-agrivoltaic | -0.11244
402915 | multi | 62256 | CO | Adams | 39.8044 | -104.6171 | 74441 | 20220315 | 4 | Oak Leaf Solar XXIII, LLC (CSG) | 2019 | PSCO | PV | c-si | single-axis | 180 | 0 | missing | 1.5 | 2 | greenfield | non-agrivoltaic | -0.9096
403031 | multi | 62495 | CO | El Paso | 38.6324 | -104.6622 | 817086 | 20220414 | 4 | Palmer Solar | 2020 | WACM | PV | c-si | single-axis | 180 | 0 | missing | 60 | 81.5 | greenfield | non-agrivoltaic | 0.63442
403125 | multi | 62663 | CO | Weld | 40.2883 | -104.785 | 40947 | 20211227 | 4 | Gilcrest Solar | 2018 | WACM | PV | c-si | single-axis | 180 | 0 | missing | 1.5 | 2 | greenfield | non-agrivoltaic | -0.44399
403159 | multi | 62718 | CO | Mesa | 39.0477 | -108.4188 | 27287 | 20220402 | 4 | Mesa (CSG) 2 Massicotte | 2019 | PSCO | PV | c-si | fixed-tilt | 180 | 30 | missing | 1.5 | 2 | greenfield | non-agrivoltaic | 0.074057
403160 | single | 62719 | CO | Mesa | 39.1105 | -108.6533 | 32663 | 20220430 | 4 | Mesa (CSG) 1 Murdock | 2019 | PSCO | PV | c-si | single-axis | 180 | 0 | missing | 1.5 | 2 | greenfield | non-agrivoltaic | -0.18154
403443 | single | 63163 | CO | Grand | 39.9599 | -105.8469 | 21977 | 20210609 | 4 | Tom Sifers Solar | 2019 | WACM | PV | c-si | single-axis | 180 | 0 | missing | 1 | 1.3 | greenfield | non-agrivoltaic | -0.2256
403444 | single | 63164 | CO | Jackson | 40.8128 | -106.2893 | 21593 | 20210907 | 4 | Whiskey Hill Solar | 2019 | WACM | PV | c-si | single-axis | 180 | 0 | missing | 1 | 1.3 | greenfield | non-agrivoltaic | -0.20332
403515 | single | 63276 | CO | Adams | 39.7768 | -104.5872 | 35301 | 20220315 | 4 | Mtn. Solar 1 | 2019 | PSCO | PV | c-si | single-axis | 180 | 0 | missing | 1.5 | 1.9 | greenfield | non-agrivoltaic | -0.33851
403516 | single | 63277 | CO | Adams | 39.7674 | -104.5897 | 36949 | 20220315 | 4 | Mtn. Solar 2 | 2019 | PSCO | PV | c-si | single-axis | 180 | 0 | missing | 1.5 | 1.9 | greenfield | non-agrivoltaic | -0.38937
403596 | single | 63379 | CO | Morgan | 40.2802 | -103.618 | 33620 | 20210207 | 4 | Mtn. Solar 3 (CSG) | 2020 | PSCO | PV | c-si | single-axis | 180 | 0 | missing | 1.5 | 2 | greenfield | non-agrivoltaic | -0.21848
403739 | single | 63586 | CO | Weld | 40.3877 | -104.551 | 62551 | 20200801 | 1 | SR Kersey II | 2019 | WACM | PV | c-si | single-axis | 60 | 0 | missing | 1 | 1.2 | greenfield | non-agrivoltaic | -1.0724
403777 | single | 63681 | CO | Chaffee | 38.5365 | -106.077 | 30876 | 20211128 | 4 | Oak Leaf Solar XXXIII, LLC (Lantz) | 2020 | PSCO | PV | c-si | single-axis | 180 | 0 | missing | 3 | 4 | greenfield | non-agrivoltaic | 1.2659
403815 | single | 63753 | CO | Weld | 40.2283 | -104.7751 | 34405 | 20220417 | 4 | Platteville Solar (CSG), LLC | 2020 | PSCO | PV | thin-film | single-axis | 180 | 0 | missing | 1.3 | 1.6 | greenfield | non-agrivoltaic | -0.49355
403826 | multi | 63770 | CO | Pueblo | 38.1926 | -104.5991 | 7051041 | 20211111 | 4 | Bighorn Solar 1 | 2021 | PSCO | PV | missing | single-axis | 180 | -9999 | missing | 240 | 300 | greenfield | es | -0.5774
403957 | single | 64021 | CO | Weld | 40.4562 | -104.5795 | 41573 | 20200801 | 4 | Alden Solar (CSG), LLC | 2020 | PSCO | PV | thin-film | single-axis | 180 | 0 | missing | 1.6 | 2 | greenfield | non-agrivoltaic | -0.45958
403960 | single | 64024 | CO | Rio Grande | 37.572 | -106.1006 | 42773 | 20211121 | 4 | Monte Vista Solar 2 (CSG), LLC | 2020 | PSCO | PV | thin-film | single-axis | 180 | 0 | missing | 1.6 | 2 | greenfield | non-agrivoltaic | -0.48816
403966 | multi | 64031 | CO | Fremont | 38.4659 | -105.2133 | 33999 | 20201106 | 4 | Fremont CO 1, LLC | 2020 | PSCO | PV | c-si | single-axis | 180 | 0 | missing | 1.8 | 2 | greenfield | non-agrivoltaic | -0.23252
404060 | single | 64200 | CO | Boulder | 40.1227 | -105.1298 | 18000 | 20220611 | 4 | Jack's Solar Garden | 2020 | PSCO | PV | c-si | single-axis | 180 | 0 | missing | 1 | 1.2 | greenfield | crop,es | -0.066423
404094 | single | 64265 | CO | Alamosa | 37.3938 | -105.907 | 42564 | 20211121 | 4 | Rock Creek 2 (CSG) | 2020 | WACM | PV | c-si | fixed-tilt | 180 | 52 | missing | 1.6 | 2 | greenfield | non-agrivoltaic | -0.4833
404095 | single | 64266 | CO | Alamosa | 37.4524 | -105.8604 | 41696 | 20211121 | 4 | Alamosa Solar South (CSG) | 2021 | PSCO | PV | missing | single-axis | 180 | -9999 | missing | 1.6 | 2 | greenfield | non-agrivoltaic | -0.46257
404140 | single | 64355 | CO | Crowley | 38.21 | -103.7459 | 41520 | 20201120 | 4 | NSE Camber BH (CSG) 2, LLC | 2021 | WACM | PV | missing | single-axis | 180 | -9999 | missing | 2 | 2 | greenfield | non-agrivoltaic | -0.45828
404158 | single | 64386 | CO | Weld | 40.3174 | -104.772 | 97071 | 20211227 | 4 | Gilcrest V (CSG) | 2021 | PSCO | PV | missing | single-axis | 180 | -9999 | missing | 4.8 | 5 | greenfield | grazing | -0.38752
404368 | multi | 64831 | CO | Denver | 39.8975 | -104.6656 | 109379 | 20220315 | 1 | Oak Leaf Solar XVIII, LLC | 2021 | SWPP | PV | missing | single-axis | 180 | -9999 | missing | 9 | 11.8 | greenfield | non-agrivoltaic | 0.80682
404386 | single | 64880 | CO | Adams | 39.7522 | -104.6677 | 31606 | 20220315 | 4 | Venture 1-1A (CSG) | 2021 | PSCO | PV | missing | single-axis | 180 | -9999 | missing | 1.5 | 2 | greenfield | non-agrivoltaic | -0.13814
404413 | single | 65084 | CO | Pitkin | 39.2461 | -106.8754 | 87183 | 20211020 | 4 | Pitkin County Solar | 2021 | WACM | PV | missing | single-axis | 180 | -9999 | missing | 5 | 6 | greenfield | non-agrivoltaic | -0.020742
404432 | single | 65178 | CO | Jefferson | 39.7278 | -105.1131 | 31427 | 20220623 | 4 | Mtn. Solar 4 (CSG) | 2021 | PSCO | PV | missing | fixed-tilt | 180 | -9999 | missing | 1.5 | 2 | greenfield | non-agrivoltaic | -0.13052
404437 | single | 65235 | CO | Adams | 39.7522 | -104.6656 | 31828 | 20220315 | 4 | Venture 2 | 2021 | PSCO | PV | missing | single-axis | 180 | -9999 | missing | 1.5 | 2 | greenfield | non-agrivoltaic | -0.14752
404438 | single | 65236 | CO | Adams | 39.7502 | -104.6677 | 32215 | 20220417 | 4 | Venture 3-1C | 2021 | PSCO | PV | missing | single-axis | 180 | -9999 | missing | 1.5 | 2 | greenfield | non-agrivoltaic | -0.16349
404439 | single | 65237 | CO | Adams | 39.7503 | -104.6656 | 31491 | 20220417 | 4 | Venture 4-1D | 2021 | PSCO | PV | missing | single-axis | 180 | -9999 | missing | 1.5 | 2 | greenfield | non-agrivoltaic | -0.13326
402916 | single | 62260 | CO | Chaffee | 38.8153 | -106.1105 | 56303 | 20211128 | 4 | Trout Creek Solar | 2019 | PSCO | PV | c-si | single-axis | 180 | 0 | missing | 2 | 2.7 | greenfield | non-agrivoltaic | -0.46281
400034 | multi | 56481 | CO | Alamosa | 37.6891 | -105.8762 | 246044 | 20211121 | 4 | SunE Alamosa | 2007 | PSCO | PV | c-si,cpv | fixed-tilt,single-axis,dual-axis | 180 | 20 | missing | 6.9 | 9.2 | greenfield | non-agrivoltaic | -0.68662
402913 | single | 62254 | CO | Denver | 39.9009 | -104.6599 | 32756 | 20220315 | 1 | Oak Leaf Solar XXVI, LLC | 2019 | PSCO | PV | c-si | single-axis | 180 | 0 | missing | 1.5 | 2 | greenfield | non-agrivoltaic | -0.1852
401226 | single | 59656 | CO | Pueblo | 38.2079 | -104.5628 | 1233591 | 20220228 | 4 | Comanche Solar | 2016 | PSCO | PV | c-si | single-axis | 180 | 0 | missing | 120 | 150 | greenfield | non-agrivoltaic | 1.0974
401589 | multi | 60248 | CO | Weld | 40.5776 | -104.8958 | 55862 | 20200801 | 4 | Skylark | 2015 | WACM | PV | thin-film | single-axis | 180 | 0 | batteries | 4 | 5.5 | greenfield | non-agrivoltaic | 0.60712
403128 | multi | 62667 | CO | Boulder | 39.9821 | -105.0612 | 41595 | 20220530 | 4 | Lafayette Horizon Solar (CSG), LLC | 2019 | PSCO | PV | thin-film | single-axis | 180 | 0 | missing | 1.6 | 2 | greenfield | non-agrivoltaic | -0.46011
403870 | multi | 63869 | CO | Boulder | 40.091 | -105.1909 | 128698 | 20220611 | 4 | IBM Solar | 2019 | PSCO | PV | c-si | single-axis | 180 | 52 | missing | 8.1 | 9.7 | greenfield | non-agrivoltaic | 0.11801
402369 | multi | 61462 | CO | Weld | 40.1786 | -104.6906 | 451193 | 20220417 | 4 | SR Platte Solar Farm | 2017 | PSCO | PV | thin-film | single-axis | 180 | 0 | missing | 16 | 21.8 | greenfield | non-agrivoltaic | -0.45516
404036 | multi | 64152 | CO | Weld | 40.1875 | -104.6937 | 144273 | 20210612 | 4 | SR Rattlesnake | 2020 | WACM | PV | thin-film | single-axis | 180 | 0 | missing | 6 | 8.9 | greenfield | non-agrivoltaic | -0.17185
401334 | single | 59849 | CO | Adams | 39.7874 | -104.5861 | 36898 | 20220407 | 2 | Adams Community Solar Garden, LLC | 2015 | PSCO | PV | c-si | single-axis | 180 | 0 | missing | 1.2 | 1.5 | greenfield | non-agrivoltaic | -0.61752
403396 | single | 63092 | CO | Logan | 40.6662 | -103.1317 | 31919 | 20220903 | 4 | Riverview Solar | 2019 | WACM | PV | c-si | single-axis | 135 | 0 | missing | 1.5 | 1.9 | greenfield | non-agrivoltaic | -0.21768
404489 | multi | 56815 | CO | Denver | 39.8382 | -104.6728 | 39824 | 20220815 | 4 | Denver Int Airport | 2008 | PSCO | PV | c-si | single-axis | 180 | 0 | missing | 1.9 | 2 | greenfield | non-agrivoltaic | -0.41481
404910 | single | 65806 | CO | Denver | 39.902 | -104.6651 | 100325 | 20240123 | 4 | DIA 8 | 2022 | PSCO | PV | missing | single-axis | 180 | -9999 | missing | 4.5 | 4.5 | greenfield | non-agrivoltaic | -0.52851
402581 | multi | 61753 | CO | Adams | 39.7892 | -104.5923 | 149385 | 20220407 | 2 | Imboden Solar Garden | 2018 | PSCO | PV | c-si | single-axis | 180 | 0 | missing | 3 | 3.8 | greenfield | non-agrivoltaic | -0.93988
404534 | multi | 60725 | CO | Adams | 39.7891 | -104.5853 | 77805 | 20220407 | 2 | Xcel Adams 2 Community Solar Array | 2017 | PSCO | PV | c-si | single-axis | 180 | 0 | missing | 1.5 | 2 | greenfield | non-agrivoltaic | -0.93421
404611 | multi | 63587 | CO | Weld | 40.5788 | -104.8967 | 23770 | 20230820 | 4 | SR Skylark C | 2017 | WACM | PV | c-si | single-axis | 60 | 0 | missing | 1.1 | 1.3 | greenfield | non-agrivoltaic | -0.32011
404714 | single | 64648 | CO | Weld | 40.2282 | -104.7778 | 42829 | 20240125 | 4 | Pivot Solar 4, LLC (CSG) | 2022 | WACM | PV | c-si | single-axis | 180 | -9999 | missing | 2 | 2.8 | greenfield | non-agrivoltaic | -0.09373
404720 | single | 64655 | CO | Weld | 40.2404 | -104.7709 | 38571 | 20240125 | 4 | Pivot Solar 8, LLC (CSG) | 2021 | WACM | PV | c-si | single-axis | 180 | -9999 | missing | 2 | 2.8 | greenfield | non-agrivoltaic | 0.059186
404533 | single | 60724 | CO | Arapahoe | 39.6363 | -104.6462 | 35183 | 20240123 | 2 | Arapahoe 3 Community Solar Array | 2017 | PSCO | PV | c-si | single-axis | 180 | 0 | missing | 1.8 | 2 | greenfield | non-agrivoltaic | -0.27446
402911 | single | 62252 | CO | Arapahoe | 39.6506 | -104.5331 | 33360 | 20220120 | 2 | Oak Leaf Solar XXII, LLC (CSG) | 2019 | PSCO | PV | c-si | single-axis | 180 | 0 | missing | 1.5 | 2 | greenfield | non-agrivoltaic | -0.20866
404558 | multi | 62253 | CO | Arapahoe | 39.654 | -104.5312 | 70286 | 20220407 | 2 | Oak Leaf Solar XXIV LLC (CSG) | 2019 | PSCO | PV | c-si | single-axis | 180 | 0 | missing | 1.5 | 2 | greenfield | non-agrivoltaic | -0.87595
404768 | multi | 65032 | CO | Pueblo | 38.1727 | -104.5243 | 6745891 | 20230503 | 4 | Sun Mountain Solar 1 | 2021 | PSCO | PV | thin-film | single-axis | 180 | -9999 | missing | 200 | 293 | greenfield | non-agrivoltaic | -0.55861
402910 | single | 62251 | CO | Garfield | 39.523 | -107.8153 | 33374 | 20220718 | 4 | Oak Leaf Solar XXXII (CSG) | 2019 | PSCO | PV | c-si | single-axis | 180 | 0 | missing | 1.5 | 2 | greenfield | non-agrivoltaic | -0.20917
404718 | single | 64653 | CO | Garfield | 39.5217 | -107.8156 | 30367 | 20220718 | 4 | Pivot Solar 7, LLC (CSG) | 2022 | WACM | PV | c-si | single-axis | 180 | -9999 | missing | 2 | 2.8 | greenfield | non-agrivoltaic | 0.47472
404617 | multi | 63722 | CO | Larimer | 40.8434 | -105.0157 | 542747 | 20220912 | 4 | Rawhide Prairie Solar Hybrid | 2021 | PSCO | PV | c-si | single-axis | 180 | -9999 | batteries | 22 | 29 | greenfield | non-agrivoltaic | -0.34678
404619 | multi | 63731 | CO | Pueblo | 38.3322 | -104.4186 | 6469708 | 20220801 | 3 | Neptune Energy Center Hybrid | 2020 | PSCO | PV | missing | single-axis | 180 | -9999 | batteries | 325 | 325 | greenfield | non-agrivoltaic | -0.41453
404622 | multi | 63776 | CO | Pueblo | 38.1708 | -104.3824 | 5223812 | 20220801 | 3 | Thunder Wolf Energy Center Hybrid | 2022 | PSCO | PV | missing | single-axis | 180 | -9999 | batteries | 248 | 248 | greenfield | non-agrivoltaic | -0.47299
404673 | single | 64353 | CO | Logan | 40.6152 | -103.2339 | 10814 | 20231016 | 1 | NSE Camber Solar PS11, LLC (CSG) | 2021 | WACM | PV | c-si | single-axis | 180 | -9999 | missing | 2 | 2.8 | greenfield | non-agrivoltaic | 4.0069
404672 | single | 64352 | CO | Logan | 40.6142 | -103.2339 | 10320 | 20231016 | 1 | Mtn Solar 6, LLC (CSG) | 2022 | WACM | PV | c-si | single-axis | 180 | -9999 | missing | 2 | 2.8 | greenfield | non-agrivoltaic | 4.2693
404677 | single | 64359 | CO | Logan | 40.612 | -103.2336 | 49210 | 20231016 | 1 | Pivot Solar 12, LLC (CSG) | 2020 | WACM | PV | c-si | single-axis | 180 | -9999 | missing | 1 | 1.4 | greenfield | non-agrivoltaic | -0.87607
404674 | multi | 64356 | CO | Logan | 40.615 | -103.1558 | 140743 | 20231016 | 4 | NSE Camber Solar PS13, LLC (CSG) | 2022 | WACM | PV | c-si | single-axis | 180 | -9999 | missing | 2 | 2.8 | greenfield | non-agrivoltaic | -1.0573
404675 | single | 64357 | CO | Weld | 40.2585 | -104.8249 | 35236 | 20240125 | 4 | NSE Camber Solar PS6, LLC CSG | 2022 | WACM | PV | c-si | single-axis | 180 | -9999 | missing | 2 | 2.8 | greenfield | non-agrivoltaic | 0.20474
404676 | multi | 64358 | CO | Weld | 40.2488 | -104.8404 | 56385 | 20240125 | 4 | NSE Camber Solar PS5, LLC (CSG) | 2022 | WACM | PV | c-si | single-axis | 180 | -9999 | missing | 2 | 2.8 | greenfield | non-agrivoltaic | -0.42672
404719 | multi | 64654 | CO | Garfield | 39.4138 | -108.0899 | 28730 | 20231005 | 4 | Pivot Solar 3, LLC (CSG) | 2022 | WACM | PV | c-si | single-axis | 180 | -9999 | missing | 2 | 2.8 | greenfield | non-agrivoltaic | 0.58601
404715 | single | 64650 | CO | Morgan | 40.2669 | -103.6578 | 37092 | 20231127 | 4 | Pivot Solar 14, LLC (CSG) | 2022 | WACM | PV | c-si | single-axis | 180 | -9999 | missing | 2 | 2.8 | greenfield | non-agrivoltaic | 0.1205
404716 | single | 64651 | CO | Morgan | 40.2669 | -103.6555 | 37423 | 20231127 | 4 | Pivot Solar 2, LLC (CSG) | 2022 | WACM | PV | c-si | single-axis | 180 | -9999 | missing | 2 | 2.8 | greenfield | non-agrivoltaic | 0.10635
404717 | single | 64652 | CO | Morgan | 40.267 | -103.6538 | 16262 | 20231127 | 4 | Pivot Solar 15, LLC (CSG) | 2022 | WACM | PV | c-si | single-axis | 180 | -9999 | missing | 1 | 1.4 | greenfield | non-agrivoltaic | 0.34512
404951 | multi | 66095 | CO | Montezuma | 37.3608 | -108.5242 | 43267 | 20230523 | 4 | Cortez Solar 1, LLC | 2023 | WACM | PV | c-si | fixed-tilt | 180 | -9999 | missing | 2.2 | 2.8 | greenfield | non-agrivoltaic | -0.10774
404956 | multi | 66141 | CO | Montezuma | 37.3038 | -108.5787 | 50213 | 20230523 | 4 | Cortez Solar 3, LLC | 2023 | WACM | PV | missing | single-axis | 180 | -9999 | missing | 2 | 2 | greenfield | non-agrivoltaic | -0.63496
404957 | multi | 66169 | CO | Montezuma | 37.3758 | -108.6138 | 127377 | 20230523 | 4 | Cortez Solar 2, LLC | 2023 | WACM | PV | missing | single-axis | 180 | -9999 | missing | 5 | 5 | greenfield | non-agrivoltaic | -0.64717
404962 | single | 66271 | CO | Garfield | 39.4659 | -107.2296 | 78503 | 20230927 | 4 | Ameresco HCE Solar, LLC | 2023 | PSCO | PV | missing | single-axis | 180 | -9999 | batteries | 4.5 | 4.5 | greenfield | non-agrivoltaic | -0.26435
401574 | multi | 60225 | CT | New London | 41.5714 | -72.1567 | 39521 | 20210707 | 4 | CMEEC-Bozrah | 2016 | ISNE | PV | c-si | fixed-tilt | 180 | 25 | missing | 2.5 | 3.2 | greenfield | non-agrivoltaic | 0.23665
403110 | single | 62639 | CT | Hartford | 41.7636 | -72.5579 | 14724 | 20220422 | 4 | Manchester Community College East | 2018 | ISNE | PV | c-si | fixed-tilt | 180 | 25 | missing | 1 | 1.4 | greenfield | non-agrivoltaic | 0.5357
403506 | single | 63262 | CT | Litchfield | 42.0088 | -73.3379 | 21023 | 20201110 | 4 | Becton Canaan | 2019 | ISNE | PV | c-si | fixed-tilt | 175 | 15 | missing | 2.5 | 3.3 | greenfield | non-agrivoltaic | 1.8469
401821 | multi | 60605 | CT | New London | 41.5387 | -72.1196 | 29077 | 20210707 | 4 | CMEEC-Rogers Rd Solar | 2017 | ISNE | PV | c-si | fixed-tilt | 180 | 25 | missing | 1.5 | 1.5 | landfill | non-agrivoltaic | -0.38587
403111 | multi | 62640 | CT | Hartford | 41.7635 | -72.5629 | 17079 | 20220422 | 4 | Manchester Community College North | 2018 | ISNE | PV | c-si | fixed-tilt | 180 | 25 | missing | 1 | 1.4 | greenfield | non-agrivoltaic | 0.25793
403491 | single | 63240 | CT | New London | 41.5828 | -71.9034 | 11283 | 20220311 | 1 | Jackson Solar (CT) | 2019 | ISNE | PV | c-si | fixed-tilt | 180 | 25 | missing | 1 | 1.2 | greenfield | non-agrivoltaic | 0.77444
403591 | single | 63374 | CT | Middlesex | 41.5492 | -72.7073 | 15137 | 20210515 | 4 | CP Middletown Solar I, LLC | 2019 | ISNE | PV | c-si | fixed-tilt | 180 | 20 | missing | 1 | 1.3 | greenfield | non-agrivoltaic | 0.3407
403592 | single | 63375 | CT | Middlesex | 41.5494 | -72.7061 | 15227 | 20210515 | 4 | CP Middletown Solar II, LLC | 2019 | ISNE | PV | c-si | fixed-tilt | 180 | 20 | missing | 1 | 1.3 | greenfield | non-agrivoltaic | 0.32995
401472 | single | 60054 | CT | Fairfield | 41.1557 | -73.211 | 39996 | 20220805 | 4 | UI RCP Bridgeport Seaside | 2016 | ISNE | PV | c-si | single-axis | 180 | 0 | missing | 2.2 | 2.8 | landfill | non-agrivoltaic | 0.004382
402014 | single | 60880 | CT | Tolland | 41.964 | -72.3083 | 36153 | 20210313 | 4 | Stafford MS Ground Mount Community Solar | 2016 | ISNE | PV | c-si | fixed-tilt | 180 | 20 | missing | 2 | 2.6 | greenfield | non-agrivoltaic | 0.044864
402031 | single | 60909 | CT | Hartford | 41.7916 | -72.6514 | 20032 | 20220510 | 4 | Hartford Landfill Solar EGF | 2014 | ISNE | PV | c-si | fixed-tilt | 180 | 30 | missing | 1 | 1.2 | landfill | non-agrivoltaic | -0.20966
401822 | multi | 60607 | CT | New London | 41.3829 | -72.0787 | 59681 | 20210707 | 4 | CMEEC-Polaris Park Solar Hybrid | 2017 | ISNE | PV | c-si | fixed-tilt | 180 | 25 | batteries | 3.5 | 4.8 | greenfield | non-agrivoltaic | 0.22517
401823 | multi | 60608 | CT | New London | 41.3979 | -72.0773 | 16683 | 20210408 | 4 | CMEEC-Navy NE Trident | 2017 | ISNE | PV | c-si | fixed-tilt | 180 | 20 | missing | 1 | 1.4 | greenfield | non-agrivoltaic | 0.29908
402322 | multi | 61398 | CT | Hartford | 42.0091 | -72.6505 | 36401 | 20220617 | 4 | Canis Major Solar Farm | 2016 | ISNE | PV | c-si | fixed-tilt | 180 | 25 | missing | 2 | 2.9 | greenfield | non-agrivoltaic | 0.20909
402328 | single | 61408 | CT | Litchfield | 41.8919 | -72.9892 | 17418 | 20220510 | 4 | Canis Minor Solar Farm | 2016 | ISNE | PV | c-si | fixed-tilt | 180 | 20 | missing | 1 | 1.5 | greenfield | non-agrivoltaic | 0.34572
402429 | single | 61541 | CT | Hartford | 41.643 | -72.6334 | 59789 | 20210515 | 4 | Town of Rocky Hill PV (CSG) | 2018 | ISNE | PV | c-si | single-axis | 180 | 0 | missing | 3 | 3.9 | greenfield | non-agrivoltaic | -0.096826
402567 | single | 61728 | CT | Windham | 41.9441 | -71.8843 | 43675 | 20220311 | 4 | Barrett Farm Solar-Phase I | 2017 | ISNE | PV | c-si | fixed-tilt | 161 | 20 | missing | 2.4 | 2.4 | greenfield | non-agrivoltaic | -0.3146
402761 | single | 62021 | CT | New London | 41.6184 | -72.1426 | 18083 | 20210707 | 4 | Franklin Solar | 2018 | ISNE | PV | c-si | fixed-tilt | 180 | 30 | missing | 1 | 1.2 | greenfield | non-agrivoltaic | -0.072844
402805 | single | 62076 | CT | New Haven | 41.2719 | -72.7917 | 19936 | 20220221 | 4 | Town of Branford | 2018 | ISNE | PV | c-si | single-axis | 180 | 0 | missing | 1.1 | 1.4 | landfill | non-agrivoltaic | 0.009013
400784 | multi | 58876 | CT | New London | 41.6403 | -72.0469 | 376819 | 20210727 | 4 | Fusion Solar Center, LLC | 2018 | ISNE | PV | c-si | fixed-tilt | 180 | 25 | missing | 20 | 31.2 | greenfield | non-agrivoltaic | 0.27539
402573 | multi | 61736 | CT | Windham | 41.833 | -71.9206 | 302382 | 20220311 | 4 | Woods Hill Solar | 2018 | ISNE | PV | c-si | fixed-tilt | 181 | 25 | missing | 20 | 24.2 | greenfield | non-agrivoltaic | 0.21676
400607 | multi | 58554 | CT | Tolland | 41.9558 | -72.4541 | 142845 | 20210514 | 4 | Somers Solar Center, LLC | 2013 | ISNE | PV | c-si | single-axis | 180 | 0 | missing | 5 | 7.4 | greenfield | non-agrivoltaic | -0.38126
401103 | multi | 59495 | CT | New London | 41.4162 | -72.2347 | 80630 | 20210707 | 4 | Antares-GRE 314 East Lyme, LLC | 2014 | ISNE | PV | c-si | fixed-tilt | 180 | 30 | missing | 4 | 5 | greenfield | non-agrivoltaic | -0.165
404793 | single | 65152 | CT | New London | 41.5827 | -71.9016 | 16786 | 20220311 | 1 | Clinton Solar | 2022 | ISNE | PV | c-si | fixed-tilt | 180 | -9999 | missing | 1 | 1.2 | greenfield | non-agrivoltaic | 0.035802
403507 | single | 63263 | CT | Windham | 41.6787 | -71.9041 | 13216 | 20210727 | 4 | Plainfield Solar 2 | 2020 | ISNE | PV | c-si | fixed-tilt | 180 | 25 | missing | 1 | 1.2 | greenfield | non-agrivoltaic | 0.44492
404149 | multi | 64370 | CT | Windham | 41.6775 | -71.8999 | 12619 | 20210727 | 4 | Plainfield Solar 1 | 2020 | ISNE | PV | c-si | fixed-tilt | 180 | 25 | missing | 1 | 1.2 | greenfield | non-agrivoltaic | 0.5359
404159 | multi | 64387 | CT | Windham | 41.7435 | -71.9284 | 542528 | 20220311 | 4 | Quinebaug Solar | 2021 | ISNE | PV | missing | fixed-tilt | 180 | -9999 | batteries | 49.4 | 63.4 | greenfield | non-agrivoltaic | 0.99704
404398 | single | 64977 | CT | Litchfield | 41.8291 | -73.0749 | 32450 | 20210611 | 4 | Torrington Solar One, LLC | 2021 | ISNE | PV | missing | fixed-tilt | 180 | -9999 | batteries | 2 | 2 | greenfield | non-agrivoltaic | -0.17302
403120 | single | 62657 | CT | Hartford | 41.904 | -72.797 | 137297 | 20220510 | 4 | DWW Solar ll | 2019 | ISNE | PV | c-si | fixed-tilt | 180 | -9999 | missing | 26.4 | 49.5 | greenfield | non-agrivoltaic | 6.1596
403743 | multi | 63592 | CT | Hartford | 41.9744 | -72.5086 | 347231 | 20210514 | 4 | Nutmeg Solar | 2020 | ISNE | PV | c-si | fixed-tilt | 180 | 25 | missing | 19.6 | 31.6 | greenfield | non-agrivoltaic | 0.44927
404254 | multi | 64559 | CT | New Haven | 41.4424 | -72.8393 | 144253 | 20210519 | 4 | Wallingford Solar | 2021 | ISNE | PV | missing | single-axis | 180 | -9999 | missing | 16.1 | 20.7 | greenfield | non-agrivoltaic | 1.5614
404399 | single | 64978 | CT | Hartford | 41.6911 | -72.979 | 47209 | 20220510 | 4 | Bristol Solar One, LLC | 2021 | ISNE | PV | missing | fixed-tilt | 180 | -9999 | missing | 3 | 4.1 | greenfield | non-agrivoltaic | 0.3612
404400 | single | 64979 | CT | Litchfield | 41.6136 | -73.1509 | 33011 | 20220322 | 4 | Watertown Solar One, LLC | 2021 | ISNE | PV | missing | fixed-tilt | 180 | -9999 | batteries | 2 | 2.8 | greenfield | non-agrivoltaic | 0.31822
404808 | single | 65287 | CT | Tolland | 42.0333 | -72.5048 | 14906 | 20210514 | 1 | Barrow Solar | 2021 | ISNE | PV | c-si | fixed-tilt | 180 | -9999 | missing | 2 | 2.5 | greenfield | non-agrivoltaic | 2.0744
404527 | single | 60228 | CT | New London | 41.5774 | -72.1028 | 22488 | 20210707 | 1 | Conn Mun Electric Energy Coop | 2017 | ISNE | PV | c-si | fixed-tilt | 180 | 20 | missing | 1 | 1.2 | greenfield | non-agrivoltaic | -0.34825
401824 | multi | 60609 | CT | New London | 41.5778 | -72.1048 | 31763 | 20210707 | 1 | CMEEC-Norwich Stott St Solar Hybrid | 2016 | ISNE | PV | c-si | fixed-tilt | 180 | 15 | batteries | 3.5 | 4.8 | greenfield | non-agrivoltaic | 1.7229
402762 | multi | 62023 | CT | New London | 41.6544 | -72.1624 | 13782 | 20210707 | 1 | Wilson Solar | 2018 | ISNE | PV | c-si | fixed-tilt | 180 | 30 | missing | 1 | 1.2 | greenfield | non-agrivoltaic | 0.3659
404550 | single | 62024 | CT | New London | 41.6556 | -72.1622 | 13789 | 20210707 | 1 | Jefferson Solar | 2018 | ISNE | PV | c-si | fixed-tilt | 180 | 30 | missing | 1 | 1.2 | greenfield | non-agrivoltaic | 0.36493
404551 | multi | 62025 | CT | New London | 41.6574 | -72.1609 | 14865 | 20210707 | 1 | Hamilton Solar | 2018 | ISNE | PV | c-si | fixed-tilt | 180 | 30 | missing | 1 | 1.2 | greenfield | non-agrivoltaic | 0.23153
404552 | single | 62026 | CT | New London | 41.6557 | -72.16 | 40200 | 20210707 | 1 | Adams Solar | 2016 | ISNE | PV | c-si | fixed-tilt | 180 | 30 | missing | 1 | 1.2 | greenfield | non-agrivoltaic | -0.84638
404559 | multi | 62318 | CT | New London | 41.4216 | -71.8279 | 435462 | 20230901 | 4 | North Stonington Solar Center, LLC | 2022 | ISNE | PV | c-si | fixed-tilt | 180 | -9999 | missing | 15 | 19.98 | greenfield | non-agrivoltaic | -0.50673
403490 | single | 63239 | CT | New London | 41.5834 | -71.9025 | 11184 | 20220311 | 1 | Sherman Solar | 2019 | ISNE | PV | c-si | fixed-tilt | 180 | 25 | missing | 1 | 1.2 | greenfield | non-agrivoltaic | 0.79441
403495 | multi | 63244 | CT | Windham | 41.7681 | -72.0796 | 29326 | 20210727 | 4 | Sydney Solar | 2020 | ISNE | PV | c-si | fixed-tilt | 180 | 25 | missing | 2 | 2.4 | greenfield | non-agrivoltaic | 0.25506
404601 | multi | 63245 | CT | Windham | 41.7696 | -72.0788 | 33754 | 20221208 | 4 | Dickinson Solar (CT) | 2020 | ISNE | PV | c-si | fixed-tilt | 180 | 25 | missing | 2 | 2.4 | greenfield | non-agrivoltaic | 0.027581
403580 | multi | 63358 | CT | Hartford | 41.6437 | -72.7396 | 57717 | 20210515 | 4 | Corbin Russwin Phase 3 Berlin | 2018 | ISNE | PV | c-si | fixed-tilt | 162 | 20 | missing | 1 | 1.4 | greenfield | non-agrivoltaic | -0.96491
404064 | single | 64217 | CT | Tolland | 42.0299 | -72.5033 | 19055 | 20211215 | 1 | Blair Solar | 2021 | ISNE | PV | missing | fixed-tilt | 180 | -9999 | missing | 1 | 1 | greenfield | non-agrivoltaic | -0.36695
404665 | single | 64218 | CT | Tolland | 42.0311 | -72.5042 | 13125 | 20210514 | 1 | Madison Solar | 2021 | ISNE | PV | c-si | fixed-tilt | 180 | -9999 | missing | 1 | 1 | greenfield | non-agrivoltaic | 0.13537
404666 | single | 64219 | CT | Tolland | 42.0322 | -72.5045 | 13273 | 20210514 | 1 | Few Solar | 2021 | ISNE | PV | c-si | fixed-tilt | 180 | -9999 | missing | 1 | 1 | greenfield | non-agrivoltaic | 0.11734
400134 | multi | 57337 | DE | Kent | 39.186 | -75.5075 | 210196 | 20210929 | 4 | Dover Sun Park | 2011 | PJM | PV | c-si | single-axis | 180 | 0 | missing | 10 | 11.3 | greenfield | non-agrivoltaic | -0.33984
400421 | single | 58228 | DE | Kent | 38.9248 | -75.4487 | 197758 | 20210330 | 4 | Milford Solar Farm | 2012 | PJM | PV | c-si | fixed-tilt | 180 | 20 | missing | 12 | 15 | greenfield | non-agrivoltaic | 0.12818
401383 | single | 59922 | DE | New Castle | 39.7809 | -75.5475 | 5871 | 20210929 | 1 | South Campus Solar | 2011 | PJM | PV | c-si | fixed-tilt | 167 | 16 | missing | 1.3 | 2.4 | greenfield | non-agrivoltaic | 7.1824
400129 | multi | 57330 | DE | Kent | 38.9919 | -75.4399 | 26365 | 20210929 | 4 | Kent County Wastewater Treatment Solar | 2011 | PJM | PV | c-si | fixed-tilt | 225 | 35 | missing | 1.2 | 1.2 | greenfield | non-agrivoltaic | -0.5145
400276 | multi | 57772 | DE | Sussex | 38.7574 | -75.6021 | 29159 | 20210902 | 4 | Perdue Bridgeville Photovoltaic | 2011 | PJM | PV | c-si | fixed-tilt | 180 | 25 | missing | 1.3 | 1.6 | greenfield | non-agrivoltaic | -0.31628
400544 | single | 58473 | DE | Sussex | 38.6644 | -75.4016 | 75006 | 20210330 | 4 | Bruce A Henry Solar Farm | 2013 | PJM | PV | c-si | fixed-tilt | 180 | 20 | missing | 3.9 | 5.2 | greenfield | non-agrivoltaic | -0.010001
401256 | single | 59715 | DE | New Castle | 39.7358 | -75.5126 | 19369 | 20220123 | 4 | DD Hay Road Solar 23, LLC | 2015 | PJM | PV | missing | fixed-tilt | 185 | 10 | missing | 1.2 | 1.2 | greenfield | non-agrivoltaic | -0.16623
402204 | single | 61206 | DE | Sussex | 38.7177 | -75.2884 | 21304 | 20211106 | 4 | Onyx-Allen Harim | 2017 | PJM | PV | c-si | fixed-tilt | 180 | 25 | missing | 1.2 | 1.6 | greenfield | non-agrivoltaic | 0.11235
402605 | multi | 61800 | DE | Kent | 39.2802 | -75.6216 | 18792 | 20200712 | 4 | DG AMP Solar Smyrna | 2018 | PJM | PV | c-si | fixed-tilt | 146 | 25 | missing | 1.2 | 1.5 | greenfield | non-agrivoltaic | 0.21229
402694 | single | 61934 | DE | New Castle | 39.7238 | -75.5455 | 20520 | 20201003 | 4 | WHA Southbridge Solar Park (CSG) | 2018 | PJM | PV | c-si | fixed-tilt | 180 | 20 | missing | 1.4 | 1.7 | greenfield | non-agrivoltaic | 0.2764
403605 | single | 63392 | DE | Sussex | 38.6645 | -75.3992 | 49184 | 20200221 | 4 | DEC Phase II at Georgetown | 2019 | PJM | PV | c-si | fixed-tilt | 180 | 25 | missing | 3 | 4.2 | greenfield | non-agrivoltaic | 0.33036
404813 | multi | 65304 | DE | New Castle | 39.3887 | -75.7555 | 908804 | 20240216 | 4 | ENGIE Solidago Solar Project - Hybrid | 2023 | PJM | PV | c-si | single-axis | 180 | -9999 | missing | 50 | 64.17 | greenfield | non-agrivoltaic | 0.017146
404906 | single | 65791 | DE | Kent | 39.1828 | -75.6939 | 20645 | 20240209 | 4 | Blue Hen Solar | 2023 | PJM | PV | c-si | single-axis | 180 | -9999 | missing | 1.5 | 2 | greenfield | non-agrivoltaic | 0.57365
402971 | multi | 62374 | DC | District of Columbia | 38.8526 | -77.0093 | 15913 | 20220630 | 4 | JBAB-Washington DC | 2019 | PJM | PV | c-si | fixed-tilt | 70 | 10 | missing | 5.9 | 7 | greenfield | non-agrivoltaic | 7.8409
403638 | single | 63428 | DC | District of Columbia | 38.937 | -76.968 | 20301 | 20220619 | 4 | IGS CC, LLC | 2020 | PJM | PV | c-si | fixed-tilt | 180 | 35 | missing | 1.5 | 2 | greenfield | es | 0.60841
400205 | multi | 57565 | FL | Orange | 28.489 | -81.1822 | 102175 | 20220305 | 4 | RP-Orlando, LLC | 2011 | FPC | PV | c-si | single-axis | 180 | 0 | missing | 5.5 | 5.9 | greenfield | non-agrivoltaic | -0.25542
400055 | multi | 56930 | FL | Brevard | 28.4849 | -80.6806 | 131932 | 20211012 | 4 | Space Coast Next Gen Solar Energy | 2010 | FPL | PV | c-si | fixed-tilt | 180 | 20 | missing | 10 | 11.5 | greenfield | non-agrivoltaic | 0.36793
400083 | single | 57202 | FL | Duval | 30.3213 | -81.9557 | 332147 | 20211228 | 4 | Jacksonville Solar | 2010 | JEA | PV | thin-film | fixed-tilt | 180 | 20 | missing | 12.6 | 15 | greenfield | non-agrivoltaic | -0.52202
400054 | multi | 56929 | FL | DeSoto | 27.3231 | -81.8022 | 654766 | 20220214 | 4 | DeSoto Next Generation Solar Energy | 2009 | FPL | PV | c-si | single-axis | 180 | 0 | missing | 25 | 27.6 | greenfield | non-agrivoltaic | -0.58575
401199 | single | 59611 | FL | Polk | 28.067 | -82.018 | 127906 | 20220313 | 4 | LKL BLBD, LLC | 2015 | FMPP | PV | c-si | single-axis | 180 | 0 | missing | 6 | 7.7 | greenfield | non-agrivoltaic | -0.20338
401485 | single | 60071 | FL | Taylor | 30.1225 | -83.561 | 78161 | 20220424 | 4 | Perry Solar Facility | 2016 | FPC | PV | c-si | fixed-tilt | 180 | 20 | missing | 5.1 | 6.7 | greenfield | non-agrivoltaic | 0.33729
401429 | multi | 59993 | FL | Charlotte | 26.8656 | -81.738 | 1255562 | 20211222 | 4 | Babcock Solar Energy Center Hybrid | 2016 | FPL | PV | c-si | fixed-tilt | 195 | 20 | batteries | 74.5 | 114.7 | greenfield | non-agrivoltaic | 0.45665
401444 | multi | 60014 | FL | Manatee | 27.6281 | -82.3553 | 1253762 | 20220420 | 4 | Manatee Solar Energy Center | 2016 | FPL | PV | c-si | fixed-tilt | 195 | 20 | batteries | 74.5 | 114.7 | greenfield | non-agrivoltaic | 0.45942
402319 | multi | 61388 | FL | Duval | 30.5193 | -81.6831 | 161445 | 20220219 | 4 | AEP Jacksonville Solar Project | 2017 | JEA | PV | c-si | single-axis | 180 | 0 | missing | 7.1 | 7.5 | greenfield | non-agrivoltaic | -0.49459
401245 | multi | 59691 | FL | Escambia | 30.4692 | -87.341 | 1192936 | 20220118 | 4 | Gulf Coast Solar Center III | 2017 | SOCO | PV | thin-film | fixed-tilt | 217 | 20 | missing | 50 | 68.7 | greenfield | non-agrivoltaic | -0.25871
401806 | single | 60582 | FL | Leon | 30.3793 | -84.3596 | 367917 | 20220418 | 4 | CoTAL Solar Farm | 2017 | TAL | PV | thin-film | fixed-tilt | 180 | 30 | missing | 20 | 28 | greenfield | non-agrivoltaic | 0.13356
402106 | multi | 61021 | FL | Alachua | 29.665 | -82.0619 | 1219633 | 20170330 | 4 | Horizon Solar Energy Center | 2018 | FPL | PV | c-si | fixed-tilt | 195 | 20 | missing | 74.5 | 114 | greenfield | non-agrivoltaic | 0.5015
402107 | multi | 61022 | FL | Putnam | 29.7578 | -81.8942 | 1235344 | 20200512 | 4 | Coral Farms Solar Energy Center | 2018 | FPL | PV | c-si | fixed-tilt | 195 | 20 | missing | 74.5 | 114 | greenfield | non-agrivoltaic | 0.47632
402105 | multi | 61020 | FL | Indian River | 27.5684 | -80.57 | 1226022 | 20211127 | 4 | Indian River Solar Center | 2018 | FPL | PV | c-si | fixed-tilt | 195 | 20 | missing | 74.5 | 114 | greenfield | non-agrivoltaic | 0.49118
402659 | multi | 61879 | FL | Polk | 27.9255 | -81.7776 | 99938 | 20220327 | 4 | Bartow Solar Energy, LLC | 2018 | FPC | PV | c-si | fixed-tilt | 180 | 15 | missing | 7.26 | 9.4 | greenfield | non-agrivoltaic | 0.51395
402117 | multi | 61051 | FL | Brevard | 27.8763 | -80.53 | 1226716 | 20211127 | 4 | Barefoot Bay Solar Energy Center | 2018 | FPL | PV | c-si | fixed-tilt | 196 | 20 | missing | 74.5 | 113.2 | greenfield | non-agrivoltaic | 0.47624
402110 | multi | 61029 | FL | Indian River | 27.5972 | -80.5333 | 1265228 | 20211127 | 4 | Blue Cypress Solar Energy Center | 2018 | FPL | PV | c-si | fixed-tilt | 195 | 20 | missing | 74.5 | 113.2 | greenfield | non-agrivoltaic | 0.41674
402118 | multi | 61052 | FL | St. Lucie | 27.2332 | -80.543 | 1230187 | 20211115 | 4 | Loggerhead Solar Energy Center | 2018 | FPL | PV | c-si | fixed-tilt | 196 | 20 | missing | 74.5 | 113.2 | greenfield | non-agrivoltaic | 0.47073
402514 | multi | 61654 | FL | Hillsborough | 27.7741 | -82.239 | 1350744 | 20220409 | 4 | Balm Solar | 2018 | TEC | PV | thin-film | single-axis | 180 | 0 | missing | 74.4 | 87.9 | greenfield | non-agrivoltaic | -0.1001
402521 | multi | 61665 | FL | Polk | 27.6632 | -81.972 | 1305716 | 20210313 | 4 | Payne Creek Solar | 2018 | TEC | PV | thin-film | single-axis | 180 | 0 | missing | 70.3 | 84.9 | greenfield | non-agrivoltaic | -0.10124
402739 | multi | 61988 | FL | Orange | 28.3914 | -81.6157 | 799189 | 20220104 | 4 | Citrus Ridge Solar | 2018 | FPC | PV | thin-film | single-axis | 180 | 0 | missing | 52 | 62.8 | greenfield | non-agrivoltaic | 0.18601
402520 | multi | 61663 | FL | Hillsborough | 27.7537 | -82.163 | 1650864 | 20211108 | 4 | Lithia Solar | 2019 | TEC | PV | thin-film | single-axis | 180 | 0 | missing | 74.5 | 87.2 | greenfield | non-agrivoltaic | -0.35973
402516 | single | 61656 | FL | Hillsborough | 27.6814 | -82.207 | 988227 | 20211108 | 4 | Grange Hall Solar | 2019 | TEC | PV | thin-film | single-axis | 180 | 0 | missing | 61.1 | 71.4 | greenfield | non-agrivoltaic | 0.05192
402589 | multi | 61767 | FL | Volusia | 29.0095 | -81.0978 | 694685 | 20220327 | 4 | Pioneer Trail Solar Energy Center | 2019 | FPL | PV | c-si | fixed-tilt | 195 | 20 | missing | 74.5 | 113.2 | greenfield | non-agrivoltaic | 1.9735
402590 | multi | 61768 | FL | St. Lucie | 27.4878 | -80.4428 | 1067999 | 20220214 | 4 | Interstate Solar Energy Center | 2019 | FPL | PV | c-si | fixed-tilt | 195 | 20 | missing | 74.5 | 113.2 | greenfield | non-agrivoltaic | 0.76679
402588 | single | 61766 | FL | Miami-Dade | 25.6444 | -80.4882 | 1075657 | 20220518 | 4 | Miami Dade Solar Energy Center | 2019 | FPL | PV | c-si | fixed-tilt | 195 | 20 | missing | 74.5 | 113.2 | greenfield | non-agrivoltaic | 0.7508
403057 | multi | 62543 | FL | Gilchrist | 29.6376 | -82.8432 | 1874151 | 20211101 | 4 | Trenton Solar Power Plant | 2019 | FPC | PV | c-si | single-axis | 181 | 0 | missing | 74.9 | 104.9 | greenfield | non-agrivoltaic | -0.29296
401243 | multi | 59689 | FL | Okaloosa | 30.5157 | -86.5258 | 773964 | 20200203 | 4 | Gulf Coast Solar Center I | 2017 | SOCO | PV | thin-film | fixed-tilt | 219 | 20 | missing | 30 | 42.2 | greenfield | non-agrivoltaic | -0.32363
401244 | single | 59690 | FL | Santa Rosa | 30.4283 | -86.8935 | 1167325 | 20211224 | 4 | Gulf Coast Solar Center II | 2017 | SOCO | PV | thin-film | fixed-tilt | 220 | 20 | missing | 40 | 53.8 | greenfield | non-agrivoltaic | -0.50237
401945 | multi | 60788 | FL | Suwannee | 30.3765 | -83.1702 | 161011 | 20220318 | 4 | Suwannee Solar Facility | 2017 | FPC | PV | c-si | fixed-tilt | 180 | 20 | missing | 8.8 | 14.2 | greenfield | non-agrivoltaic | 0.38968
402109 | multi | 61024 | FL | Hendry | 26.6861 | -81.3198 | 1269895 | 20220214 | 4 | Hammock Solar | 2018 | FPL | PV | c-si | fixed-tilt | 195 | 20 | missing | 74.5 | 113.2 | greenfield | non-agrivoltaic | 0.40976
402608 | multi | 61807 | FL | Hamilton | 30.444 | -83.1881 | 3567604 | 20220318 | 4 | Hamilton Solar Power Plant | 2018 | FPC | PV | c-si | single-axis | 180 | 0 | missing | 74.9 | 109.9 | greenfield | non-agrivoltaic | -0.82617
402585 | multi | 61763 | FL | Columbia | 30.2765 | -82.7823 | 1296296 | 20220107 | 4 | Sunshine Gateway Solar Energy Center | 2019 | FPL | PV | c-si | fixed-tilt | 195 | 20 | batteries | 74.5 | 113.2 | greenfield | non-agrivoltaic | 0.3713
402515 | multi | 61655 | FL | Polk | 27.8789 | -81.9193 | 630836 | 20210313 | 4 | Bonnie Mine Solar | 2019 | TEC | PV | thin-film | single-axis | 180 | 0 | missing | 37.5 | 43.9 | greenfield | non-agrivoltaic | -0.004445
402522 | single | 61666 | FL | Polk | 27.9133 | -81.8057 | 950702 | 20210930 | 4 | Peace Creek Solar | 2019 | TEC | PV | thin-film | single-axis | 180 | 0 | missing | 55 | 64.8 | greenfield | non-agrivoltaic | -0.034742
402517 | multi | 61657 | FL | Polk | 27.9283 | -81.8607 | 873779 | 20210313 | 4 | Lake Hancock Solar | 2019 | TEC | PV | thin-film | single-axis | 180 | 0 | missing | 49.6 | 58 | greenfield | non-agrivoltaic | -0.072493
403055 | multi | 62541 | FL | Highlands | 27.3303 | -81.3714 | 1192486 | 20211227 | 4 | Lake Placid Solar Power Plant | 2019 | FPC | PV | c-si | single-axis | 180 | 0 | batteries | 45 | 63 | greenfield | non-agrivoltaic | -0.35952
403463 | multi | 63186 | FL | Duval | 30.4561 | -81.7159 | 178123 | 20220219 | 4 | Imeson Solar | 2019 | JEA | PV | c-si | single-axis | 180 | 0 | batteries | 5 | 9 | greenfield | non-agrivoltaic | -0.40833
403464 | single | 63187 | FL | Leon | 30.3965 | -84.3696 | 1009577 | 20210904 | 4 | FL Solar 4, LLC | 2019 | TAL | PV | thin-film | fixed-tilt | 180 | 25 | missing | 42 | 55 | greenfield | non-agrivoltaic | -0.32462
400163 | single | 57438 | FL | Alachua | 29.7015 | -82.3366 | 23845 | 20220330 | 4 | Solar Park Gainesville, LLC | 2011 | GVL | PV | c-si | fixed-tilt | 180 | 15 | missing | 1.6 | 2 | greenfield | non-agrivoltaic | 0.29822
401413 | single | 59973 | FL | Orange | 28.3734 | -81.5626 | 48303 | 20220416 | 4 | Walt Disney World Solar Facility | 2016 | FPC | PV | thin-film | fixed-tilt | 195 | 20 | missing | 4.9 | 5 | greenfield | non-agrivoltaic | 0.71425
401280 | single | 59754 | FL | Polk | 27.9918 | -82.0452 | 104861 | 20220415 | 4 | Lakeland Electric Co. (FL)-Airport II | 2012 | TEC | PV | c-si | single-axis | 180 | 0 | missing | 3.5 | 3.5 | greenfield | non-agrivoltaic | -0.77166
401404 | multi | 59954 | FL | Osceola | 28.0582 | -81.243 | 62088 | 20220305 | 4 | Osceola Solar Facility | 2016 | FPC | PV | c-si | fixed-tilt | 180 | 20 | missing | 3.8 | 4.7 | greenfield | non-agrivoltaic | 0.12499
403106 | multi | 62634 | FL | Charlotte | 26.8663 | -81.7314 | 1333364 | 20211222 | 4 | Babcock Preserve | 2020 | FPL | PV | c-si | fixed-tilt | 180 | 20 | missing | 74.5 | 114.7 | greenfield | non-agrivoltaic | 0.34371
402220 | single | 61246 | FL | Orange | 28.4764 | -81.1805 | 57293 | 20211210 | 4 | ACE-Stanton PV | 2017 | FMPP | PV | c-si | fixed-tilt | 180 | 10 | missing | 4.8 | 6.8 | greenfield | non-agrivoltaic | 1.0358
402221 | single | 61247 | FL | Orange | 28.4846 | -81.1746 | 48460 | 20211210 | 4 | ACE-Stanton A PV | 2017 | FMPP | PV | c-si | fixed-tilt | 180 | 10 | missing | 4.1 | 5.7 | landfill | non-agrivoltaic | 1.0132
402890 | multi | 62206 | FL | Palm Beach | 26.7581 | -80.3361 | 1119063 | 20220608 | 4 | Hibiscus Solar Energy Center | 2020 | FPL | PV | thin-film | fixed-tilt | 190 | 20 | missing | 74.5 | 108 | greenfield | non-agrivoltaic | 0.56588
402982 | multi | 62394 | FL | Martin | 27.0601 | -80.4741 | 1140402 | 20220210 | 4 | Sweetbay Solar Center | 2020 | FPL | PV | c-si | fixed-tilt | 180 | 20 | missing | 74.5 | 99 | greenfield | non-agrivoltaic | 0.36042
403103 | multi | 62631 | FL | Hendry | 26.7 | -81.1337 | 1322086 | 20220104 | 4 | Blue Heron Solar | 2020 | FPL | PV | c-si | fixed-tilt | 195 | 20 | missing | 74.5 | 114.8 | greenfield | non-agrivoltaic | 0.36085
403113 | multi | 62645 | FL | Baker | 30.2335 | -82.2488 | 1148059 | 20220118 | 4 | Northern Preserve Solar | 2020 | FPL | PV | c-si | fixed-tilt | 195 | 20 | batteries | 74.5 | 98.4 | greenfield | non-agrivoltaic | 0.33707
403176 | multi | 62750 | FL | Hillsborough | 27.685 | -82.4129 | 1398239 | 20220404 | 4 | Little Manatee River Solar | 2020 | TEC | PV | thin-film | single-axis | 180 | 0 | missing | 74.5 | 87.9 | greenfield | non-agrivoltaic | -0.14693
403194 | single | 62778 | FL | Duval | 30.2859 | -81.8351 | 68206 | 20220404 | 4 | Hecate Energy Blair Road, LLC | 2018 | JEA | PV | c-si | single-axis | 180 | 0 | missing | 4.2 | 4.9 | greenfield | non-agrivoltaic | 0.043241
403268 | multi | 62914 | FL | Nassau | 30.5308 | -81.8868 | 1606148 | 20220404 | 4 | Nassau Solar Center | 2020 | FPL | PV | c-si | single-axis | 180 | 0 | missing | 74.5 | 93.9 | greenfield | non-agrivoltaic | -0.24019
403270 | multi | 62916 | FL | St. Johns | 29.7609 | -81.4338 | 1506953 | 20220616 | 4 | Trailside Solar Center | 2020 | FPL | PV | c-si | single-axis | 180 | 0 | missing | 74.5 | 108.3 | greenfield | non-agrivoltaic | 0.043793
403274 | multi | 62922 | FL | Okeechobee | 27.2212 | -80.7406 | 1240151 | 20211115 | 4 | Lakeside Solar Center | 2020 | FPL | PV | c-si | fixed-tilt | 205 | 16 | missing | 74.5 | 108 | greenfield | non-agrivoltaic | 0.36623
403276 | multi | 62924 | FL | St. Lucie | 27.5398 | -80.5727 | 1269972 | 20211127 | 4 | Pelican Solar Center | 2021 | FPL | PV | missing | fixed-tilt | 180 | -9999 | missing | 74.5 | 113.3 | greenfield | non-agrivoltaic | 0.41133
403281 | single | 62940 | FL | Duval | 30.4966 | -81.6005 | 87990 | 20220404 | 4 | Starratt Solar | 2017 | JEA | PV | c-si | fixed-tilt | 180 | 20 | missing | 5 | 7 | greenfield | grazing | 0.20666
402523 | multi | 61667 | FL | Hillsborough | 27.7326 | -82.2668 | 1334762 | 20220409 | 4 | Wimauma Solar | 2020 | TEC | PV | thin-film | single-axis | 180 | 0 | missing | 74.5 | 87.9 | greenfield | non-agrivoltaic | -0.08359
402734 | multi | 61982 | FL | Columbia | 29.8912 | -82.6856 | 1951294 | 20220520 | 4 | Columbia Solar Power Plant | 2020 | FPC | PV | thin-film | single-axis | 181 | 0 | missing | 74.9 | 105.6 | greenfield | non-agrivoltaic | -0.33225
403029 | multi | 62491 | FL | Okeechobee | 27.6149 | -80.7944 | 2414174 | 20220619 | 4 | Okeechobee Solar | 2020 | FPL | PV | thin-film | fixed-tilt | 180 | 20 | missing | 74.5 | 111.8 | greenfield | non-agrivoltaic | -0.49767
403269 | multi | 62915 | FL | Clay | 29.8789 | -81.6955 | 1598197 | 20220118 | 4 | Magnolia Springs Solar Center | 2021 | FPL | PV | c-si | single-axis | 180 | -9999 | missing | 74.5 | 108.3 | greenfield | non-agrivoltaic | -0.043141
403272 | multi | 62919 | FL | Indian River | 27.5998 | -80.566 | 1287969 | 20211127 | 4 | Orange Blossom Solar Center | 2021 | FPL | PV | missing | fixed-tilt | 195 | -9999 | missing | 74.5 | 96.7 | greenfield | non-agrivoltaic | 0.11185
403273 | multi | 62921 | FL | Brevard | 27.8472 | -80.6693 | 1080012 | 20211115 | 4 | Palm Bay Solar | 2021 | FPL | PV | missing | fixed-tilt | 195 | -9999 | missing | 74.5 | 113.2 | greenfield | non-agrivoltaic | 0.74182
403277 | multi | 62925 | FL | Baker | 30.2954 | -82.1925 | 1452005 | 20220107 | 4 | Egret Solar Center | 2020 | FPL | PV | c-si | single-axis | 181 | 0 | missing | 74.5 | 93.8 | greenfield | non-agrivoltaic | -0.11016
403401 | multi | 63109 | FL | Brevard | 28.5362 | -80.6736 | 895166 | 20220408 | 4 | Discovery Solar Center | 2021 | FPL | PV | missing | fixed-tilt | 180 | -9999 | missing | 74.5 | 98.3 | greenfield | non-agrivoltaic | 0.84771
403402 | multi | 63110 | FL | Palm Beach | 26.7757 | -80.3481 | 1399060 | 20220528 | 4 | Sabal Palm Solar Center | 2021 | FPL | PV | missing | fixed-tilt | 180 | -9999 | missing | 74.5 | 113.4 | greenfield | non-agrivoltaic | 0.23844
403681 | multi | 63495 | FL | Polk | 27.792 | -82.0002 | 850631 | 20220313 | 4 | Durrance | 2021 | TEC | PV | c-si | single-axis | 180 | -9999 | missing | 60 | 70.8 | greenfield | non-agrivoltaic | 0.28458
403737 | multi | 63582 | FL | Osceola | 28.1639 | -81.1109 | 1416851 | 20211210 | 4 | Harmony Solar | 2020 | FMPP | PV | c-si | single-axis | 180 | 0 | missing | 74.5 | 115.5 | greenfield | non-agrivoltaic | 0.24828
403738 | multi | 63583 | FL | Orange | 28.5105 | -81.037 | 1609686 | 20220321 | 4 | Taylor Creek Solar | 2020 | FMPP | PV | c-si | single-axis | 180 | 0 | missing | 74.5 | 115.5 | greenfield | non-agrivoltaic | 0.041376
404118 | multi | 64301 | FL | Manatee | 27.4467 | -82.0749 | 1292396 | 20220416 | 4 | Willow Solar Energy Center | 2021 | FPL | PV | missing | single-axis | 180 | -9999 | missing | 74.5 | 93.9 | greenfield | non-agrivoltaic | 0.060498
404408 | multi | 65036 | FL | Escambia | 30.8487 | -87.344 | 1044220 | 20220118 | 4 | Cotton Creek Solar Energy Center | 2021 | SOCO | PV | missing | fixed-tilt | 180 | -9999 | missing | 74.5 | 105.3 | greenfield | non-agrivoltaic | 0.65765
401271 | single | 59744 | FL | Polk | 27.9867 | -82.0452 | 59958 | 20220313 | 4 | Lakeland Electric Co. (FL)-Airport 1 | 2011 | TEC | PV | c-si | single-axis | 180 | 0 | missing | 2.7 | 2.7 | greenfield | non-agrivoltaic | -0.52476
401526 | multi | 60124 | FL | Polk | 27.9837 | -82.0424 | 77721 | 20220313 | 4 | Goldfinch | 2016 | FMPP | PV | c-si | single-axis | 180 | 0 | missing | 3 | 3.7 | greenfield | non-agrivoltaic | -0.47021
403028 | multi | 62490 | FL | Suwannee | 30.2977 | -82.8724 | 1477856 | 20201103 | 4 | Echo River Solar | 2020 | FPL | PV | c-si | single-axis | 181 | 0 | batteries | 74.5 | 108 | greenfield | non-agrivoltaic | 0.069463
403030 | multi | 62493 | FL | Manatee | 27.5699 | -82.1922 | 1568050 | 20220416 | 4 | Southfork Solar | 2020 | FPL | PV | c-si | single-axis | 180 | 0 | missing | 74.5 | 108 | greenfield | non-agrivoltaic | -0.01959
403056 | multi | 62542 | FL | Volusia | 28.8976 | -81.3295 | 1022684 | 20220118 | 4 | Debary Solar Power Plant | 2020 | FPC | PV | c-si | fixed-tilt | 180 | 0 | missing | 74.5 | 102.5 | greenfield | non-agrivoltaic | 0.64464
403105 | multi | 62633 | FL | Putnam | 29.607 | -81.8401 | 1544130 | 20231206 | 4 | Twin Lakes | 2020 | FPL | PV | c-si | single-axis | 180 | 0 | missing | 74.5 | 95.1 | greenfield | non-agrivoltaic | -0.17398
403104 | multi | 62632 | FL | DeSoto | 27.3346 | -81.7543 | 1476907 | 20220203 | 4 | Cattle Ranch | 2020 | FPL | PV | c-si | single-axis | 180 | 0 | missing | 74.5 | 94.3 | greenfield | non-agrivoltaic | -0.12607
403271 | multi | 62917 | FL | DeSoto | 27.3238 | -81.7914 | 1479077 | 20220214 | 4 | Rodeo Solar Center | 2021 | FPL | PV | missing | single-axis | 180 | -9999 | missing | 74.5 | 82.8 | greenfield | non-agrivoltaic | -0.29278
403930 | multi | 63978 | FL | Manatee | 27.5881 | -82.067 | 1343195 | 20220416 | 4 | Duette Solar Power Plant | 2021 | FPC | PV | c-si | single-axis | 180 | -9999 | missing | 74.5 | 102.5 | greenfield | non-agrivoltaic | 0.13794
403275 | multi | 62923 | FL | Union | 29.9991 | -82.2981 | 1527150 | 20221021 | 4 | Union Springs Solar Center | 2020 | FPL | PV | c-si | single-axis | 180 | 0 | missing | 74.5 | 93.9 | greenfield | non-agrivoltaic | -0.17612
404482 | multi | 63754 | FL | Jackson | 30.878 | -85.4032 | 1444034 | 20220129 | 4 | Gulf Power Blue Indigo Energy | 2020 | SOCO | PV | c-si | single-axis | 180 | 0 | missing | 74.5 | 108.1 | greenfield | non-agrivoltaic | 0.1072
404546 | multi | 61664 | FL | Pasco | 28.3832 | -82.2228 | 847262 | 20240424 | 4 | Mountain View Solar (FL) | 2018 | TEC | PV | c-si | single-axis | 180 | -9999 | missing | 54.6 | 64.66 | greenfield | non-agrivoltaic | 0.13806
404635 | multi | 63982 | FL | Hardee | 27.638 | -81.6599 | 1599090 | 20240424 | 4 | Charlie Creek Solar Power Plant | 2017 | FPC | PV | c-si | single-axis | 180 | -9999 | missing | 74.9 | 99.7 | greenfield | non-agrivoltaic | -0.15788
404657 | multi | 64145 | FL | Citrus | 29.0008 | -82.6713 | 1094340 | 20240225 | 4 | Bay Trail Solar Power Plant | 2022 | FPC | PV | c-si | single-axis | 180 | -9999 | missing | 74.9 | 94.9 | greenfield | non-agrivoltaic | 0.35845
404658 | multi | 64146 | FL | Bay | 30.1057 | -85.4081 | 3000179 | 20231230 | 2 | Sandy Creek Solar Power Plant | 2021 | FPC | PV | thin-film | single-axis | 180 | -9999 | missing | 74.9 | 98.8 | greenfield | non-agrivoltaic | -0.78112
404700 | multi | 64533 | FL | Hardee | 27.6414 | -81.9376 | 1008113 | 20230119 | 4 | Fort Green Solar Power Plant | 2021 | FPC | PV | c-si | fixed-tilt | 180 | -9999 | missing | 74.9 | 126.7 | greenfield | non-agrivoltaic | 1.1839
404710 | multi | 64631 | FL | Polk | 27.8094 | -81.9546 | 1144409 | 20230119 | 4 | Jamison Solar (FL) | 2022 | TEC | PV | thin-film | single-axis | 180 | -9999 | missing | 74.5 | 85.6 | greenfield | non-agrivoltaic | 0.1059
400004 | multi | 645 | FL | Hillsborough | 27.7842 | -82.389 | 334486 | 20220420 | 4 | Big Bend | 2017 | TEC | PV | thin-film | single-axis | 180 | 0 | batteries | 19 | 23 | greenfield | non-agrivoltaic | -0.021987
404900 | single | 65772 | FL | Hillsborough | 27.7881 | -82.3953 | 9931 | 20231028 | 4 | Big Bend Floating Solar I | 2022 | TEC | PV | c-si | fixed-tilt | 180 | -9999 | missing | 1 | 1.3 | greenfield | non-agrivoltaic | 1.2946
404899 | single | 65771 | FL | Hillsborough | 27.7807 | -82.3991 | 10786 | 20231028 | 4 | Big Bend Agrivoltaics | 2022 | TEC | PV | c-si | fixed-tilt | 180 | -9999 | missing | 1 | 1.2 | greenfield | non-agrivoltaic | 0.87833
404713 | multi | 64641 | FL | Hillsborough | 27.7799 | -82.3907 | 484665 | 20231028 | 4 | Big Bend II Solar | 2021 | TEC | PV | thin-film | single-axis | 180 | -9999 | missing | 45.8 | 52.4 | greenfield | non-agrivoltaic | 0.81178
404735 | single | 64757 | FL | Jackson | 30.7872 | -85.0868 | 1559316 | 20230331 | 4 | Blue Springs | 2023 | SOCO | PV | thin-film | single-axis | 180 | -9999 | missing | 74.5 | 91.3 | greenfield | non-agrivoltaic | -0.23832
404840 | multi | 65432 | FL | Jackson | 30.7601 | -85.07 | 1651639 | 20230331 | 4 | Apalachee | 2023 | FPL | PV | missing | single-axis | 180 | -9999 | missing | 74.5 | 74.5 | greenfield | non-agrivoltaic | -0.52316
404769 | multi | 65037 | FL | Hendry | 26.3687 | -81.044 | 1090883 | 20240412 | 4 | Sawgrass Solar Energy Center | 2022 | FPL | PV | thin-film | fixed-tilt | 195 | -9999 | missing | 74.5 | 103.6 | greenfield | non-agrivoltaic | 0.53325
404770 | multi | 65038 | FL | Hendry | 26.4223 | -81.0317 | 1088778 | 20240412 | 4 | Ghost Orchid Solar Energy Center | 2022 | FPL | PV | thin-film | fixed-tilt | 194 | -9999 | missing | 74.5 | 103.6 | greenfield | non-agrivoltaic | 0.53713
404771 | multi | 65039 | FL | St Lucie | 27.254 | -80.5591 | 1087207 | 20230104 | 4 | Sundew | 2022 | FPL | PV | thin-film | fixed-tilt | 195 | -9999 | missing | 74.5 | 104.3 | greenfield | non-agrivoltaic | 0.55368
404836 | multi | 65428 | FL | St Lucie | 27.2907 | -80.5442 | 1077134 | 20230511 | 4 | Pink Trial Solar Energy Center | 2023 | FPL | PV | missing | fixed-tilt | 180 | -9999 | missing | 74.5 | 74.5 | greenfield | non-agrivoltaic | -0.013447
404772 | multi | 65040 | FL | Collier | 26.4836 | -81.4303 | 1256322 | 20240424 | 4 | Immokalee | 2022 | FPL | PV | thin-film | fixed-tilt | 180 | -9999 | missing | 74.5 | 104.3 | greenfield | non-agrivoltaic | 0.28009
404773 | multi | 65041 | FL | Manatee | 27.5975 | -82.2438 | 1580813 | 20240203 | 4 | Elder Branch | 2022 | FPL | PV | thin-film | single-axis | 180 | -9999 | missing | 74.5 | 98.3 | greenfield | non-agrivoltaic | -0.16137
404774 | multi | 65042 | FL | Indian River | 27.5764 | -80.6507 | 1241726 | 20231123 | 3 | Grove | 2022 | FPL | PV | thin-film | fixed-tilt | 196 | -9999 | missing | 74.5 | 104.3 | greenfield | non-agrivoltaic | 0.30076
404799 | multi | 65170 | FL | Suwannee | 29.961 | -82.8213 | 1778042 | 20221228 | 3 | Hildreth Solar Power Plant | 2023 | FPC | PV | missing | single-axis | 180 | -9999 | missing | 74.9 | 74.9 | greenfield | non-agrivoltaic | -0.58633
404800 | multi | 65171 | FL | Bay | 30.1547 | -85.5003 | 1703687 | 20240407 | 4 | Bay Ranch Solar Power Plant | 2023 | FPC | PV | missing | single-axis | 180 | -9999 | missing | 74.9 | 74.9 | greenfield | non-agrivoltaic | -0.54739
404801 | multi | 65172 | FL | Alachua | 29.8022 | -82.6359 | 1577787 | 20240228 | 4 | High Springs Solar Power Plant | 2023 | FPC | PV | missing | single-axis | 180 | -9999 | missing | 74.9 | 74.9 | greenfield | non-agrivoltaic | -0.47306
404802 | multi | 65173 | FL | Levy | 29.495 | -82.8332 | 1606944 | 20230904 | 4 | Hardeetown Solar Power Plant | 2021 | FPC | PV | missing | single-axis | 180 | -9999 | missing | 74.9 | 74.9 | greenfield | non-agrivoltaic | -0.49131
404884 | multi | 65687 | FL | Hillsborough | 27.673 | -82.4527 | 656366 | 20231024 | 4 | Riverside Solar | 2023 | TEC | PV | thin-film | single-axis | 180 | -9999 | missing | 55 | 66.8 | greenfield | non-agrivoltaic | 0.67738
404831 | multi | 65420 | FL | St Lucie | 27.2471 | -80.6732 | 1050633 | 20230611 | 4 | Bluefield Preserve Solar | 2023 | FPL | PV | missing | fixed-tilt | 195 | -9999 | missing | 74.5 | 74.5 | greenfield | non-agrivoltaic | 0.023514
404833 | single | 65423 | FL | Miami Dade | 25.5391 | -80.5555 | 1104234 | 20240128 | 4 | Everglades Solar Energy Center | 2023 | FPL | PV | missing | fixed-tilt | 180 | -9999 | missing | 74.5 | 74.5 | greenfield | non-agrivoltaic | -0.04941
404832 | multi | 65422 | FL | Calhoun | 30.4418 | -85.2762 | 3041987 | 20240202 | 3 | FPL Chipola River Solar Energy Center | 2023 | FPL | PV | missing | single-axis | 180 | -9999 | missing | 74.5 | 74.5 | greenfield | non-agrivoltaic | -0.95995
404834 | multi | 65424 | FL | Escambia | 30.9171 | -87.3413 | 1057546 | 20240222 | 4 | First City Solar Energy Center | 2023 | FPL | PV | missing | fixed-tilt | 180 | -9999 | missing | 74.5 | 74.5 | greenfield | non-agrivoltaic | 0.013683
404835 | multi | 65427 | FL | Calhoun | 30.573 | -85.0436 | 1302320 | 20230411 | 4 | FPL Flowers Creek Solar Energy Center | 2023 | FPL | PV | missing | single-axis | 180 | -9999 | missing | 74.5 | 74.5 | greenfield | non-agrivoltaic | -0.26683
404837 | single | 65429 | FL | Calhoun | 30.3971 | -85.2809 | 1361920 | 20240202 | 4 | FPL Shirer Branch Solar Energy Center | 2023 | FPL | PV | missing | single-axis | 180 | -9999 | missing | 74.5 | 74.5 | greenfield | non-agrivoltaic | -0.31987
404838 | multi | 65430 | FL | Gadsden | 30.677 | -84.74 | 1376605 | 20230226 | 4 | Wild Azalea Solar Energy Center | 2023 | FPL | PV | missing | single-axis | 180 | -9999 | missing | 74.5 | 74.5 | greenfield | non-agrivoltaic | -0.33223
404839 | multi | 65431 | FL | Clay | 29.8815 | -81.6787 | 1264736 | 20230911 | 4 | Anhinga Solar Energy Center | 2023 | FPL | PV | missing | single-axis | 180 | -9999 | missing | 74.5 | 74.5 | greenfield | non-agrivoltaic | -0.23082
404841 | multi | 65433 | FL | Santa Rosa | 30.6396 | -86.9297 | 2237498 | 20240503 | 4 | Blackwater River Solar Energy Center | 2022 | FPL | PV | missing | fixed-tilt | 179 | -9999 | missing | 74.5 | 74.5 | greenfield | non-agrivoltaic | -0.77339
404845 | multi | 65438 | FL | Okeechobee | 27.6249 | -80.8032 | 1417688 | 20231123 | 4 | FPL Cavendish Solar Energy Center | 2023 | FPL | PV | missing | single-axis | 180 | -9999 | missing | 74.5 | 74.5 | greenfield | non-agrivoltaic | -0.36546
404852 | single | 65519 | FL | Gilchrist | 29.7163 | -82.7116 | 1571574 | 20221228 | 3 | Bell Ridge Solar | 2022 | SEC | PV | missing | single-axis | 180 | -9999 | missing | 74.5 | 74.5 | greenfield | non-agrivoltaic | -0.47447
404862 | multi | 65594 | FL | Putnam | 29.7678 | -81.7746 | 1338276 | 20231206 | 4 | FPL Etonia Creek | 2022 | FPL | PV | missing | single-axis | 180 | -9999 | missing | 74.5 | 74.5 | greenfield | non-agrivoltaic | -0.2994
404860 | multi | 65592 | FL | Bay | 30.418 | -85.4412 | 1376987 | 20240407 | 4 | FPL Saw Palmetto Solar Energy Center | 2023 | FPL | PV | missing | single-axis | 180 | -9999 | missing | 74.5 | 74.5 | greenfield | non-agrivoltaic | -0.33255
404861 | multi | 65593 | FL | Bay | 30.5968 | -85.8289 | 1339055 | 20240422 | 3 | FPL Cypress Pond Solar | 2023 | FPL | PV | missing | single-axis | 180 | -9999 | missing | 74.5 | 74.5 | greenfield | non-agrivoltaic | -0.30007
402116 | multi | 61050 | FL | DeSoto | 27.3153 | -81.7645 | 1259992 | 20220214 | 4 | Wildflower Solar Energy Center | 2018 | FPL | PV | c-si | fixed-tilt | 195 | 20 | missing | 74.5 | 114 | greenfield | non-agrivoltaic | 0.43807
404525 | single | 60061 | FL | DeSoto | 27.2998 | -81.789 | 1343603 | 20230119 | 4 | Citrus Solar Energy Center Hybrid | 2016 | FPL | PV | c-si | fixed-tilt | 180 | 20 | batteries | 74.5 | 123 | greenfield | non-agrivoltaic | 0.4607
404607 | multi | 63517 | FL | Columbia | 29.8754 | -82.7295 | 1675623 | 20221228 | 4 | Santa Fe Solar Power Plant | 2021 | FPC | PV | thin-film | single-axis | 181 | -9999 | missing | 74.9 | 100.8 | greenfield | non-agrivoltaic | -0.2043
401160 | multi | 59556 | GA | Murray | 34.7127 | -84.9186 | 117762 | 20171027 | 4 | Dalton 2 | 2014 | SOCO | PV | c-si | fixed-tilt | 180 | 22 | missing | 5.5 | 7.1 | greenfield | non-agrivoltaic | -0.20146
401141 | multi | 59535 | GA | Jeff Davis | 31.8089 | -82.5805 | 371341 | 20210406 | 4 | SR Hazlehurst | 2015 | SOCO | PV | c-si | fixed-tilt | 180 | 20 | missing | 21 | 27.4 | greenfield | non-agrivoltaic | 0.084462
400549 | single | 58482 | GA | Washington | 32.9794 | -82.591 | 122522 | 20221019 | 4 | Azalea Solar, LLC | 2013 | SOCO | PV | c-si | fixed-tilt | 180 | 20 | missing | 7.65 | 9.7 | greenfield | non-agrivoltaic | 0.1985
400648 | multi | 58628 | GA | Walton | 33.6765 | -83.6768 | 463770 | 20220130 | 4 | Simon Solar Farm, LLC | 2013 | SOCO | PV | c-si | fixed-tilt | 180 | 20 | missing | 30 | 38.6 | greenfield | non-agrivoltaic | 0.28455
401355 | multi | 59874 | GA | Twiggs | 32.6242 | -83.3818 | 359438 | 20220322 | 4 | Richland Solar Center | 2015 | SEPA | PV | c-si | fixed-tilt | 180 | 20 | missing | 20 | 33.4 | greenfield | non-agrivoltaic | 0.48989
401072 | single | 59449 | GA | Decatur | 30.9669 | -84.6253 | 538009 | 20220325 | 4 | Decatur County Solar Project | 2015 | SOCO | PV | c-si | single-axis | 180 | 0 | batteries | 18.97 | 27 | greenfield | non-agrivoltaic | -0.41557
401073 | single | 59450 | GA | Decatur | 30.9925 | -84.6363 | 2168026 | 20210119 | 4 | Decatur Parkway Solar Project, LLC | 2015 | SOCO | PV | thin-film | single-axis | 180 | 0 | missing | 81.06 | 110 | greenfield | non-agrivoltaic | -0.40387
401363 | multi | 59891 | GA | Taylor | 32.5771 | -84.3168 | 366298 | 20220329 | 4 | Butler Solar Farm 20 | 2016 | SOCO | PV | thin-film | single-axis | 197 | 25 | missing | 22 | 29 | greenfield | non-agrivoltaic | 0.19853
401364 | multi | 59894 | GA | Taylor | 32.5734 | -84.2558 | 947782 | 20220509 | 4 | Pawpaw Solar Plant | 2016 | SOCO | PV | c-si | single-axis | 180 | 0 | missing | 30.48 | 42.5 | greenfield | non-agrivoltaic | -0.52878
401481 | multi | 60064 | GA | Taylor | 32.5025 | -84.2565 | 1643782 | 20220329 | 4 | White Pine Solar, LLC | 2016 | SOCO | PV | c-si | fixed-tilt | 200 | 17 | missing | 101.2 | 148.5 | greenfield | non-agrivoltaic | 0.43518
401496 | multi | 60082 | GA | Burke | 33.0353 | -82.1087 | 1252902 | 20210615 | 4 | White Oak Solar, LLC | 2016 | SOCO | PV | c-si | fixed-tilt | 200 | 17 | missing | 76.5 | 112.6 | greenfield | non-agrivoltaic | 0.42524
401346 | single | 59863 | GA | Richmond | 33.3863 | -82.1338 | 549424 | 20211227 | 4 | Fort Gordon Solar Facility | 2016 | SOCO | PV | c-si | fixed-tilt | 195 | 20 | missing | 30 | 42.5 | greenfield | non-agrivoltaic | 0.16004
401366 | multi | 59897 | GA | Taylor | 32.5849 | -84.3042 | 2714273 | 20220509 | 4 | Taylor County Solar | 2016 | SOCO | PV | thin-film | single-axis | 180 | 0 | missing | 146 | 180 | greenfield | non-agrivoltaic | -0.07381
401911 | multi | 60741 | GA | Jenkins | 32.8273 | -81.9821 | 499886 | 20220109 | 4 | Old Midville Solar | 2016 | SOCO | PV | c-si | single-axis | 180 | 0 | missing | 20.16 | 28.2 | greenfield | non-agrivoltaic | -0.28363
401347 | multi | 59864 | GA | Camden | 30.8323 | -81.5568 | 433621 | 20211224 | 4 | Kings Bay Solar Facility | 2016 | SOCO | PV | c-si | fixed-tilt | 180 | 16 | missing | 30 | 41.5 | greenfield | non-agrivoltaic | 0.54885
401480 | multi | 60063 | GA | Candler | 32.4207 | -82.1057 | 822835 | 20220104 | 4 | Live Oak Solar, LLC | 2016 | SOCO | PV | c-si | fixed-tilt | 200 | 17 | missing | 51 | 76.5 | greenfield | non-agrivoltaic | 0.49092
401875 | multi | 60702 | GA | Effingham | 32.2871 | -81.2837 | 385131 | 20220314 | 4 | Rincon Solar I | 2016 | SOCO | PV | c-si | single-axis | 180 | 0 | missing | 15.7 | 21.2 | greenfield | non-agrivoltaic | -0.31258
401727 | multi | 60469 | GA | Glynn | 31.274 | -81.4467 | 260651 | 20201104 | 4 | Solar Glynn | 2016 | SOCO | PV | c-si | fixed-tilt | 180 | 20 | missing | 17.68 | 23 | greenfield | non-agrivoltaic | 0.39069
401365 | multi | 59896 | GA | Taylor | 32.5599 | -84.28 | 2469402 | 20220509 | 4 | Butler Solar Project 103 | 2016 | SOCO | PV | thin-film | single-axis | 180 | 0 | missing | 103 | 141.5 | greenfield | non-agrivoltaic | -0.2648
401357 | multi | 59876 | GA | Dougherty | 31.5591 | -84.0852 | 447980 | 20211113 | 4 | Marine Corps Logistics Base Solar | 2018 | SOCO | PV | c-si | fixed-tilt | 185 | 18 | missing | 31.16 | 43.2 | greenfield | non-agrivoltaic | 0.56426
402972 | multi | 62375 | GA | Dougherty | 31.5116 | -84.0439 | 2924901 | 20220302 | 4 | Dougherty County Solar, LLC | 2019 | SOCO | PV | c-si | single-axis | 180 | 0 | missing | 120 | 174 | greenfield | non-agrivoltaic | -0.21845
402965 | multi | 62367 | GA | Early | 31.4078 | -84.8275 | 2307145 | 20220304 | 4 | SR Arlington II | 2019 | SOCO | PV | c-si | single-axis | 180 | 0 | missing | 102.5 | 139.7 | greenfield | grazing | -0.19596
402791 | multi | 62057 | GA | Jeff Davis | 31.8325 | -82.6051 | 1202918 | 20101231 | 4 | Hazlehurst III | 2019 | SOCO | PV | c-si | single-axis | 180 | 0 | missing | 40 | 55.3 | greenfield | non-agrivoltaic | -0.50484
403573 | multi | 63350 | GA | Mitchell | 31.194 | -84.1312 | 1421628 | 20211113 | 4 | OE_GA3 | 2020 | SOCO | PV | thin-film | single-axis | 180 | 0 | missing | 57.5 | 78 | greenfield | non-agrivoltaic | -0.31639
401077 | single | 59459 | GA | DeKalb | 33.6635 | -84.3356 | 43512 | 20221022 | 4 | Hickory Ridge Landfill Solar Project | 2011 | SEPA | PV | thin-film | fixed-tilt | 180 | 30 | missing | 1 | 1 | landfill | non-agrivoltaic | -0.99191
400551 | single | 58485 | GA | Upson | 32.9207 | -84.3434 | 16470 | 20201013 | 4 | Upson Rocky Creek Solar Plant | 2012 | SOCO | PV | c-si | fixed-tilt | 180 | 30 | missing | 1 | 1 | greenfield | non-agrivoltaic | -0.19246
400792 | multi | 58892 | GA | Mitchell | 31.1856 | -84.1341 | 291692 | 20211213 | 4 | Camilla Solar Plant | 2013 | SOCO | PV | c-si | fixed-tilt | 180 | 30 | missing | 16 | 20.3 | greenfield | non-agrivoltaic | -0.004365
401792 | multi | 60554 | GA | Jeff Davis | 31.8202 | -82.5987 | 1391249 | 20201121 | 4 | Hazlehurst II | 2016 | SOCO | PV | thin-film | single-axis | 180 | 0 | missing | 52.5 | 71.3 | greenfield | grazing | -0.39303
400613 | multi | 58572 | GA | Lanier | 31.0273 | -83.0551 | 45298 | 20211223 | 4 | Lakeland Solar Energy, LLC | 2013 | SOCO | PV | c-si | fixed-tilt | 180 | 25 | missing | 1.8 | 2 | greenfield | non-agrivoltaic | -0.54338
400793 | single | 58893 | GA | Meriwether | 32.9641 | -84.5428 | 47480 | 20220205 | 4 | Camp Solar Plant | 2013 | SOCO | PV | c-si | fixed-tilt | 180 | 30 | missing | 2.4 | 3.2 | greenfield | non-agrivoltaic | -0.050918
401331 | multi | 59843 | GA | Jefferson | 32.8835 | -82.4111 | 28088 | 20220112 | 4 | Georgia Power at Wadley GA | 2014 | SEPA | PV | c-si | fixed-tilt | 180 | 22 | missing | 1 | 1.2 | greenfield | non-agrivoltaic | -0.57366
401712 | multi | 60448 | GA | Lowndes | 30.8074 | -83.2291 | 30639 | 20201103 | 4 | Valdosta | 2013 | SOCO | PV | c-si | fixed-tilt | 180 | 25 | missing | 1 | 1.3 | greenfield | non-agrivoltaic | -0.57988
401757 | single | 60512 | GA | Meriwether | 33.045 | -84.7153 | 17158 | 20210413 | 4 | Greenville | 2014 | SOCO | PV | c-si | fixed-tilt | 180 | 25 | missing | 1 | 2 | greenfield | non-agrivoltaic | 0.99071
401760 | single | 60515 | GA | Cook | 31.0418 | -83.3854 | 52522 | 20220512 | 4 | Vidalia Water Treatment Plant | 2014 | SOCO | PV | c-si | fixed-tilt | 180 | 20 | missing | 1 | 1 | greenfield | non-agrivoltaic | -1.0754
401785 | single | 60544 | GA | Putnam | 33.3072 | -83.3922 | 20578 | 20210718 | 4 | Tri-County Solar Facility | 2016 | SOCO | PV | c-si | fixed-tilt | 180 | 22 | missing | 1 | 1.4 | greenfield | non-agrivoltaic | -0.037391
401809 | single | 60585 | GA | Walton | 33.8388 | -83.638 | 21365 | 20101122 | 4 | Mount Vernon Solar | 2015 | SOCO | PV | c-si | fixed-tilt | 180 | 20 | missing | 1 | 1.3 | greenfield | non-agrivoltaic | -0.18971
401810 | single | 60586 | GA | Walton | 33.7365 | -83.6967 | 47788 | 20220130 | 4 | Pleasant Valley Solar | 2016 | SOCO | PV | c-si | fixed-tilt | 180 | 20 | missing | 2.5 | 3.3 | greenfield | non-agrivoltaic | -0.01579
402045 | single | 60930 | GA | Laurens | 32.5814 | -82.926 | 99026 | 20220104 | 4 | Dublin Solar I | 2015 | SOCO | PV | c-si | single-axis | 180 | 0 | missing | 4.1 | 4.4 | greenfield | non-agrivoltaic | -0.53744
402321 | single | 61397 | GA | Early | 31.1363 | -85.031 | 37174 | 20220107 | 4 | Georgia Power at Jakin GA PV | 2017 | SOCO | PV | c-si | single-axis | 180 | 0 | missing | 1.5 | 1.8 | greenfield | non-agrivoltaic | -0.45293
402355 | single | 61441 | GA | Colquitt | 31.2184 | -83.7805 | 26573 | 20211115 | 4 | Denver Braswell PV | 2017 | SOCO | PV | c-si | fixed-tilt | 180 | 25 | missing | 1.6 | 2 | greenfield | non-agrivoltaic | 0.11576
402374 | single | 61468 | GA | Lowndes | 30.8567 | -83.3419 | 19804 | 20220512 | 4 | Valdosta Prison | 2017 | SOCO | PV | c-si | fixed-tilt | 180 | 25 | missing | 1.2 | 1.5 | greenfield | non-agrivoltaic | 0.1259
402575 | single | 61740 | GA | Walton | 33.8449 | -83.6971 | 49021 | 20220130 | 4 | Gratis Road Solar Facility | 2018 | SOCO | PV | c-si | fixed-tilt | 180 | 20 | missing | 3 | 4 | greenfield | non-agrivoltaic | 0.24993
402597 | multi | 61785 | GA | Mitchell | 31.2829 | -84.2198 | 4285193 | 20211108 | 4 | Camilla Solar Energy Project | 2020 | SOCO | PV | c-si | single-axis | 180 | 0 | missing | 171.4 | 224 | greenfield | non-agrivoltaic | -0.37133
402792 | multi | 62058 | GA | Terrell | 31.8636 | -84.3594 | 1973625 | 20211108 | 4 | SR Terrell | 2020 | SOCO | PV | thin-film | single-axis | 180 | 0 | missing | 74 | 105.5 | greenfield | non-agrivoltaic | -0.34629
402974 | multi | 62377 | GA | Lowndes | 30.9532 | -83.2164 | 614682 | 20220219 | 4 | Moody Air Force Base Solar | 2020 | SOCO | PV | c-si | fixed-tilt | 180 | 20 | missing | 49.5 | 66.2 | greenfield | non-agrivoltaic | 0.80292
402980 | single | 62392 | GA | Effingham | 32.2328 | -81.3663 | 89494 | 20220313 | 4 | Guyton Community Solar | 2019 | SOCO | PV | c-si | single-axis | 180 | 0 | missing | 3.6 | 4.7 | greenfield | non-agrivoltaic | -0.36616
402991 | single | 62409 | GA | Burke | 33.1022 | -82.01 | 13240 | 20190814 | 4 | Waynesboro Community Solar | 2019 | SOCO | PV | c-si | fixed-tilt | 180 | 23 | missing | 2.4 | 3.2 | greenfield | non-agrivoltaic | 3.6418
403244 | multi | 62878 | GA | Terrell | 31.823 | -84.3812 | 36846 | 20210311 | 4 | McCleskey Cotton | 2019 | SOCO | PV | c-si | single-axis | 180 | 0 | missing | 1.9 | 2.5 | greenfield | non-agrivoltaic | -0.04133
403245 | multi | 62879 | GA | Columbia | 33.4344 | -82.1931 | 36871 | 20210703 | 4 | Columbia Bryson | 2018 | SOCO | PV | c-si | single-axis | 180 | 0 | missing | 1.4 | 1.8 | greenfield | non-agrivoltaic | -0.44452
403247 | multi | 62881 | GA | Muscogee | 32.4937 | -84.8618 | 37920 | 20220522 | 4 | Muscogee Public Works | 2019 | SOCO | PV | c-si | single-axis | 180 | 0 | missing | 1.5 | 2.1 | greenfield | non-agrivoltaic | -0.30551
403248 | single | 62882 | GA | Thomas | 30.9911 | -84.0653 | 39637 | 20211113 | 4 | Oil Dri 2 Solar | 2019 | SOCO | PV | c-si | single-axis | 180 | 0 | missing | 1.4 | 1.9 | greenfield | non-agrivoltaic | -0.46324
403250 | single | 62884 | GA | Richmond | 33.3634 | -82.0218 | 26207 | 20210524 | 4 | Richmond Hayes Solar | 2018 | SOCO | PV | c-si | fixed-tilt | 180 | 10 | missing | 2.3 | 2.8 | greenfield | non-agrivoltaic | 0.78482
403251 | single | 62885 | GA | Troup | 32.8954 | -84.8932 | 83690 | 20220112 | 4 | Troup RC50 | 2019 | SOCO | PV | c-si | single-axis | 180 | 0 | missing | 2.3 | 2.9 | greenfield | non-agrivoltaic | -0.74466
403253 | single | 62887 | GA | Sumter | 32.183 | -84.1487 | 33864 | 20220223 | 4 | Freeman Avenue | 2019 | SOCO | PV | c-si | single-axis | 180 | 0 | missing | 1.4 | 1.8 | greenfield | non-agrivoltaic | -0.35266
403293 | single | 62960 | GA | Troup | 32.9994 | -85.0343 | 42681 | 20220112 | 4 | Kimberly-Clark Solar | 2019 | SOCO | PV | c-si | fixed-tilt | 180 | 20 | missing | 2.3 | 3 | greenfield | non-agrivoltaic | 0.01034
403847 | multi | 63814 | GA | Colquitt | 31.0742 | -83.5975 | 496103 | 20211115 | 4 | SR Odom | 2020 | SOCO | PV | thin-film | single-axis | 180 | 0 | missing | 20 | 30 | greenfield | non-agrivoltaic | -0.19764
404073 | multi | 64226 | GA | Tattnall | 32.0363 | -82.1408 | 72996 | 20220104 | 4 | Curry Solar | 2015 | SOCO | PV | c-si | fixed-tilt | 180 | 30 | batteries | 1.1 | 1.7 | greenfield | non-agrivoltaic | -0.9854
404105 | single | 64278 | GA | Lowndes | 30.8332 | -83.2199 | 40469 | 20220219 | 4 | Lowndes IDA | 2020 | SOCO | PV | c-si | single-axis | 180 | 0 | missing | 1.5 | 2 | greenfield | non-agrivoltaic | -0.43177
404106 | single | 64279 | GA | Lowndes | 30.69 | -83.1657 | 63432 | 20220318 | 4 | Lowndes Tycor Farms | 2020 | SOCO | PV | c-si | single-axis | 180 | 0 | missing | 2.3 | 3 | greenfield | non-agrivoltaic | -0.4768
404110 | single | 64283 | GA | Terrell | 31.7886 | -84.4579 | 45082 | 20220106 | 4 | Terrell Riles Stovall | 2020 | SOCO | PV | c-si | single-axis | 180 | 0 | missing | 1.7 | 2.3 | greenfield | non-agrivoltaic | -0.39793
404258 | single | 64565 | GA | Richmond | 33.3362 | -82.0608 | 54283 | 20210703 | 4 | Apalachicola | 2019 | SOCO | PV | c-si | single-axis | 55 | 0 | missing | 2.5 | 3.5 | greenfield | non-agrivoltaic | -0.11278
404260 | single | 64570 | GA | Columbia | 33.5684 | -82.3025 | 46765 | 20210311 | 4 | Columbia Substation | 2020 | SOCO | PV | c-si | single-axis | 55 | 0 | missing | 2 | 2.6 | greenfield | non-agrivoltaic | -0.30091
404271 | single | 64583 | GA | Wayne | 31.6023 | -81.9341 | 69389 | 20211224 | 4 | Westberry Jesup | 2020 | SOCO | PV | c-si | single-axis | 55 | 0 | missing | 2.6 | 3.5 | greenfield | non-agrivoltaic | -0.41016
402366 | single | 61459 | GA | Emanuel | 32.6053 | -82.3206 | 56705 | 20220104 | 4 | Georgia Power at Swainsboro | 2017 | SOCO | PV | c-si | fixed-tilt | 180 | 20 | missing | 2.9 | 4.3 | greenfield | non-agrivoltaic | 0.12777
402439 | single | 61554 | GA | Madison | 34.0949 | -83.145 | 38181 | 20220602 | 4 | Comer Solar | 2018 | SOCO | PV | c-si | fixed-tilt | 180 | 23 | missing | 2.2 | 2.8 | greenfield | non-agrivoltaic | 0.074876
402998 | single | 62436 | GA | Early | 31.4048 | -84.8372 | 317492 | 20220304 | 4 | SR Arlington I | 2021 | SOCO | PV | missing | single-axis | 180 | -9999 | missing | 20 | 29 | greenfield | non-agrivoltaic | 0.45637
403079 | multi | 62584 | GA | Brooks | 30.8556 | -83.6478 | 3620456 | 20201116 | 4 | Quitman Solar | 2019 | SOCO | PV | c-si | single-axis | 180 | 0 | missing | 150 | 225 | greenfield | non-agrivoltaic | -0.16214
403249 | single | 62883 | GA | Telfair | 32.0576 | -82.873 | 54250 | 20211113 | 4 | Telfair Thompson | 2018 | SOCO | PV | c-si | single-axis | 180 | 0 | missing | 1.9 | 2.7 | greenfield | non-agrivoltaic | -0.42436
403793 | multi | 63721 | GA | Decatur | 30.7424 | -84.6628 | 2049519 | 20220325 | 4 | Cool Springs Solar (Hybrid) | 2021 | SOCO | PV | missing | single-axis | 180 | -9999 | batteries | 213 | 298 | greenfield | non-agrivoltaic | 1.6017
404102 | single | 64275 | GA | Bulloch | 32.384 | -81.685 | 72624 | 20211108 | 4 | Bulloch Neville Farms | 2020 | SOCO | PV | c-si | single-axis | 180 | 0 | missing | 2.7 | 3.6 | greenfield | non-agrivoltaic | -0.42859
404104 | single | 64277 | GA | Greene | 33.6349 | -83.093 | 79257 | 20210402 | 4 | Greene Durham | 2020 | SOCO | PV | c-si | single-axis | 180 | 0 | missing | 3 | 4 | greenfield | non-agrivoltaic | -0.40957
404103 | multi | 64276 | GA | Franklin | 34.4489 | -83.0947 | 71406 | 20211031 | 4 | Franklin Milliken | 2020 | SOCO | PV | c-si | single-axis | 180 | 0 | missing | 3 | 4 | greenfield | non-agrivoltaic | -0.29199
404107 | multi | 64280 | GA | Meriwether | 32.8802 | -84.6493 | 70139 | 20220131 | 4 | Meriwether Jackson | 2020 | SOCO | PV | c-si | single-axis | 180 | 0 | missing | 3 | 4 | greenfield | non-agrivoltaic | -0.27056
404108 | single | 64281 | GA | Murray | 34.7683 | -84.8167 | 80103 | 20201013 | 4 | Murray Treadwell Farms | 2020 | SOCO | PV | c-si | single-axis | 180 | 0 | missing | 3 | 4 | greenfield | non-agrivoltaic | -0.42086
404109 | single | 64282 | GA | Putnam | 33.3182 | -83.4018 | 70028 | 20210718 | 4 | Putnam Erickson | 2020 | SOCO | PV | c-si | single-axis | 180 | 0 | batteries | 2.7 | 3.6 | greenfield | non-agrivoltaic | -0.38966
404111 | single | 64284 | GA | Troup | 32.8995 | -84.8941 | 40352 | 20220112 | 4 | Troup RC50 II | 2020 | SOCO | PV | c-si | single-axis | 180 | 0 | missing | 1.5 | 2 | greenfield | non-agrivoltaic | -0.42873
404261 | single | 64571 | GA | Bleckley | 32.3684 | -83.3683 | 68233 | 20190715 | 4 | Coody Cochran | 2019 | SOCO | PV | c-si | single-axis | 55 | 0 | missing | 2.6 | 3.5 | greenfield | non-agrivoltaic | -0.39206
404273 | single | 64585 | GA | Harris | 32.7954 | -84.6943 | 54538 | 20220131 | 4 | Harris Shiloh | 2020 | SOCO | PV | c-si | single-axis | 55 | 0 | missing | 2.1 | 2.8 | greenfield | non-agrivoltaic | -0.3911
404274 | single | 64586 | GA | Polk | 34.0206 | -85.2782 | 57152 | 20211019 | 4 | Polk Cedartown | 2019 | SOCO | PV | c-si | single-axis | 55 | 0 | missing | 2.2 | 3 | greenfield | non-agrivoltaic | -0.36671
402512 | multi | 61648 | GA | Bibb | 32.6863 | -83.6273 | 779455 | 20200922 | 4 | Robins Air Force Base Solar | 2021 | SOCO | PV | missing | fixed-tilt | 180 | -9999 | missing | 128 | 175 | greenfield | non-agrivoltaic | 3.2779
404054 | multi | 64191 | GA | Stewart | 32.0268 | -84.7367 | 2908652 | 20220106 | 4 | SR Lumpkin | 2021 | SOCO | PV | missing | single-axis | 180 | -9999 | missing | 100 | 140 | greenfield | non-agrivoltaic | -0.45906
404063 | multi | 64211 | GA | Appling | 31.8763 | -82.3283 | 601269 | 20220222 | 4 | Baxley | 2020 | SOCO | PV | c-si | single-axis | 180 | 0 | batteries | 25 | 37 | greenfield | non-agrivoltaic | -0.17507
404136 | multi | 64335 | GA | Brooks | 30.8743 | -83.6597 | 3480613 | 20220920 | 4 | Quitman II Solar | 2021 | SOCO | PV | missing | single-axis | 180 | -9999 | missing | 150 | 210 | greenfield | non-agrivoltaic | -0.20055
403246 | single | 62880 | GA | Bibb | 32.7779 | -83.7589 | 26836 | 20220831 | 4 | Bibb Jones | 2019 | SOCO | PV | c-si | single-axis | 180 | 0 | missing | 1 | 1.3 | greenfield | non-agrivoltaic | -0.4525
404483 | multi | 61696 | GA | Twiggs | 32.5821 | -83.5108 | 4963766 | 20221114 | 4 | Twiggs Solar | 2020 | SOCO | PV | thin-film | single-axis | 180 | 0 | missing | 204 | 261 | greenfield | non-agrivoltaic | -0.36481
404484 | multi | 64151 | GA | Houston | 32.3782 | -83.7623 | 1741190 | 20220831 | 4 | SR Perry | 2021 | SOCO | PV | missing | single-axis | 180 | -9999 | missing | 68 | 98 | greenfield | grazing | -0.28637
401348 | multi | 59865 | GA | Liberty | 31.9016 | -81.59 | 575838 | 20220520 | 4 | Fort Stewart Solar Facility | 2016 | SOCO | PV | c-si | fixed-tilt | 195 | 20 | missing | 30 | 43.5 | greenfield | non-agrivoltaic | 0.12165
404531 | single | 60513 | GA | Stewart | 32.091 | -84.6783 | 11490 | 20240202 | 4 | Richland | 2014 | SOCO | PV | c-si | fixed-tilt | 180 | 25 | missing | 1 | 1 | greenfield | non-agrivoltaic | 0.36512
404532 | multi | 60514 | GA | Seminole | 31.0698 | -84.943 | 47084 | 20240424 | 4 | Seminole | 2014 | SOCO | PV | c-si | single-axis | 180 | 0 | missing | 1.6 | 2 | greenfield | non-agrivoltaic | -0.57888
404586 | multi | 62886 | GA | Wilkinson | 32.8653 | -83.3135 | 143174 | 20230503 | 4 | Wilkinson DeFore | 2019 | SOCO | PV | c-si | single-axis | 180 | 0 | missing | 2.3 | 3 | greenfield | non-agrivoltaic | -1.0349
404594 | single | 63062 | GA | Peach | 32.5016 | -83.8807 | 130997 | 20230314 | 4 | Fort Valley State University Solar | 2018 | SOCO | PV | c-si | fixed-tilt | 182 | -9999 | missing | 10.8 | 15.1 | greenfield | non-agrivoltaic | 0.96334
404608 | multi | 63522 | GA | Mitchell | 31.291 | -84.1309 | 5450504 | 20211113 | 4 | Hickory Park Solar Hybrid | 2015 | SOCO | PV | c-si | single-axis | 180 | -9999 | batteries | 195.5 | 268.8 | greenfield | non-agrivoltaic | -0.43397
404670 | single | 64285 | GA | Ware | 31.1839 | -82.3235 | 100541 | 20230831 | 4 | Ware Avra I | 2020 | SOCO | PV | c-si | single-axis | 180 | 0 | missing | 3 | 4 | greenfield | non-agrivoltaic | -0.63592
404671 | single | 64286 | GA | Ware | 31.1878 | -82.3247 | 33178 | 20230831 | 4 | Ware Avra II | 2019 | SOCO | PV | c-si | single-axis | 180 | 0 | missing | 1.9 | 2.5 | greenfield | non-agrivoltaic | 0.11761
404703 | multi | 64569 | GA | Bleckley | 32.399 | -83.3444 | 44423 | 20240429 | 4 | Arnold Cochran | 2020 | SOCO | PV | c-si | single-axis | 55 | 0 | missing | 1.7 | 2.3 | greenfield | non-agrivoltaic | -0.38188
404741 | multi | 64838 | GA | Clay | 31.561 | -84.894 | 2252684 | 20240424 | 4 | SR Clay, LLC | 2022 | SOCO | PV | thin-film | single-axis | 180 | -9999 | missing | 106 | 151.4 | greenfield | non-agrivoltaic | -0.054898
404742 | multi | 64840 | GA | Early | 31.2268 | -85.0753 | 1597230 | 20240424 | 4 | SR Cedar Springs, LLC | 2022 | SOCO | PV | thin-film | single-axis | 179 | -9999 | missing | 70 | 101 | greenfield | non-agrivoltaic | -0.1391
404888 | single | 65727 | GA | Bulloch | 32.4665 | -81.8039 | 45687 | 20231206 | 4 | Statesboro Solar, LLC | 2022 | SOCO | PV | c-si | single-axis | 180 | -9999 | missing | 3 | 4 | greenfield | non-agrivoltaic | 0.3761
404889 | multi | 65729 | GA | Sumter | 32.045 | -84.1732 | 56838 | 20230331 | 4 | Brady Solar, LLC | 2022 | SOCO | PV | missing | single-axis | 180 | -9999 | missing | 1.8 | 1.8 | greenfield | non-agrivoltaic | -0.80786
404890 | multi | 65730 | GA | Polk | 34.018 | -85.0293 | 40921 | 20230627 | 4 | Rockmart | 2023 | SOCO | PV | c-si | single-axis | 180 | -9999 | missing | 2.6 | 3.6 | greenfield | non-agrivoltaic | 0.38504
404931 | multi | 65994 | GA | Polk | 34.041 | -85.2249 | 29207 | 20220219 | 4 | Polk County GA S1, LLC | 2023 | SOCO | PV | missing | fixed-tilt | 180 | -9999 | missing | 3 | 3 | greenfield | non-agrivoltaic | 0.69737
404932 | single | 65995 | GA | Tattnall | 32.0663 | -82.1338 | 74926 | 20230422 | 4 | Reidsville Renewables, Inc. | 2022 | SOCO | PV | missing | single-axis | 180 | -9999 | missing | 3 | 3 | greenfield | non-agrivoltaic | -0.63052
402867 | multi | 62165 | GA | Jeff Davis | 31.705 | -82.7387 | 2742276 | 20210731 | 4 | Snipesville | 2020 | SOCO | PV | thin-film | single-axis | 180 | 0 | missing | 86 | 122.8 | greenfield | grazing | -0.53008
404958 | multi | 66171 | GA | Jeff Davis | 31.7281 | -82.7267 | 4337344 | 20240224 | 4 | SR Snipesville III | 2023 | SOCO | PV | missing | single-axis | 180 | -9999 | missing | 107 | 107 | greenfield | grazing | -0.95615
404967 | multi | 66344 | GA | Bulloch | 32.3871 | -81.8199 | 58705 | 20221223 | 4 | Bulloch County GA S4, LLC | 2023 | SOCO | PV | missing | single-axis | 180 | -9999 | missing | 3 | 3 | greenfield | non-agrivoltaic | -0.39612
404968 | single | 66346 | GA | Bulloch | 32.3877 | -81.8166 | 58171 | 20221223 | 4 | Bulloch County GA S3, LLC | 2023 | SOCO | PV | missing | single-axis | 180 | -9999 | missing | 3 | 3 | greenfield | non-agrivoltaic | -0.38619
404969 | single | 66350 | GA | Richmond | 33.3121 | -82.0829 | 58021 | 20240214 | 4 | Richmond County GA S2, LLC | 2023 | SOCO | PV | missing | single-axis | 180 | -9999 | missing | 3 | 3 | greenfield | non-agrivoltaic | -0.38336
404970 | single | 66353 | GA | Upson | 32.933 | -84.2757 | 57597 | 20240117 | 4 | Upson County GA S1, LLC | 2023 | SOCO | PV | missing | single-axis | 180 | -9999 | missing | 3 | 3 | greenfield | non-agrivoltaic | -0.3753
404984 | multi | 66418 | GA | Elbert | 34.0551 | -82.7173 | 901932 | 20240119 | 4 | Sonny Solar, LLC | 2023 | SOCO | PV | missing | single-axis | 180 | -9999 | missing | 40 | 40 | greenfield | non-agrivoltaic | -0.53921
404998 | multi | 66542 | GA | Warren | 33.3676 | -82.681 | 1445885 | 20230329 | 4 | Bulldog Solar, LLC | 2023 | SOCO | PV | missing | single-axis | 180 | -9999 | missing | 80 | 80 | greenfield | non-agrivoltaic | -0.30658
405011 | single | 66936 | GA | Bryan | 32.1397 | -81.6965 | 50698 | 20231206 | 4 | Bryan Floyd | 2023 | SOCO | PV | missing | single-axis | 180 | -9999 | missing | 1.9 | 1.9 | greenfield | non-agrivoltaic | -0.68481
400603 | single | 58549 | HI | Kauai | 21.9013 | -159.5829 | 72924 | 20211119 | 4 | Port Allen Solar | 2012 | HI | PV | c-si | fixed-tilt | 180 | 10 | missing | 5.76 | 7.2 | greenfield | non-agrivoltaic | 0.613
400655 | multi | 58640 | HI | Kauai | 21.9026 | -159.4507 | 140706 | 20211127 | 4 | KRS II Koloa Solar | 2014 | HI | PV | c-si | fixed-tilt | 180 | 20 | batteries | 12 | 14.2 | greenfield | non-agrivoltaic | 0.65931
400654 | single | 58639 | HI | Kauai | 22.1297 | -159.3056 | 156038 | 20220227 | 4 | KRS I Anahola Solar Hybrid | 2015 | HI | PV | c-si | fixed-tilt | 180 | 20 | batteries | 12 | 14.5 | greenfield | non-agrivoltaic | 0.48996
402178 | single | 61172 | HI | Honolulu | 21.4571 | -158.1904 | 562732 | 20220222 | 4 | EE Waianae Solar Project | 2017 | HECO | PV | c-si | single-axis | 180 | 0 | missing | 27.6 | 40.3 | greenfield | non-agrivoltaic | 0.038451
401527 | multi | 60125 | HI | Honolulu | 21.6215 | -158.0497 | 849849 | 20220627 | 4 | Kawailoa Solar | 2019 | HECO | PV | thin-film | single-axis | 180 | 0 | missing | 48.75 | 62.7 | greenfield | non-agrivoltaic | 0.084276
400447 | multi | 58281 | HI | Honolulu | 21.4217 | -158.0161 | 722048 | 20220627 | 4 | Lanikuhana Solar, LLC | 2019 | HECO | PV | thin-film | single-axis | 180 | 0 | missing | 14.7 | 18 | greenfield | non-agrivoltaic | -0.95066
401450 | multi | 60024 | HI | Honolulu | 21.4525 | -157.9839 | 701803 | 20220702 | 4 | Waipio Solar | 2019 | HECO | PV | c-si | single-axis | 180 | 0 | missing | 45.9 | 59.9 | greenfield | non-agrivoltaic | 0.32948
402738 | single | 61987 | HI | Honolulu | 21.3378 | -158.0108 | 282174 | 20220702 | 4 | West Loch Solar One | 2019 | HECO | PV | c-si | fixed-tilt | 180 | 15 | missing | 20 | 28 | greenfield | non-agrivoltaic | 0.62351
401786 | multi | 60546 | HI | Kauai | 21.9995 | -159.3806 | 169819 | 20211020 | 4 | KIUC Kapaia PV and BA Storage Project Hybrid | 2017 | HI | PV | c-si | fixed-tilt | 180 | 15 | batteries | 13 | 17 | greenfield | non-agrivoltaic | 0.64209
402125 | multi | 61068 | HI | Kauai | 21.9085 | -159.4913 | 419463 | 20211103 | 4 | AES LAWAI SOLAR Hybrid | 2018 | HI | PV | c-si | single-axis | 180 | 0 | batteries | 20 | 28 | greenfield | non-agrivoltaic | -0.064576
403519 | multi | 63280 | HI | Kauai | 21.9959 | -159.7606 | 371508 | 20220321 | 4 | AES Kekaha Solar, LLC Hybrid | 2019 | HI | PV | c-si | single-axis | 180 | 0 | batteries | 14 | 19.3 | greenfield | non-agrivoltaic | -0.37817
400037 | single | 56667 | HI | Maui | 20.7658 | -156.9228 | 43621 | 20220126 | 4 | Lanai Solar-Electric Plant | 2008 | missing | PV | c-si | single-axis | 180 | -9999 | missing | 1.2 | 1.2 | greenfield | non-agrivoltaic | -0.89598
400679 | single | 58676 | HI | Honolulu | 21.3763 | -157.968 | 18094 | 20220702 | 4 | Pearl City Peninsula Solar Park | 2012 | HECO | PV | c-si | fixed-tilt | 180 | 15 | missing | 1 | 1.2 | greenfield | non-agrivoltaic | -0.073683
400668 | multi | 58659 | HI | Honolulu | 21.4073 | -158.1532 | 85320 | 20220608 | 4 | Aloha Solar Energy Fund 1 PK1 | 2017 | HI | PV | c-si | fixed-tilt | 180 | 15 | missing | 5 | 6.2 | greenfield | non-agrivoltaic | 0.060756
400666 | multi | 58655 | HI | Honolulu | 21.4712 | -158.014 | 52891 | 20220702 | 4 | Waihonu North Solar | 2016 | missing | PV | c-si | fixed-tilt | 180 | 10 | missing | 5 | 5 | greenfield | non-agrivoltaic | 0.52404
400667 | single | 58656 | HI | Honolulu | 21.4692 | -158.0162 | 18698 | 20220702 | 4 | Waihonu South Solar | 2016 | missing | PV | c-si | fixed-tilt | 180 | 10 | missing | 1.5 | 1.5 | greenfield | non-agrivoltaic | 0.22082
400194 | single | 57525 | HI | Kauai | 22.0802 | -159.3324 | 12760 | 20220330 | 4 | Kapaa Photovoltaic Project | 2010 | missing | PV | c-si | fixed-tilt | 180 | 20 | missing | 1 | 1.2 | greenfield | non-agrivoltaic | 0.51356
400670 | multi | 58662 | HI | Honolulu | 21.6807 | -157.9844 | 46036 | 20220627 | 4 | Mauka FIT One | 2020 | missing | PV | c-si | fixed-tilt | 180 | 10 | missing | 3.5 | 6 | greenfield | non-agrivoltaic | 1.2825
400663 | single | 58651 | HI | Honolulu | 21.3228 | -158.0443 | 67479 | 20220618 | 4 | Kalaeloa Renewable Energy Park | 2014 | missing | PV | c-si | fixed-tilt | 180 | 10 | missing | 5 | 6.1 | greenfield | non-agrivoltaic | 0.43641
400682 | single | 58684 | HI | Honolulu | 21.3158 | -158.1054 | 14337 | 20220530 | 4 | Kapolei Solar Energy Park | 2012 | HECO | PV | c-si | fixed-tilt | 180 | 15 | missing | 1 | 1.2 | greenfield | non-agrivoltaic | 0.29449
402146 | single | 61101 | HI | Maui | 20.885 | -156.6565 | 35420 | 20220217 | 4 | Ku'ia Solar | 2018 | HECO | PV | c-si | fixed-tilt | 45 | 14 | missing | 2.9 | 3.9 | greenfield | non-agrivoltaic | 0.85399
404053 | single | 64190 | HI | Honolulu | 21.3669 | -157.9854 | 161780 | 20220702 | 4 | Waipio Peninsula | 2015 | HECO | PV | c-si | fixed-tilt | 180 | 10 | missing | 10.2 | 14.3 | greenfield | non-agrivoltaic | 0.39389
400435 | multi | 58259 | HI | Honolulu | 21.319 | -158.0867 | 103672 | 20220630 | 4 | Kalaeloa Solar Two | 2012 | missing | PV | c-si | single-axis | 180 | 0 | missing | 5 | 6 | RCRA | non-agrivoltaic | -0.25265
404632 | multi | 63900 | HI | Hawaii | 19.8996 | -155.7656 | 692618 | 20231017 | 4 | AES Waikoloa Solar Hybrid | 2020 | HECO | PV | missing | single-axis | 180 | -9999 | batteries | 30 | 30 | greenfield | non-agrivoltaic | -0.56115
404776 | multi | 65058 | HI | Honolulu | 21.4253 | -157.9705 | 431392 | 20230911 | 4 | Waiawa Solar Power Hybrid | 2023 | HECO | PV | missing | single-axis | 180 | -9999 | batteries | 36 | 36 | greenfield | non-agrivoltaic | 0.28921
401709 | multi | 60445 | ID | Ada | 43.4409 | -116.3285 | 794752 | 20220401 | 4 | ID Solar | 2016 | IPCO | PV | c-si | single-axis | 180 | 0 | missing | 40 | 54.6 | greenfield | non-agrivoltaic | -0.023291
401484 | multi | 60068 | ID | Elmore | 43.016 | -116.0158 | 2256488 | 20211004 | 4 | Grand View Solar Two | 2016 | IPCO | PV | c-si | single-axis | 180 | 0 | missing | 80 | 108 | greenfield | non-agrivoltaic | -0.46479
401440 | multi | 60009 | ID | Owyhee | 43.2114 | -116.4419 | 553649 | 20220720 | 4 | Murphy Flat Solar | 2017 | IPCO | PV | c-si | single-axis | 180 | 0 | missing | 20 | 26 | greenfield | non-agrivoltaic | -0.48387
401247 | single | 59695 | ID | Elmore | 43.1473 | -115.7219 | 648010 | 20210629 | 4 | Mt. Home Solar 1, LLC | 2017 | IPCO | PV | c-si | single-axis | 180 | 0 | missing | 20 | 28.5 | greenfield | non-agrivoltaic | -0.54702
401441 | single | 60010 | ID | Ada | 43.4689 | -116.2895 | 695405 | 20220709 | 4 | Orchard Ranch Solar | 2017 | IPCO | PV | thin-film | single-axis | 180 | 0 | missing | 20 | 26 | greenfield | non-agrivoltaic | -0.68669
401916 | single | 60748 | ID | Elmore | 43.3251 | -115.939 | 616772 | 20220607 | 4 | Simcoe Solar | 2017 | IPCO | PV | thin-film | single-axis | 180 | 0 | missing | 20 | 26 | greenfield | non-agrivoltaic | -0.5857
401442 | single | 60011 | ID | Power | 42.831 | -112.7427 | 574352 | 20210725 | 4 | American Falls Solar | 2017 | IPCO | PV | c-si | single-axis | 180 | 0 | missing | 20 | 26 | greenfield | non-agrivoltaic | -0.51974
401443 | multi | 60012 | ID | Power | 42.8257 | -112.7491 | 579610 | 20210725 | 4 | American Falls Solar II | 2017 | IPCO | PV | c-si | single-axis | 180 | 0 | missing | 20 | 26 | greenfield | non-agrivoltaic | -0.52844
402856 | single | 62151 | ID | Twin Falls | 42.5382 | -114.411 | 18323 | 20210823 | 4 | Clif Bar Bakery of Twin Falls | 2019 | IPCO | PV | c-si | fixed-tilt | 180 | 25 | missing | 2 | 2 | greenfield | es | 0.8338
404901 | single | 65778 | ID | Twin Falls | 42.2009 | -114.631 | 3143306 | 20230923 | 3 | Jackpot Solar, LLC | 2022 | IPCO | PV | c-si | single-axis | 25 | -9999 | missing | 120 | 155.9 | greenfield | non-agrivoltaic | -0.42802
405000 | multi | 66569 | ID | Elmore | 42.8982 | -115.1992 | 934089 | 20240401 | 4 | Black Mesa Solar, LLC | 2023 | IPCO | PV | missing | single-axis | 180 | -9999 | missing | 40 | 40 | greenfield | non-agrivoltaic | -0.57156
400080 | multi | 57191 | IL | Cook | 41.675 | -87.6486 | 133770 | 20220215 | 4 | Exelon Solar Chicago | 2009 | PJM | PV | c-si | single-axis | 180 | 0 | missing | 8.25 | 10 | PCSC | non-agrivoltaic | 0.10498
400329 | single | 57912 | IL | LaSalle | 41.1463 | -88.754 | 503367 | 20220427 | 4 | Grand Ridge Solar Farm | 2012 | PJM | PV | thin-film | fixed-tilt | 180 | 25 | missing | 20 | 22.8 | greenfield | es | -0.51917
400657 | multi | 58643 | IL | Winnebago | 42.1737 | -89.089 | 130888 | 20220302 | 4 | Rockford Solar Farm | 2012 | PJM | PV | c-si | fixed-tilt | 180 | 30 | missing | 2.6 | 3.1 | greenfield | es | -0.97703
402658 | single | 61878 | IL | Williamson | 37.7506 | -89.0852 | 22662 | 20220210 | 4 | John A Logan College Solar | 2019 | MISO | PV | c-si | fixed-tilt | 180 | 30 | missing | 1.6 | 1.9 | greenfield | non-agrivoltaic | 0.29751
402996 | multi | 62420 | IL | Perry | 38.196 | -89.5667 | 2191049 | 20220615 | 4 | Prairie State Solar Project | 2021 | MISO | PV | c-si | single-axis | 180 | -9999 | missing | 99 | 132.3 | greenfield | non-agrivoltaic | -0.19953
403005 | single | 62451 | IL | Champaign | 40.286 | -88.1339 | 33925 | 20211220 | 4 | Rantoul Solar | 2016 | MISO | PV | thin-film | fixed-tilt | 180 | 25 | missing | 1 | 2.2 | greenfield | non-agrivoltaic | -0.10491
403139 | single | 62681 | IL | Champaign | 40.1371 | -88.2922 | 27679 | 20200822 | 4 | CED Champaign Solar, LLC | 2020 | MISO | PV | c-si | single-axis | 180 | 0 | missing | 1.6 | 2.1 | greenfield | non-agrivoltaic | 0.12859
403171 | single | 62735 | IL | Champaign | 40.0817 | -88.2441 | 68099 | 20220328 | 4 | Phoenix Solar South Farms, LLC Solar Farm | 2015 | MISO | PV | c-si | fixed-tilt | 180 | 20 | solar thermal with energy storage | 4.7 | 5.8 | greenfield | es | 0.32565
403375 | multi | 63069 | IL | McHenry | 42.165 | -88.4636 | 26579 | 20220523 | 4 | Harmony Road Solar | 2020 | PJM | PV | c-si | single-axis | 180 | 0 | missing | 1.9 | 2.2 | greenfield | non-agrivoltaic | 0.27481
403376 | multi | 63070 | IL | McHenry | 42.1645 | -88.3823 | 16698 | 20210919 | 4 | Square Barn Solar | 2020 | PJM | PV | c-si | single-axis | 180 | 0 | missing | 1.5 | 1.7 | greenfield | non-agrivoltaic | 0.67815
403377 | single | 63071 | IL | McHenry | 42.1857 | -88.4087 | 18976 | 20220523 | 4 | Reed Road Solar | 2020 | PJM | PV | c-si | single-axis | 180 | 0 | missing | 1.3 | 1.6 | greenfield | non-agrivoltaic | 0.30755
403611 | single | 63399 | IL | Henderson | 40.9202 | -90.9485 | 34590 | 20220320 | 4 | Galesburg Solar Array | 2020 | MISO | PV | c-si | single-axis | 52 | 0 | missing | 1.4 | 1.9 | greenfield | non-agrivoltaic | -0.31507
403751 | single | 63618 | IL | Macoupin | 39.3484 | -89.7941 | 47088 | 20210815 | 4 | USS Solar Brick | 2021 | MISO | PV | missing | fixed-tilt | 180 | -9999 | missing | 2.7 | 2.7 | greenfield | es | -0.26399
403834 | single | 63790 | IL | Peoria | 40.6937 | -89.9794 | 20423 | 20210819 | 4 | Illinois PV Fulton 1 (CSG) | 2020 | MISO | PV | c-si | single-axis | 180 | 0 | missing | 2 | 2.8 | greenfield | non-agrivoltaic | 1.4258
403853 | single | 63825 | IL | Will | 41.4554 | -87.7514 | 21109 | 20211220 | 4 | Lineage Logistics Solar | 2019 | PJM | PV | c-si | fixed-tilt | 180 | 20 | missing | 1.6 | 2.1 | greenfield | non-agrivoltaic | 0.62889
403854 | single | 63830 | IL | Fayette | 39.0106 | -88.8441 | 29037 | 20220126 | 4 | Conagra Foods at St. Elmo | 2021 | MISO | PV | missing | single-axis | 180 | -9999 | missing | 1.8 | 2.2 | greenfield | es | 0.12636
403901 | single | 63945 | IL | Clinton | 38.5945 | -89.2752 | 49431 | 20211104 | 4 | Clinton Solar 4, LLC (CSG) | 2020 | MISO | PV | c-si | single-axis | 180 | 0 | missing | 2 | 2.9 | greenfield | non-agrivoltaic | -0.23586
403904 | single | 63949 | IL | DeKalb | 41.9252 | -88.6719 | 58119 | 20220226 | 4 | Cortland | 2021 | PJM | PV | missing | single-axis | 180 | -9999 | missing | 2 | 2.8 | greenfield | non-agrivoltaic | -0.45812
403907 | single | 63952 | IL | Vermilion | 39.887 | -87.6846 | 59652 | 20211122 | 4 | Ridge Farm | 2020 | MISO | PV | c-si | fixed-tilt | 180 | 60 | missing | 2 | 2.9 | greenfield | non-agrivoltaic | -0.44882
403909 | single | 63954 | IL | LaSalle | 41.5392 | -89.1482 | 39135 | 20211121 | 4 | Mendota | 2020 | MISO | PV | c-si | fixed-tilt | 180 | 25 | missing | 2 | 2.5 | greenfield | non-agrivoltaic | -0.1254
403921 | single | 63967 | IL | McHenry | 42.29 | -88.4066 | 46140 | 20220523 | 4 | Charter Durabar at Woodstock | 2021 | PJM | PV | missing | single-axis | 180 | -9999 | missing | 2 | 2.9 | greenfield | es | -0.14721
403922 | single | 63968 | IL | Christian | 39.513 | -89.0374 | 26138 | 20210911 | 4 | The GSI Group, LLC at Assumption | 2021 | MISO | PV | missing | single-axis | 180 | -9999 | batteries | 1.5 | 2 | greenfield | es | 0.1423
403933 | single | 63989 | IL | Kankakee | 41.0674 | -87.7878 | 49507 | 20211216 | 4 | Peterman II | 2021 | PJM | PV | missing | single-axis | 180 | -9999 | missing | 2 | 3 | greenfield | non-agrivoltaic | -0.19497
403934 | single | 63990 | IL | Boone | 42.2156 | -88.9245 | 57641 | 20220416 | 4 | Kish (CSG) | 2021 | PJM | PV | missing | single-axis | 180 | -9999 | missing | 2 | 3 | greenfield | non-agrivoltaic | -0.37614
403935 | single | 63991 | IL | Kankakee | 41.208 | -87.8351 | 57875 | 20211216 | 4 | Nostrand | 2021 | PJM | PV | missing | single-axis | 180 | -9999 | missing | 2 | 3 | greenfield | non-agrivoltaic | -0.38059
403936 | single | 63992 | IL | Kankakee | 41.1027 | -87.9773 | 52563 | 20220510 | 4 | Vulcan | 2021 | PJM | PV | missing | single-axis | 180 | -9999 | missing | 2 | 3 | greenfield | non-agrivoltaic | -0.26962
403952 | single | 64016 | IL | Madison | 38.8176 | -89.9961 | 31436 | 20220309 | 4 | Edwardsville Solar II | 2021 | MISO | PV | missing | single-axis | 180 | -9999 | missing | 2 | 2.8 | greenfield | es | 0.40828
403954 | single | 64018 | IL | Boone | 42.4206 | -88.8482 | 48486 | 20220419 | 4 | Route 76 Boone Solar 1 | 2020 | PJM | PV | c-si | single-axis | 180 | 0 | missing | 2 | 2.7 | greenfield | es | -0.29901
403973 | single | 64043 | IL | Richland | 38.7203 | -88.1301 | 45361 | 20210321 | 4 | Olney Solar II (CSG) | 2021 | MISO | PV | missing | single-axis | 180 | -9999 | missing | 2 | 2.7 | greenfield | non-agrivoltaic | -0.21773
403981 | single | 64058 | IL | Stephenson | 42.339 | -89.6393 | 38457 | 20200826 | 4 | 2662 Freeport Solar 1 (CSG) | 2020 | MISO | PV | c-si | single-axis | 180 | 0 | missing | 2 | 2.5 | greenfield | non-agrivoltaic | -0.10155
404001 | single | 64100 | IL | Morgan | 39.6136 | -90.2238 | 40206 | 20220130 | 4 | Morgan Solar 4, LLC (CSG) | 2020 | MISO | PV | c-si | single-axis | 180 | 0 | missing | 2 | 2.9 | greenfield | non-agrivoltaic | 0.049315
404023 | single | 64122 | IL | Jefferson | 38.3164 | -88.7542 | 52090 | 20201115 | 4 | Marlow Solar, LLC (CSG) | 2020 | MISO | PV | c-si | single-axis | 180 | 0 | missing | 2 | 2.9 | greenfield | non-agrivoltaic | -0.2993
404024 | multi | 64124 | IL | Jo Daviess | 42.3466 | -90.011 | 75220 | 20211030 | 4 | IGS Stockton DG (CSG) | 2020 | MISO | PV | c-si | fixed-tilt | 182 | 25 | missing | 3.8 | 5.4 | greenfield | non-agrivoltaic | 0.042147
404039 | multi | 64159 | IL | Morgan | 39.6061 | -90.2244 | 37978 | 20220130 | 4 | Morgan Solar 2, LLC (CSG) | 2020 | MISO | PV | c-si | single-axis | 180 | 0 | missing | 2 | 2.9 | greenfield | non-agrivoltaic | 0.13898
404061 | single | 64201 | IL | McDonough | 40.5533 | -90.8538 | 80042 | 20220317 | 4 | McDonough Solar 1, LLC (CSG) | 2020 | MISO | PV | c-si | single-axis | 144 | 0 | missing | 4 | 5.8 | greenfield | non-agrivoltaic | 0.056393
404071 | multi | 64224 | IL | Fayette | 39.1663 | -89.0527 | 2327733 | 20210911 | 4 | Dressor Plains Solar, LLC | 2021 | MISO | PV | missing | single-axis | 182 | -9999 | missing | 99 | 135.5 | greenfield | non-agrivoltaic | -0.24552
404075 | single | 64228 | IL | Whiteside | 41.7708 | -89.8369 | 39935 | 20201201 | 4 | Blue Goose Solar (CSG) | 2020 | MISO | PV | c-si | single-axis | 180 | 0 | batteries | 2 | 2.7 | greenfield | non-agrivoltaic | -0.046397
404076 | single | 64229 | IL | Iroquois | 40.7685 | -87.7456 | 48374 | 20211122 | 4 | Iroquois Solar 1B, LLC (CSG) | 2020 | MISO | PV | c-si | single-axis | 180 | 0 | missing | 2 | 2.8 | greenfield | non-agrivoltaic | -0.25249
404088 | single | 64254 | IL | Stephenson | 42.312 | -89.9087 | 39284 | 20220213 | 4 | Kent School Road Solar 1 | 2020 | MISO | PV | c-si | single-axis | 180 | 0 | missing | 2 | 2.7 | greenfield | non-agrivoltaic | -0.02266
404089 | single | 64257 | IL | Marshall | 41.0329 | -89.3984 | 36251 | 20211212 | 4 | Schulte 2 Community Solar | 2020 | MISO | PV | c-si | single-axis | 180 | 0 | missing | 2 | 2.9 | greenfield | non-agrivoltaic | 0.21603
404098 | single | 64269 | IL | Kankakee | 41.1254 | -87.8235 | 38132 | 20211216 | 4 | Kankakee Solar 4, LLC | 2020 | MISO | PV | c-si | single-axis | 180 | 0 | missing | 2 | 2.8 | greenfield | non-agrivoltaic | 0.076872
404120 | single | 64303 | IL | McHenry | 42.218 | -88.4991 | 56118 | 20220523 | 4 | Lafayette 2-McHenry Franks 2 | 2020 | PJM | PV | c-si | single-axis | 180 | 0 | missing | 2 | 2.9 | greenfield | es | -0.38396
404119 | single | 64302 | IL | McHenry | 42.2462 | -88.5842 | 55661 | 20220421 | 4 | Lafayette 2-McHenry Franks 1 | 2020 | PJM | PV | c-si | single-axis | 180 | 0 | missing | 2 | 2.9 | greenfield | non-agrivoltaic | -0.37498
404121 | single | 64304 | IL | Kankakee | 41.0933 | -87.8718 | 54245 | 20211216 | 4 | Lafayette 2-Kankakee Yonke | 2020 | PJM | PV | c-si | single-axis | 180 | 0 | missing | 2 | 2.9 | greenfield | es | -0.34617
404130 | single | 64328 | IL | Kankakee | 41.192 | -87.6675 | 66270 | 20211216 | 4 | AES Griggs Solar, LLC | 2020 | PJM | PV | c-si | single-axis | 180 | 0 | missing | 2 | 2.9 | greenfield | non-agrivoltaic | -0.55168
404131 | single | 64329 | IL | Will | 41.4716 | -88.0439 | 35254 | 20220615 | 4 | IGS East Central, LLC | 2020 | PJM | PV | c-si | single-axis | 180 | 0 | missing | 2 | 2.3 | greenfield | non-agrivoltaic | -0.096585
404132 | single | 64330 | IL | Kane | 41.9547 | -88.4808 | 46551 | 20220523 | 4 | SV (CSG) Lily Lake 2, LLC | 2020 | PJM | PV | c-si | single-axis | 180 | 0 | batteries | 2 | 2.9 | greenfield | non-agrivoltaic | -0.15895
404133 | single | 64331 | IL | Stephenson | 42.3731 | -89.81 | 30916 | 20220213 | 4 | Cedarville Road | 2020 | PJM | PV | c-si | single-axis | 180 | 0 | missing | 2 | 2.6 | greenfield | non-agrivoltaic | 0.30292
404142 | single | 64362 | IL | St. Clair | 38.5918 | -90.1832 | 20181 | 20220529 | 4 | SCS American Bottoms 009885 Sauget, LLC | 2020 | MISO | PV | c-si | single-axis | 180 | 0 | missing | 1.8 | 1.8 | PCSC | es | 0.41083
404144 | single | 64364 | IL | Whiteside | 41.7672 | -89.6702 | 13731 | 20210927 | 4 | SCS Beltway 011754 Rock Falls, LLC | 2020 | PJM | PV | c-si | fixed-tilt | 180 | 20 | batteries | 1 | 1.3 | greenfield | non-agrivoltaic | 0.52707
404179 | single | 64414 | IL | Livingston | 40.919 | -88.6257 | 31466 | 20211221 | 4 | Pontiac | 2021 | PJM | PV | missing | single-axis | 180 | -9999 | missing | 2 | 2.7 | greenfield | non-agrivoltaic | 0.33916
404180 | multi | 64415 | IL | Winnebago | 42.1612 | -89.0411 | 42432 | 20220302 | 4 | Rockford (CSG) | 2021 | PJM | PV | missing | single-axis | 180 | -9999 | missing | 2 | 2.9 | greenfield | non-agrivoltaic | -0.030824
404181 | single | 64416 | IL | Clinton | 38.588 | -89.149 | 58194 | 20211104 | 4 | Sandoval | 2021 | MISO | PV | missing | fixed-tilt | 180 | -9999 | missing | 2 | 2.8 | greenfield | non-agrivoltaic | -0.45943
404195 | single | 64439 | IL | DeKalb | 41.6738 | -88.6638 | 46615 | 20220226 | 4 | Pine Road Solar, LLC (CSG) | 2021 | PJM | PV | missing | fixed-tilt | 180 | -9999 | missing | 2 | 3 | greenfield | non-agrivoltaic | -0.11533
404213 | single | 64464 | IL | Williamson | 37.8268 | -89.0131 | 46979 | 20220210 | 4 | Clendenin A Community Solar, LLC (CSG) | 2021 | MISO | PV | missing | fixed-tilt | 180 | -9999 | missing | 2 | 2.9 | greenfield | non-agrivoltaic | -0.17099
404215 | single | 64466 | IL | Williamson | 37.8341 | -89.042 | 47086 | 20220210 | 4 | Lukuc B Community Solar, LLC (CSG) | 2021 | MISO | PV | missing | fixed-tilt | 180 | -9999 | missing | 2 | 2.9 | greenfield | non-agrivoltaic | -0.17395
404216 | single | 64467 | IL | Ogle | 42.0631 | -89.4343 | 35623 | 20210719 | 4 | Mt. Morris 2, LLC (CSG) | 2021 | PJM | PV | missing | fixed-tilt | 180 | -9999 | missing | 2 | 2.9 | greenfield | non-agrivoltaic | 0.24592
404334 | single | 64732 | IL | LaSalle | 41.1161 | -88.863 | 53677 | 20220416 | 4 | Segunda II (CSG) | 2021 | PJM | PV | missing | single-axis | 180 | -9999 | missing | 2 | 3 | greenfield | non-agrivoltaic | -0.29472
404336 | single | 64734 | IL | Stephenson | 42.3804 | -89.8412 | 55382 | 20220213 | 4 | Dodds (CSG) | 2021 | PJM | PV | missing | single-axis | 180 | -9999 | batteries | 2 | 3 | greenfield | non-agrivoltaic | -0.33115
404337 | single | 64735 | IL | Stephenson | 42.3706 | -89.7959 | 47410 | 20220213 | 4 | Olmstead II (CSG) | 2021 | PJM | PV | missing | single-axis | 180 | -9999 | missing | 2 | 3 | greenfield | non-agrivoltaic | -0.13819
404338 | multi | 64736 | IL | DeKalb | 41.9535 | -88.8325 | 37175 | 20210329 | 4 | Wolfcastle (CSG) | 2021 | PJM | PV | missing | single-axis | 180 | -9999 | missing | 2 | 3 | greenfield | non-agrivoltaic | 0.23091
404344 | single | 64779 | IL | Cook | 41.4932 | -87.7845 | 41254 | 20211220 | 4 | IGS Frankfort 2 (CSG) | 2021 | PJM | PV | missing | fixed-tilt | 180 | -9999 | batteries | 2 | 2.3 | greenfield | non-agrivoltaic | -0.29763
404348 | single | 64784 | IL | DeKalb | 41.6947 | -88.6593 | 54122 | 20220226 | 4 | Long John (CSG) | 2021 | PJM | PV | missing | single-axis | 180 | -9999 | missing | 2 | 3 | greenfield | non-agrivoltaic | -0.30444
404350 | multi | 64786 | IL | Williamson | 37.7898 | -89.0639 | 46473 | 20220210 | 4 | Hurricane Creek (CSG) | 2021 | MISO | PV | missing | single-axis | 180 | -9999 | batteries | 2 | 2.9 | greenfield | non-agrivoltaic | -0.15674
404351 | single | 64787 | IL | Macoupin | 39.4045 | -90.0025 | 56943 | 20210905 | 4 | Viking Solar (CSG) | 2021 | MISO | PV | missing | single-axis | 180 | -9999 | missing | 2 | 3 | greenfield | non-agrivoltaic | -0.36263
404378 | single | 64868 | IL | Will | 41.2543 | -88.2185 | 35324 | 20220226 | 4 | Keeversville Solar (CSG) | 2021 | PJM | PV | missing | fixed-tilt | 180 | -9999 | batteries | 2 | 2.5 | greenfield | non-agrivoltaic | 0.020619
404393 | single | 64967 | IL | Grundy | 41.1968 | -88.3042 | 48366 | 20211216 | 4 | SV Gardner 1 (Lutz) (CSG) | 2021 | PJM | PV | missing | fixed-tilt | 180 | -9999 | missing | 2 | 2.9 | greenfield | non-agrivoltaic | -0.20849
404396 | single | 64972 | IL | Whiteside | 41.7202 | -89.8018 | 53937 | 20210927 | 4 | Prophet (CSG) | 2021 | PJM | PV | missing | single-axis | 180 | -9999 | missing | 2 | 3 | greenfield | non-agrivoltaic | -0.30041
404397 | single | 64973 | IL | Stephenson | 42.3545 | -89.8362 | 54582 | 20220213 | 4 | Gala (CSG) | 2021 | PJM | PV | missing | single-axis | 180 | -9999 | missing | 2 | 3 | greenfield | non-agrivoltaic | -0.31434
404423 | single | 65127 | IL | St. Clair | 38.4857 | -90.0148 | 125452 | 20211010 | 4 | AES Belleville Solar, LLC | 2021 | MISO | PV | missing | fixed-tilt | 180 | -9999 | missing | 9.9 | 13.3 | landfill | non-agrivoltaic | 0.7673
404434 | single | 65227 | IL | Vermilion | 40.1122 | -87.6516 | 30577 | 20211122 | 4 | Ameresco Danville Solar, LLC | 2021 | MISO | PV | missing | fixed-tilt | 180 | -9999 | missing | 2 | 2.6 | landfill | non-agrivoltaic | 0.32267
400005 | single | 944 | IL | Henry | 41.4276 | -90.1549 | 21129 | 20210501 | 4 | Geneseo | 2015 | MISO | PV | c-si | fixed-tilt | 180 | 30 | missing | 0.9 | 1.2 | greenfield | non-agrivoltaic | -0.27553
404214 | single | 64465 | IL | Franklin | 37.9025 | -88.8772 | 49703 | 20211104 | 4 | Kern A Community Solar, LLC (CSG) | 2021 | MISO | PV | missing | fixed-tilt | 180 | -9999 | missing | 2 | 2.8 | greenfield | non-agrivoltaic | -0.28528
404340 | single | 64742 | IL | Morgan | 39.8209 | -90.548 | 43876 | 20220621 | 4 | Morgan Solar 1b (CSG) | 2021 | MISO | PV | missing | fixed-tilt | 180 | -9999 | missing | 2 | 3 | greenfield | non-agrivoltaic | -0.030208
404339 | single | 64741 | IL | Morgan | 39.8217 | -90.552 | 41528 | 20220621 | 4 | Morgan Solar 1 (CSG) | 2021 | MISO | PV | missing | fixed-tilt | 180 | -9999 | missing | 2 | 2.9 | greenfield | non-agrivoltaic | 0.000683
404335 | single | 64733 | IL | Will | 41.3884 | -87.5905 | 43599 | 20220720 | 2 | Woodlawn II (CSG) | 2021 | PJM | PV | missing | single-axis | 180 | -9999 | batteries | 2 | 3 | greenfield | es | -0.020994
404349 | multi | 64785 | IL | Will | 41.3965 | -87.5948 | 117954 | 20220719 | 2 | Woodlawn (CSG) | 2021 | PJM | PV | missing | single-axis | 180 | -9999 | batteries | 2 | 3 | greenfield | non-agrivoltaic | -0.93997
403982 | single | 64059 | IL | Whiteside | 41.8553 | -90.1619 | 46193 | 20220915 | 4 | Whiteside Solar 1 (CSG) | 2020 | MISO | PV | c-si | single-axis | 180 | 0 | missing | 2 | 2.9 | greenfield | non-agrivoltaic | -0.14873
404485 | multi | 62893 | IL | Coles | 39.5505 | -87.9778 | 4636776 | 20210803 | 4 | Prairie Wolf Solar, LLC | 2021 | MISO | PV | thin-film | single-axis | 180 | -9999 | missing | 200 | 255 | greenfield | es | -0.31366
404880 | single | 65671 | IL | Whiteside | 41.8247 | -90.1407 | 56249 | 20231211 | 4 | Cattail (CSG) | 2022 | MISO | PV | thin-film | fixed-tilt | 180 | -9999 | missing | 2 | 2.4 | greenfield | non-agrivoltaic | -0.57485
404907 | single | 65796 | IL | Stephenson | 42.2017 | -89.6081 | 40580 | 20230527 | 4 | SV CSG Baileyville 1, LLC | 2023 | PJM | PV | missing | single-axis | 180 | -9999 | missing | 1.6 | 1.6 | greenfield | non-agrivoltaic | -0.64346
404908 | multi | 65797 | IL | Knox | 40.8852 | -90.0178 | 41501 | 20231211 | 4 | Elba Solar, LLC | 2023 | MISO | PV | missing | single-axis | 180 | -9999 | missing | 2 | 2 | greenfield | non-agrivoltaic | -0.45781
404909 | single | 65803 | IL | Williamson | 37.727 | -88.8479 | 49021 | 20240312 | 4 | SV CSG Barrass Farms II, LLC | 2022 | MISO | PV | missing | single-axis | 180 | -9999 | missing | 1.7 | 1.7 | greenfield | non-agrivoltaic | -0.74409
404917 | single | 65890 | IL | Stephenson | 42.2024 | -89.6113 | 40935 | 20230527 | 4 | SV CSG Baileyville 2, LLC | 2022 | PJM | PV | missing | single-axis | 180 | -9999 | missing | 1.6 | 1.6 | greenfield | non-agrivoltaic | -0.65072
404946 | multi | 66082 | IL | Ogle | 42.0222 | -89.3614 | 54091 | 20240218 | 4 | OE IL Solar 3 | 2022 | MISO | PV | c-si | single-axis | 180 | -9999 | missing | 2 | 2 | greenfield | es | -0.69546
404947 | single | 66083 | IL | Kane | 42.0605 | -88.5401 | 43729 | 20231111 | 4 | French Road Solar II | 2023 | MISO | PV | c-si | single-axis | 180 | -9999 | missing | 2 | 2 | greenfield | es | -0.50983
404993 | multi | 66507 | IL | LaSalle | 41.2059 | -89.0328 | 42500 | 20231010 | 4 | Briscoe 1A | 2023 | MISO | PV | missing | single-axis | 180 | -9999 | missing | 2 | 2 | greenfield | non-agrivoltaic | -0.48181
404994 | single | 66508 | IL | LaSalle | 41.1722 | -89.0262 | 41098 | 20230527 | 4 | Briscoe 2A | 2023 | MISO | PV | missing | single-axis | 180 | -9999 | missing | 2 | 2 | greenfield | non-agrivoltaic | -0.44778
404738 | single | 64789 | IL | McLean | 40.3786 | -88.8461 | 58457 | 20240220 | 4 | Moraine CSG | 2021 | MISO | PV | c-si | single-axis | 25 | -9999 | missing | 2 | 3 | greenfield | non-agrivoltaic | -0.39154
403379 | single | 63073 | IL | Kane | 41.8234 | -88.3381 | 34596 | 20220523 | 4 | Mooseheart School Solar | 2020 | PJM | PV | c-si | fixed-tilt | 180 | 0 | missing | 2 | 2.8 | greenfield | non-agrivoltaic | 2.1939
404612 | single | 63621 | IL | DeKalb | 41.9622 | -88.6616 | 48862 | 20220909 | 4 | USS Sycamore Solar (CSG) | 2020 | PJM | PV | c-si | single-axis | 180 | -9999 | missing | 2 | 2.7 | greenfield | es | -0.30809
404628 | single | 63845 | IL | Bureau | 41.3374 | -89.3015 | 316484 | 20240108 | 4 | DePue Holdings, LLC | 2020 | MISO | PV | missing | fixed-tilt | 180 | -9999 | missing | 20 | 20 | greenfield | non-agrivoltaic | -0.13995
404708 | single | 64628 | IL | Winnebago | 42.2059 | -89.0747 | 35578 | 20220302 | 4 | Slidematic at Rockford | 2021 | PJM | PV | c-si | single-axis | 180 | -9999 | missing | 1.8 | 2.5 | greenfield | es | 0.009931
404734 | single | 64730 | IL | Stephenson | 42.4529 | -89.6367 | 57060 | 20230527 | 4 | IL17021 Brush Creek I CSG | 2021 | PJM | PV | thin-film | fixed-tilt | 180 | -9999 | missing | 2 | 2.4 | greenfield | non-agrivoltaic | -0.58769
404755 | single | 64971 | IL | Stephenson | 42.3141 | -89.5988 | 57864 | 20240220 | 4 | Pretzel CSG | 2021 | PJM | PV | thin-film | fixed-tilt | 180 | -9999 | missing | 2 | 2.4 | greenfield | non-agrivoltaic | -0.60008
404711 | multi | 64637 | IL | White | 38.0779 | -88.3083 | 3526000 | 20230609 | 4 | Big River Solar | 2022 | MISO | PV | thin-film | single-axis | 180 | -9999 | missing | 149 | 209.6 | greenfield | non-agrivoltaic | -0.2194
400724 | single | 58770 | IN | Marion | 39.7375 | -86.2184 | 140037 | 20220519 | 4 | Maywood Photovoltaic Project | 2014 | MISO | PV | c-si | fixed-tilt | 180 | 20 | missing | 7.89 | 10.5 | superfund | non-agrivoltaic | 0.10974
400639 | single | 58615 | IN | Marion | 39.7973 | -86.2242 | 192144 | 20220530 | 4 | Indianapolis Motor Speedway Solar PV | 2014 | MISO | PV | c-si | fixed-tilt | 180 | 26 | missing | 8.82 | 11.2 | greenfield | non-agrivoltaic | -0.24386
400605 | single | 58552 | IN | Marion | 39.6618 | -85.9841 | 415367 | 20211119 | 2 | Indy Solar I, LLC | 2013 | MISO | PV | c-si | fixed-tilt | 180 | 20 | missing | 10.1 | 13.9 | greenfield | non-agrivoltaic | -0.76982
400606 | single | 58553 | IN | Marion | 39.6536 | -86.26 | 192935 | 20211119 | 4 | Indy Solar III, LLC | 2013 | MISO | PV | c-si | fixed-tilt | 177 | 20 | missing | 8.6 | 11.9 | greenfield | non-agrivoltaic | -0.17206
401585 | single | 60239 | IN | Clay | 39.5208 | -87.1805 | 119114 | 20200301 | 4 | Pastime Farm, LLC | 2015 | MISO | PV | thin-film | fixed-tilt | 180 | 20 | missing | 5.2 | 7 | greenfield | non-agrivoltaic | -0.23375
401339 | single | 59854 | IN | St. Joseph | 41.7132 | -86.4872 | 105282 | 20210414 | 4 | Olive PV | 2016 | PJM | PV | thin-film | fixed-tilt | 180 | 25 | missing | 5.01 | 6.4 | greenfield | non-agrivoltaic | -0.19091
402004 | single | 60864 | IN | Howard | 40.4736 | -86.1465 | 102700 | 20190614 | 4 | Kokomo Solar 1, LLC | 2016 | MISO | PV | c-si | fixed-tilt | 180 | 30 | missing | 5.4 | 7 | superfund | non-agrivoltaic | -0.034752
401592 | single | 60253 | IN | Madison | 40.0524 | -85.7334 | 88508 | 20210823 | 4 | IMPA Anderson Solar Park | 2017 | PJM | PV | c-si | fixed-tilt | 180 | 25 | missing | 5 | 6.2 | greenfield | non-agrivoltaic | 0.005293
402120 | single | 61054 | IN | Madison | 40.1404 | -85.6897 | 160325 | 20190603 | 4 | IMPA Anderson Solar Park 2 | 2017 | PJM | PV | c-si | single-axis | 180 | 0 | missing | 8.1 | 10.2 | greenfield | non-agrivoltaic | -0.13092
401096 | single | 59483 | IN | Montgomery | 40.0531 | -86.8875 | 53670 | 20200822 | 4 | IMPA Crawfordsville Solar Park | 2015 | MISO | PV | c-si | fixed-tilt | 180 | 25 | missing | 3 | 3.7 | greenfield | non-agrivoltaic | -0.018232
401702 | multi | 60435 | IN | Martin | 38.818 | -86.8796 | 319243 | 20220107 | 4 | Crane Solar Facility | 2017 | MISO | PV | c-si | fixed-tilt | 180 | 25 | missing | 17 | 24.3 | landfill | non-agrivoltaic | 0.13385
402568 | multi | 61729 | IN | Wayne | 39.8391 | -84.8199 | 150829 | 20211129 | 4 | Richmond Solar Site 2 | 2018 | PJM | PV | c-si | single-axis | 180 | 0 | missing | 7.5 | 9.8 | greenfield | non-agrivoltaic | -0.10224
403187 | single | 62770 | IN | Wayne | 39.8391 | -84.8281 | 124642 | 20211129 | 4 | Richmond Solar Park 3 | 2019 | PJM | PV | c-si | single-axis | 180 | 0 | missing | 6.7 | 8.7 | greenfield | non-agrivoltaic | -2e-06
402932 | single | 62305 | IN | Tipton | 40.2778 | -86.0759 | 95007 | 20190614 | 4 | Tipton Solar Park | 2019 | MISO | PV | c-si | single-axis | 180 | 0 | missing | 5.3 | 6.7 | greenfield | non-agrivoltaic | 0.015278
401092 | single | 59479 | IN | Madison | 40.2158 | -85.7742 | 16916 | 20190723 | 4 | IMPA Frankton Solar Park | 2014 | PJM | PV | c-si | fixed-tilt | 180 | 25 | missing | 1 | 1.2 | greenfield | non-agrivoltaic | 0.024162
400513 | multi | 58391 | IN | Marion | 39.6949 | -86.3149 | 213779 | 20211119 | 4 | IND Community Solar Farm 1st Phase | 2013 | MISO | PV | c-si | fixed-tilt | 180 | 30 | missing | 10 | 12.5 | greenfield | non-agrivoltaic | -0.24001
403024 | multi | 62484 | IN | Montgomery | 40.0568 | -86.8882 | 148717 | 20191115 | 4 | Crawfordsville 2 Solar Park | 2019 | MISO | PV | c-si | fixed-tilt | 180 | 0 | batteries | 7.9 | 10.4 | greenfield | non-agrivoltaic | 0.002786
403192 | multi | 62776 | IN | Montgomery | 40.0502 | -86.8826 | 43466 | 20200822 | 4 | Crawfordsville Solar Park 4 | 2020 | MISO | PV | c-si | single-axis | 180 | 0 | missing | 2.3 | 3.2 | greenfield | non-agrivoltaic | 0.080956
400562 | single | 58496 | IN | Lake | 41.4629 | -87.2601 | 36277 | 20211001 | 4 | Lincoln Solar | 2012 | MISO | PV | c-si | fixed-tilt | 180 | 30 | missing | 1.5 | 2 | greenfield | non-agrivoltaic | -0.31078
400736 | single | 58795 | IN | Lake | 41.5301 | -87.3082 | 21647 | 20220713 | 4 | Hobart Solar, LLC | 2012 | MISO | PV | c-si | fixed-tilt | 180 | 30 | missing | 1 | 1.3 | greenfield | non-agrivoltaic | -0.20647
400737 | single | 58796 | IN | DeKalb | 41.4339 | -85.0429 | 26079 | 20210529 | 4 | Waterloo Solar, LLC | 2012 | MISO | PV | c-si | fixed-tilt | 180 | 30 | missing | 1 | 1.3 | greenfield | non-agrivoltaic | -0.42271
401057 | multi | 59424 | IN | Marion | 39.6998 | -86.3224 | 187490 | 20211119 | 4 | IND Solar Farm (Phase IIA) | 2014 | MISO | PV | c-si | single-axis | 180 | 0 | missing | 7.5 | 9.8 | greenfield | non-agrivoltaic | -0.37141
400738 | single | 58797 | IN | Porter | 41.503 | -87.1613 | 22806 | 20211130 | 4 | Valparaiso Solar, LLC | 2012 | MISO | PV | c-si | fixed-tilt | 180 | 39 | missing | 1 | 1.3 | greenfield | non-agrivoltaic | -0.27115
400811 | single | 58942 | IN | Marion | 39.7624 | -86.3013 | 49594 | 20220530 | 4 | Rockville Solar I, LLC | 2014 | MISO | PV | c-si | fixed-tilt | 180 | 25 | missing | 2.8 | 3.1 | greenfield | non-agrivoltaic | -0.1545
400843 | single | 59018 | IN | Lake | 41.6317 | -87.469 | 38826 | 20220721 | 4 | East Chicago | 2013 | MISO | PV | c-si | fixed-tilt | 180 | 25 | missing | 2 | 2.3 | greenfield | non-agrivoltaic | -0.22377
400844 | single | 59019 | IN | Lake | 41.5197 | -87.4364 | 38389 | 20220721 | 4 | Griffith | 2013 | MISO | PV | c-si | fixed-tilt | 180 | 25 | missing | 2 | 2.3 | greenfield | non-agrivoltaic | -0.20947
400943 | multi | 59172 | IN | Marion | 39.7204 | -86.1921 | 66432 | 20220519 | 4 | Belmont | 2015 | MISO | PV | c-si | fixed-tilt | 180 | 18 | missing | 3.8 | 5.2 | landfill | non-agrivoltaic | 0.17957
400951 | single | 59180 | IN | Marion | 39.9131 | -86.2383 | 23869 | 20211119 | 4 | Marion Solar LNG | 2015 | MISO | PV | c-si | fixed-tilt | 180 | 18 | missing | 1.5 | 1.9 | greenfield | non-agrivoltaic | 0.20767
401091 | multi | 59478 | IN | Wayne | 39.8009 | -84.8966 | 21051 | 20211129 | 4 | IMPA Richmond Solar Park | 2014 | PJM | PV | c-si | single-axis | 180 | 0 | missing | 1 | 1.2 | greenfield | non-agrivoltaic | -0.2711
401093 | single | 59480 | IN | Jasper | 40.9469 | -87.1361 | 17652 | 20211122 | 4 | IMPA Rensselaer Solar Park | 2014 | MISO | PV | c-si | fixed-tilt | 180 | 25 | missing | 1 | 1.2 | greenfield | non-agrivoltaic | -0.038539
401094 | single | 59481 | IN | Miami | 40.7671 | -86.0437 | 53368 | 20220423 | 4 | IMPA Peru Solar Park | 2015 | MISO | PV | c-si | fixed-tilt | 180 | 25 | missing | 3 | 3.7 | greenfield | non-agrivoltaic | -0.009945
401095 | single | 59482 | IN | Perry | 37.9468 | -86.7358 | 16464 | 20210531 | 4 | IMPA Tell City Solar Park | 2015 | MISO | PV | c-si | fixed-tilt | 180 | 25 | missing | 1 | 1.3 | greenfield | non-agrivoltaic | 0.19409
401290 | single | 59770 | IN | Madison | 39.9947 | -85.7622 | 38580 | 20210823 | 4 | IMPA Pendleton Solar Park | 2015 | MISO | PV | c-si | fixed-tilt | 180 | 25 | missing | 2 | 2.5 | greenfield | non-agrivoltaic | -0.10591
401315 | multi | 59823 | IN | Marion | 39.7238 | -86.3151 | 65894 | 20210927 | 4 | INDY III | 2015 | MISO | PV | c-si | single-axis | 180 | 0 | missing | 2.5 | 3.2 | greenfield | non-agrivoltaic | -0.44994
401340 | multi | 59855 | IN | Grant | 40.5138 | -85.6414 | 44498 | 20190824 | 4 | Deer Creek PV | 2016 | PJM | PV | c-si | fixed-tilt | 180 | 30 | missing | 2.5 | 3.1 | greenfield | non-agrivoltaic | -0.002831
401344 | single | 59861 | IN | St. Joseph | 41.6863 | -86.1217 | 46476 | 20210306 | 4 | Twin Branch PV | 2016 | PJM | PV | thin-film | fixed-tilt | 180 | 25 | missing | 2.6 | 3.2 | greenfield | non-agrivoltaic | -0.020085
401419 | single | 59981 | IN | Henry | 39.8538 | -85.402 | 32576 | 20220111 | 4 | New Castle Solar RES | 2016 | MISO | PV | c-si | single-axis | 180 | 0 | missing | 1.1 | 1.3 | greenfield | non-agrivoltaic | -0.63332
401420 | single | 59982 | IN | Greene | 38.9097 | -86.9476 | 31142 | 20220107 | 4 | Scotland Solar RES | 2015 | MISO | PV | c-si | single-axis | 70 | 0 | missing | 1.1 | 1.3 | greenfield | non-agrivoltaic | -0.59441
401421 | multi | 59983 | IN | Spencer | 38.193 | -86.9659 | 24068 | 20220111 | 4 | New Haven Solar RES | 2016 | MISO | PV | c-si | single-axis | 180 | 0 | missing | 1.1 | 1.3 | greenfield | non-agrivoltaic | -0.33447
401422 | multi | 59984 | IN | Harrison | 38.2712 | -85.9853 | 30915 | 20210903 | 4 | Lanesville Solar RES | 2015 | MISO | PV | c-si | single-axis | 180 | 0 | missing | 1.1 | 1.3 | greenfield | non-agrivoltaic | -0.58791
401423 | single | 59985 | IN | Monroe | 39.254 | -86.6573 | 23647 | 20190327 | 2 | Ellettsville Solar RES | 2016 | MISO | PV | c-si | single-axis | 180 | 0 | missing | 1.1 | 1.3 | greenfield | non-agrivoltaic | -0.31408
401465 | single | 60046 | IN | Porter | 41.56 | -87.1569 | 33868 | 20211130 | 4 | Portage Solar | 2012 | MISO | PV | c-si | fixed-tilt | 180 | 30 | missing | 1.5 | 2 | greenfield | non-agrivoltaic | -0.22771
401466 | multi | 60047 | IN | Elkhart | 41.6974 | -85.6884 | 31587 | 20220416 | 4 | Middlebury Solar | 2012 | MISO | PV | c-si | fixed-tilt | 180 | 30 | missing | 1.5 | 2 | greenfield | non-agrivoltaic | -0.13736
401590 | single | 60251 | IN | Dubois | 38.3194 | -86.9679 | 35212 | 20220406 | 4 | IMPA Huntingburg Solar Park | 2016 | MISO | PV | c-si | fixed-tilt | 180 | 25 | batteries | 2 | 2.5 | greenfield | non-agrivoltaic | 0.025397
401591 | single | 60252 | IN | Daviess | 38.6531 | -87.209 | 69261 | 20210927 | 4 | IMPA Washington Solar Park | 2016 | MISO | PV | c-si | fixed-tilt | 180 | 25 | batteries | 4 | 4.9 | greenfield | non-agrivoltaic | 0.020065
401685 | multi | 60410 | IN | Sullivan | 39.1337 | -87.417 | 119017 | 20210123 | 4 | Sullivan Solar, LLC | 2016 | MISO | PV | thin-film | fixed-tilt | 180 | 20 | missing | 5.2 | 7.1 | greenfield | non-agrivoltaic | -0.21493
402119 | single | 61053 | IN | Hancock | 39.7943 | -85.8135 | 57987 | 20210107 | 4 | Greenfield Solar Park | 2017 | PJM | PV | c-si | single-axis | 180 | 0 | missing | 2.8 | 3.6 | greenfield | non-agrivoltaic | -0.16349
402279 | multi | 61333 | IN | Vanderburgh | 37.9911 | -87.5314 | 42705 | 20211010 | 4 | Oak Hill Solar Array | 2018 | MISO | PV | c-si | fixed-tilt | 181 | 25 | missing | 2 | 2.7 | greenfield | non-agrivoltaic | -0.13931
402280 | single | 61334 | IN | Vanderburgh | 38.1495 | -87.5483 | 41793 | 20210927 | 4 | Volkman Road Solar Array Hybrid | 2018 | MISO | PV | c-si | fixed-tilt | 180 | 25 | batteries | 2 | 2.7 | greenfield | non-agrivoltaic | -0.11007
402604 | single | 61799 | IN | Jasper | 40.95 | -87.1481 | 76957 | 20211122 | 4 | Rensselaer Solar Site 2 | 2018 | MISO | PV | c-si | single-axis | 180 | 0 | missing | 4 | 5.1 | greenfield | non-agrivoltaic | -0.074774
402664 | single | 61885 | IN | Clay | 39.4562 | -87.204 | 112111 | 20200301 | 4 | Staunton | 2018 | MISO | PV | c-si | fixed-tilt | 180 | 20 | missing | 4 | 6.1 | greenfield | non-agrivoltaic | -0.32605
403025 | multi | 62485 | IN | Montgomery | 40.0767 | -86.8969 | 94615 | 20191115 | 4 | Crawfordsville 3 Solar Park | 2019 | MISO | PV | c-si | single-axis | 180 | 0 | missing | 4.8 | 6.3 | greenfield | non-agrivoltaic | -0.068099
403202 | single | 62790 | IN | Perry | 37.9665 | -86.7354 | 58548 | 20210531 | 4 | Tell City Solar Park | 2020 | MISO | PV | c-si | single-axis | 180 | 0 | missing | 3.2 | 4.3 | greenfield | non-agrivoltaic | 0.077198
403203 | multi | 62791 | IN | Wayne | 39.8647 | -84.9287 | 133178 | 20211129 | 4 | Richmond Solar Park 4 | 2020 | PJM | PV | c-si | single-axis | 180 | 0 | missing | 7.05 | 9.3 | greenfield | non-agrivoltaic | 0.000664
403205 | multi | 62793 | IN | Montgomery | 40.0117 | -86.8583 | 183269 | 20200822 | 4 | Crawfordsville 5 Solar Park | 2020 | MISO | PV | c-si | single-axis | 180 | 0 | missing | 9.8 | 13.2 | greenfield | non-agrivoltaic | 0.047146
403206 | single | 62794 | IN | Wayne | 39.8282 | -85.0016 | 20060 | 20211108 | 4 | Centerville Solar Park | 2020 | PJM | PV | c-si | single-axis | 180 | 0 | missing | 1.1 | 1.4 | greenfield | non-agrivoltaic | -0.000176
403418 | single | 63137 | IN | Tippecanoe | 40.4212 | -86.9401 | 32842 | 20191115 | 4 | Tippecanoe Solar Power Plant | 2019 | MISO | PV | c-si | fixed-tilt | 180 | 30 | missing | 1.6 | 2.4 | greenfield | non-agrivoltaic | 0.069441
403474 | single | 63213 | IN | Hamilton | 40.1402 | -86.2117 | 15973 | 20211027 | 4 | Sheridan School Corporation Solar | 2016 | MISO | PV | c-si | fixed-tilt | 180 | 28 | missing | 0.8 | 1.8 | greenfield | non-agrivoltaic | 0.90872
403555 | multi | 63324 | IN | Johnson | 39.3624 | -86.0255 | 58299 | 20220111 | 4 | Camp Atterbury Microgrid Hybrid | 2019 | MISO | PV | c-si | single-axis | 180 | 0 | batteries | 2 | 2.8 | greenfield | non-agrivoltaic | -0.46126
403842 | multi | 63801 | IN | St. Joseph | 41.7319 | -86.1065 | 464341 | 20210414 | 4 | St. Joseph Solar | 2021 | PJM | PV | thin-film | single-axis | 180 | -9999 | missing | 20 | 25.4 | greenfield | non-agrivoltaic | -0.31989
403869 | multi | 63861 | IN | Cass | 40.7598 | -86.3869 | 236851 | 20211107 | 4 | Logansport Solar | 2021 | MISO | PV | c-si | fixed-tilt | 180 | -9999 | missing | 16 | 19.3 | greenfield | es | 0.24758
403890 | multi | 63929 | IN | Spencer | 38.0374 | -86.789 | 1174500 | 20220107 | 4 | Troy Solar | 2021 | MISO | PV | thin-film | single-axis | 180 | -9999 | missing | 50.4 | 65 | greenfield | non-agrivoltaic | -0.3063
404084 | single | 64246 | IN | Miami | 40.7563 | -86.1064 | 227591 | 20220423 | 1 | Peru 2 | 2021 | MISO | PV | c-si | single-axis | 180 | -9999 | missing | 9.5 | 12.6 | greenfield | non-agrivoltaic | -0.30588
404085 | single | 64247 | IN | Wayne | 39.8038 | -84.8754 | 165830 | 20211129 | 4 | Richmond 5 | 2021 | PJM | PV | c-si | single-axis | 180 | -9999 | missing | 9 | 11.9 | greenfield | non-agrivoltaic | 0.04153
401424 | single | 59986 | IN | Clark | 38.597 | -85.7776 | 22932 | 20211009 | 4 | Henryville Solar RES | 2016 | MISO | PV | c-si | single-axis | 180 | 0 | missing | 1.1 | 1.3 | greenfield | non-agrivoltaic | -0.27777
401425 | multi | 59987 | IN | Lawrence | 38.7093 | -86.4688 | 20376 | 20220111 | 4 | Spring Mill Solar RES | 2017 | MISO | PV | c-si | single-axis | 180 | 0 | missing | 1.1 | 1.3 | greenfield | non-agrivoltaic | -0.12708
404249 | multi | 64553 | IN | Randolph | 40.0452 | -85.0514 | 1006953 | 20220614 | 4 | Riverstart Solar Park, LLC | 2021 | PJM | PV | missing | single-axis | 180 | -9999 | batteries | 200 | 220 | greenfield | non-agrivoltaic | 3.15
403184 | single | 62766 | IN | Scott | 38.6617 | -85.7855 | 136636 | 20200822 | 4 | Scottsburg Solar Park | 2020 | MISO | PV | c-si | single-axis | 190 | 0 | missing | 7.1 | 9.7 | greenfield | non-agrivoltaic | 0.025244
404486 | single | 60238 | IN | Vigo | 39.5952 | -87.474 | 105180 | 20200620 | 4 | McDonald Solar Farm, LLC | 2015 | MISO | PV | thin-film | fixed-tilt | 180 | 20 | missing | 5.2 | 7 | greenfield | non-agrivoltaic | -0.068801
404487 | single | 62767 | IN | Grant | 40.483 | -85.5716 | 45801 | 20200611 | 4 | Gas City Solar Park | 2020 | MISO | PV | c-si | single-axis | 180 | 0 | missing | 2.5 | 3.3 | greenfield | non-agrivoltaic | 0.047674
404974 | multi | 66366 | IN | Henry | 40.0662 | -85.5346 | 22269 | 20240319 | 4 | IMPA Middletown Solar Park | 2023 | MISO | PV | missing | single-axis | 180 | -9999 | missing | 1.4 | 1.4 | greenfield | non-agrivoltaic | -0.14684
404983 | single | 66416 | IN | Daviess | 38.6806 | -87.2018 | 166547 | 20231114 | 4 | IMPA Washington Solar Park 2 | 2023 | MISO | PV | missing | single-axis | 180 | -9999 | missing | 9.9 | 9.9 | greenfield | non-agrivoltaic | -0.21943
404669 | multi | 64249 | IN | Madison | 40.0844 | -85.7468 | 118697 | 20240319 | 4 | Anderson 6 | 2022 | PJM | PV | c-si | single-axis | 180 | -9999 | missing | 6.8 | 8.8 | greenfield | non-agrivoltaic | 0.091914
404778 | single | 65068 | IN | St Joseph | 41.4555 | -86.4879 | 19016 | 20240311 | 4 | Walkerton | 2022 | MISO | PV | c-si | single-axis | 180 | -9999 | missing | 1.1 | 1.4 | greenfield | non-agrivoltaic | 0.080995
404779 | multi | 65069 | IN | Greene | 39.044 | -87.1352 | 97681 | 20240415 | 4 | Linton | 2023 | MISO | PV | c-si | single-axis | 180 | -9999 | missing | 5.4 | 7.2 | greenfield | non-agrivoltaic | 0.082826
404781 | single | 65086 | IN | Marshall | 41.4628 | -86.1637 | 118949 | 20240311 | 4 | Bremen | 2021 | MISO | PV | c-si | single-axis | 180 | -9999 | missing | 6.8 | 9 | greenfield | non-agrivoltaic | 0.12421
404817 | single | 65315 | IN | Grant | 40.4778 | -85.5593 | 30946 | 20240211 | 4 | Gas City 2 | 2022 | PJM | PV | missing | single-axis | 180 | -9999 | missing | 1.8 | 1.8 | greenfield | non-agrivoltaic | -0.24647
400425 | single | 58236 | IA | Marshall | 42.0414 | -92.8746 | 42317 | 20200917 | 4 | Marshalltown Generating Station | 2020 | MISO | PV | missing | fixed-tilt | 180 | 25 | batteries | 2.6 | 3.4 | greenfield | non-agrivoltaic | 0.22343
402010 | single | 60876 | IA | Muscatine | 41.5965 | -91.0352 | 37200 | 20210930 | 4 | Eastern Iowa Solar | 2016 | MISO | PV | c-si | fixed-tilt | 180 | 30 | missing | 1.8 | 2.3 | greenfield | non-agrivoltaic | -0.16889
402058 | single | 60951 | IA | Dubuque | 42.4917 | -90.7918 | 67394 | 20201103 | 4 | West Dubuque Solar | 2017 | MISO | PV | c-si | fixed-tilt | 177 | 25 | missing | 3.4 | 5 | greenfield | non-agrivoltaic | 0.093018
402061 | single | 60955 | IA | Clayton | 42.6785 | -91.5451 | 34688 | 20180917 | 4 | Strawberry Point DPC Solar | 2017 | MISO | PV | c-si | single-axis | 180 | 0 | missing | 1.3 | 1.6 | greenfield | es | -0.50158
402935 | single | 62321 | IA | Black Hawk | 42.4816 | -92.458 | 27875 | 20200405 | 4 | Cedar Falls Solar Farm | 2016 | MISO | PV | c-si | fixed-tilt | 180 | 25 | missing | 1.5 | 2 | greenfield | non-agrivoltaic | 0.041284
403090 | single | 62607 | IA | Davis | 40.7468 | -92.4369 | 30231 | 20220414 | 4 | Bloomfield Municipal Utilities Solar | 2019 | MISO | PV | c-si | single-axis | 180 | 0 | missing | 1.6 | 1.8 | greenfield | non-agrivoltaic | -0.21732
403238 | single | 62861 | IA | Winnebago | 43.2749 | -93.6287 | 46106 | 20210312 | 4 | Forest City Solar | 2019 | MISO | PV | thin-film | single-axis | 180 | 0 | missing | 3 | 4 | greenfield | es | 0.35926
403595 | multi | 63378 | IA | Louisa | 41.1616 | -91.1775 | 2365314 | 20210916 | 4 | Wapello Solar, LLC | 2021 | MISO | PV | c-si | single-axis | 182 | -9999 | missing | 100 | 128 | greenfield | non-agrivoltaic | -0.3323
404047 | single | 64179 | IA | Story | 42.0035 | -93.6172 | 26781 | 20220603 | 4 | IA-City of Ames-Airport Road | 2020 | MISO | PV | c-si | single-axis | 180 | 0 | missing | 2 | 2.2 | greenfield | grazing,es | 0.26163
404757 | single | 64984 | IA | Black Hawk | 42.544 | -92.3554 | 53513 | 20230111 | 4 | Waterloo Solar (IA) | 2022 | MISO | PV | c-si | single-axis | 179 | -9999 | missing | 3 | 3.9 | greenfield | non-agrivoltaic | 0.065243
404758 | single | 64986 | IA | Franklin | 42.7211 | -93.2064 | 131002 | 20230716 | 4 | Franklin County Solar | 2022 | MISO | PV | c-si | single-axis | 180 | -9999 | missing | 7 | 9.1 | greenfield | non-agrivoltaic | -0.007106
404830 | single | 65393 | IA | Woodbury | 42.3331 | -96.3482 | 78872 | 20220906 | 4 | Neal Energy Center Solar | 2023 | MISO | PV | c-si | single-axis | 181 | -9999 | missing | 4 | 5.2 | greenfield | non-agrivoltaic | -0.081995
403320 | multi | 62993 | KS | Stanton | 37.5448 | -101.8024 | 521799 | 20220408 | 4 | Johnson Corner Solar 1 | 2020 | SWPP | PV | c-si | single-axis | 178 | 0 | missing | 20 | 27.5 | greenfield | non-agrivoltaic | -0.36224
401212 | single | 59632 | KS | Thomas | 39.4078 | -101.0416 | 29801 | 20211015 | 4 | Midwest Energy Community Solar Array | 2015 | SWPP | PV | c-si | single-axis | 180 | 0 | missing | 1.2 | 1.2 | greenfield | non-agrivoltaic | -0.62569
402265 | single | 61313 | KS | Wyandotte | 39.1669 | -94.695 | 19611 | 20210822 | 4 | BPU Solar Farm | 2017 | SWPP | PV | c-si | fixed-tilt | 180 | 25 | missing | 1 | 1.3 | greenfield | non-agrivoltaic | -0.074372
402603 | single | 61798 | KS | Butler | 37.7512 | -97.074 | 23861 | 20220129 | 4 | Prairie Sky Solar Farm | 2017 | SWPP | PV | c-si | fixed-tilt | 235 | 30 | missing | 1 | 1.4 | greenfield | non-agrivoltaic | -0.23572
403278 | single | 62931 | KS | Pratt | 37.6551 | -98.705 | 145019 | 20211122 | 4 | City of Pratt Solar | 2019 | SWPP | PV | c-si | fixed-tilt | 180 | 35 | missing | 6 | 7.7 | greenfield | non-agrivoltaic | -0.35389
402062 | single | 60956 | KS | Reno | 38.0199 | -97.9754 | 28696 | 20220426 | 4 | Westar Cities Solar | 2017 | SWPP | PV | c-si | single-axis | 180 | 0 | missing | 1 | 1.3 | greenfield | non-agrivoltaic | -0.51902
404829 | single | 65391 | KS | Mitchell | 39.4509 | -98.1046 | 37830 | 20240414 | 4 | Beloit Solar, LLC | 2022 | SWPP | PV | c-si | single-axis | 180 | -9999 | missing | 2 | 2.6 | greenfield | non-agrivoltaic | -0.022712
400008 | single | 1355 | KY | Mercer | 37.7768 | -84.7203 | 150349 | 20211105 | 4 | E W Brown | 2016 | LGEE | PV | c-si | fixed-tilt | 180 | 16 | missing | 10 | 14.1 | greenfield | grazing,es | 0.50809
402003 | multi | 60863 | KY | Clark | 38.0289 | -84.2549 | 138892 | 20220208 | 4 | Cooperative Solar One | 2017 | PJM | PV | c-si | fixed-tilt | 180 | 25 | missing | 8.5 | 10.7 | greenfield | non-agrivoltaic | 0.15335
402262 | multi | 61310 | KY | Grant | 38.7514 | -84.612 | 49864 | 20210302 | 4 | Crittenden Solar Facility | 2017 | PJM | PV | c-si | fixed-tilt | 180 | 25 | missing | 2.7 | 3.8 | greenfield | non-agrivoltaic | 0.13574
402263 | multi | 61311 | KY | Kenton | 38.852 | -84.593 | 38248 | 20210302 | 4 | Walton 1 Solar Facility | 2017 | PJM | PV | c-si | fixed-tilt | 180 | 25 | missing | 2 | 2.9 | greenfield | non-agrivoltaic | 0.12758
404540 | single | 61312 | KY | Kenton | 38.8494 | -84.5906 | 36728 | 20220618 | 4 | Walton 2 Solar Facility | 2017 | PJM | PV | c-si | fixed-tilt | 180 | 25 | missing | 2 | 2.9 | greenfield | non-agrivoltaic | 0.19407
404743 | multi | 64842 | KY | Garrard | 37.5877 | -84.5806 | 1183103 | 20240420 | 4 | SR Turkey Creek, LLC | 2021 | PJM | PV | thin-film | single-axis | 180 | -9999 | missing | 57.6 | 70.35 | greenfield | grazing,es | -0.21902
404124 | multi | 64307 | LA | Orleans | 30.0141 | -89.9169 | 271061 | 20220915 | 4 | New Orleans Solar Station | 2019 | MISO | PV | c-si | fixed-tilt | 180 | 20 | missing | 20 | 27 | greenfield | non-agrivoltaic | 0.63154
402510 | multi | 61646 | LA | West Baton Rouge | 30.466 | -91.3171 | 1300881 | 20220128 | 4 | LA3 West Baton Rouge Solar Facility | 2020 | MISO | PV | c-si | single-axis | 180 | 0 | missing | 50 | 74.5 | greenfield | non-agrivoltaic | -0.26549
401846 | multi | 60640 | ME | Kennebec | 44.5561 | -69.6732 | 28931 | 20200911 | 4 | Solar Mule, LLC | 2017 | ISNE | PV | c-si | fixed-tilt | 180 | 30 | missing | 1.5 | 1.8 | greenfield | non-agrivoltaic | -0.16067
402367 | single | 61460 | ME | Somerset | 44.8039 | -69.8376 | 88584 | 20220914 | 4 | IOS-MEW Phase 1 | 2017 | ISNE | PV | c-si | fixed-tilt | 180 | 35 | missing | 4.1 | 4.7 | greenfield | non-agrivoltaic | -0.35473
403769 | multi | 63667 | ME | York | 43.3798 | -70.71 | 324421 | 20220816 | 4 | Sanford Solar | 2020 | ISNE | PV | c-si | single-axis | 180 | 0 | missing | 49.4 | 70.8 | greenfield | non-agrivoltaic | 3.1448
403876 | multi | 63894 | ME | Piscataquis | 45.2665 | -68.9883 | 309731 | 20220126 | 4 | Milo PV-BD Solar 1, LLC | 2021 | ISNE | PV | c-si | fixed-tilt | 180 | -9999 | missing | 20 | 27.4 | greenfield | non-agrivoltaic | 0.39542
403877 | multi | 63895 | ME | Kennebec | 44.3273 | -69.7267 | 105294 | 20220912 | 4 | Augusta PV-BD Solar Augusta, LLC | 2021 | ISNE | PV | missing | single-axis | 180 | -9999 | missing | 7.2 | 8.7 | greenfield | non-agrivoltaic | 0.27173
403879 | single | 63897 | ME | Oxford | 44.1502 | -70.4786 | 127038 | 20221012 | 4 | Oxford PV-BD Solar Oxford, LLC | 2021 | ISNE | PV | missing | fixed-tilt | 180 | -9999 | missing | 9.2 | 12.9 | greenfield | non-agrivoltaic | 0.67255
403986 | multi | 64078 | ME | Somerset | 44.8137 | -69.4479 | 214595 | 20220722 | 4 | Pittsfield Solar, LLC | 2017 | ISNE | PV | c-si | fixed-tilt | 170 | 35 | missing | 9.9 | 13.9 | greenfield | non-agrivoltaic | -0.1065
404137 | multi | 64337 | ME | Franklin | 44.6501 | -70.0808 | 996246 | 20211120 | 4 | Farmington Solar | 2021 | ISNE | PV | missing | single-axis | 180 | -9999 | missing | 77 | 115.7 | greenfield | non-agrivoltaic | 0.98169
404305 | single | 64673 | ME | York | 43.5455 | -70.9074 | 53000 | 20220816 | 4 | Acton | 2021 | ISNE | PV | missing | fixed-tilt | 180 | -9999 | missing | 3.5 | 4.2 | greenfield | non-agrivoltaic | 0.20012
404307 | single | 64675 | ME | Cumberland | 43.9715 | -70.5769 | 35963 | 20220330 | 4 | Naples | 2021 | ISNE | PV | missing | fixed-tilt | 180 | -9999 | missing | 2 | 2.6 | greenfield | non-agrivoltaic | 0.052888
404915 | multi | 65858 | ME | Penobscot | 45.0108 | -69.032 | 102909 | 20230706 | 4 | Dynamic Corinth (CSG) | 2022 | ISNE | PV | c-si | single-axis | 180 | -9999 | missing | 5 | 7 | greenfield | non-agrivoltaic | -0.037685
404916 | multi | 65859 | ME | Somerset | 44.7933 | -69.7355 | 109989 | 20231106 | 4 | Dynamic Madison | 2023 | ISNE | PV | c-si | single-axis | 180 | -9999 | missing | 5 | 6.9 | greenfield | non-agrivoltaic | -0.14971
404933 | multi | 65996 | ME | Somerset | 44.9783 | -69.5368 | 128132 | 20230923 | 4 | Harmony Solar | 2023 | ISNE | PV | thin-film | single-axis | 183 | -9999 | missing | 4.9 | 7.4 | greenfield | non-agrivoltaic | -0.25523
404953 | single | 66100 | ME | Kennebec | 44.2411 | -69.7573 | 56545 | 20231224 | 4 | Water Street Solar | 2023 | ISNE | PV | c-si | fixed-tilt | 180 | -9999 | missing | 5 | 6.2 | greenfield | non-agrivoltaic | 0.84422
404954 | multi | 66136 | ME | Aroostook | 47.2769 | -68.5712 | 67649 | 20230208 | 4 | AES Daigle Solar, LLC | 2022 | NBSO | PV | missing | fixed-tilt | 180 | -9999 | missing | 5 | 5 | greenfield | non-agrivoltaic | 0.087098
404959 | single | 66174 | ME | Kennebec | 44.3315 | -69.8448 | 61244 | 20231224 | 4 | Treasure Lane Solar 1 | 2023 | ISNE | PV | missing | fixed-tilt | 180 | -9999 | missing | 4.5 | 4.5 | greenfield | non-agrivoltaic | 0.077891
404977 | single | 66402 | ME | Aroostook | 46.9093 | -68.0455 | 27439 | 20230305 | 4 | Caribou | 2023 | ISNE | PV | missing | fixed-tilt | 180 | -9999 | missing | 4.1 | 4.1 | greenfield | non-agrivoltaic | 1.687
404978 | multi | 66403 | ME | Aroostook | 46.9412 | -67.9279 | 67212 | 20230305 | 4 | Loring | 2023 | ISNE | PV | missing | fixed-tilt | 180 | -9999 | missing | 4.1 | 4.1 | greenfield | non-agrivoltaic | -0.18642
405009 | single | 66834 | ME | Somerset | 44.7459 | -69.7452 | 41935 | 20231106 | 4 | ME Novel Lighthouse - Front St. Solar CSG | 2023 | ISNE | PV | missing | single-axis | 180 | -9999 | missing | 3.2 | 3.2 | greenfield | non-agrivoltaic | 0.13789
404631 | multi | 63896 | ME | Somerset | 44.6323 | -69.5987 | 88048 | 20240115 | 4 | Fairfield PV - BD Solar Fairfield, LLC | 2021 | ISNE | PV | c-si | fixed-tilt | 180 | -9999 | missing | 5 | 7.4 | greenfield | non-agrivoltaic | 0.30181
404609 | single | 63551 | ME | Knox | 44.166 | -69.1162 | 36226 | 20230412 | 4 | Samoset Solar | 2022 | ISNE | PV | missing | fixed-tilt | 180 | -9999 | missing | 2 | 2 | greenfield | non-agrivoltaic | -0.30914
404644 | multi | 64062 | ME | Somerset | 44.8392 | -69.3073 | 76963 | 20230611 | 4 | Palmyra PV - BD Solar Palmyra LLC | 2022 | ISNE | PV | c-si | fixed-tilt | 180 | -9999 | missing | 5 | 7 | greenfield | non-agrivoltaic | 0.44816
404645 | multi | 64068 | ME | Hancock | 44.5399 | -68.3659 | 205858 | 20231212 | 2 | BD Solar Hancock LLC | 2022 | ISNE | PV | c-si | fixed-tilt | 180 | -9999 | missing | 7 | 10.16 | greenfield | non-agrivoltaic | -0.43317
404646 | single | 64069 | ME | Kennebec | 44.561 | -69.593 | 115640 | 20230514 | 4 | Winslow PV - BD Solar 2 LLC | 2022 | ISNE | PV | c-si | fixed-tilt | 180 | -9999 | missing | 7 | 10.6 | greenfield | non-agrivoltaic | 0.46322
404787 | single | 65112 | ME | Somerset | 44.7464 | -69.7665 | 79947 | 20231106 | 4 | River Road | 2021 | ISNE | PV | c-si | fixed-tilt | 180 | -9999 | missing | 5 | 6.5 | greenfield | non-agrivoltaic | 0.24374
404856 | multi | 65532 | ME | Cumberland | 43.7985 | -70.751 | 131917 | 20230907 | 4 | Baldwin | 2022 | ISNE | PV | thin-film | single-axis | 195 | -9999 | missing | 5 | 7.4 | greenfield | non-agrivoltaic | -0.29034
404857 | multi | 65534 | ME | Kennebec | 44.1913 | -70.0193 | 111195 | 20230730 | 3 | Monmouth | 2022 | ISNE | PV | thin-film | single-axis | 183 | -9999 | missing | 5 | 7.2 | greenfield | non-agrivoltaic | -0.10697
400272 | multi | 57758 | MD | Frederick | 39.6748 | -77.3453 | 335436 | 20220313 | 4 | Mount Saint Mary's | 2012 | PJM | PV | thin-film | fixed-tilt | 169 | 25 | missing | 13 | 16.1 | greenfield | non-agrivoltaic | -0.46192
400518 | multi | 58408 | MD | Washington | 39.5592 | -77.7276 | 527952 | 20180220 | 4 | Maryland Solar | 2013 | PJM | PV | thin-film | fixed-tilt | 180 | 20 | missing | 20 | 29.1 | greenfield | non-agrivoltaic | -0.31105
401307 | single | 59811 | MD | Charles | 38.5872 | -76.879 | 235796 | 20210915 | 4 | Rockfish Solar, LLC | 2015 | PJM | PV | c-si | single-axis | 180 | 0 | missing | 10.3 | 12.9 | greenfield | non-agrivoltaic | -0.31974
400541 | multi | 58463 | MD | Charles | 38.5456 | -76.8001 | 101579 | 20220629 | 4 | Herbert Farm Solar | 2012 | PJM | PV | c-si | fixed-tilt | 180 | 20 | missing | 5.5 | 7 | greenfield | non-agrivoltaic | -0.018816
402437 | multi | 61552 | MD | Frederick | 39.4374 | -77.4489 | 208053 | 20180823 | 4 | Fort Detrick Solar PV | 2016 | PJM | PV | c-si | fixed-tilt | 180 | 15 | missing | 15.7 | 18.6 | superfund | non-agrivoltaic | 0.41526
401907 | multi | 60737 | MD | Queen Anne's | 39.1136 | -75.9609 | 105101 | 20220711 | 4 | Church Hill | 2016 | PJM | PV | c-si | fixed-tilt | 180 | 20 | missing | 6 | 7.3 | greenfield | non-agrivoltaic | -0.007267
401820 | single | 60604 | MD | Queen Anne's | 38.9381 | -76.0453 | 325223 | 20220810 | 4 | Wye Mills VNEM (CSG) | 2016 | PJM | PV | c-si | single-axis | 180 | 20 | missing | 10 | 13.7 | greenfield | non-agrivoltaic | -0.58634
402409 | multi | 61519 | MD | Frederick | 39.5702 | -77.361 | 135144 | 20180823 | 4 | Baker Point | 2016 | PJM | PV | c-si | fixed-tilt | 180 | 25 | missing | 9 | 11 | greenfield | non-agrivoltaic | 0.24565
401867 | multi | 60681 | MD | Anne Arundel | 38.993 | -76.5733 | 168877 | 20220211 | 4 | Annapolis Solar Park, LLC | 2018 | PJM | PV | c-si | fixed-tilt | 180 | 12 | missing | 12 | 18 | landfill | non-agrivoltaic | 0.77937
402940 | multi | 62327 | MD | Prince George's | 38.7723 | -76.9723 | 80278 | 20220630 | 4 | Synergen Panorama, LLC (CSG) | 2019 | PJM | PV | c-si | fixed-tilt | 180 | 25 | missing | 5 | 6.6 | landfill | non-agrivoltaic | 0.26301
401905 | single | 60735 | MD | Wicomico | 38.4043 | -75.6724 | 322077 | 20220620 | 4 | Longview Solar | 2016 | PJM | PV | c-si | single-axis | 181 | 0 | missing | 13.6 | 17.8 | greenfield | non-agrivoltaic | -0.30792
401336 | single | 59851 | MD | Somerset | 38.1712 | -75.6954 | 135446 | 20220620 | 4 | Great Bay Solar 1 | 2018 | PJM | PV | c-si | fixed-tilt | 180 | 25 | missing | 75 | 99 | greenfield | non-agrivoltaic | 14.0068
402602 | multi | 61794 | MD | Worcester | 38.3789 | -75.2728 | 211941 | 20220221 | 4 | Gateway Solar | 2019 | PJM | PV | c-si | single-axis | 181 | 0 | missing | 7.6 | 10 | greenfield | non-agrivoltaic | -0.47918
400426 | multi | 58239 | MD | Kent | 39.2973 | -75.9822 | 24429 | 20220722 | 4 | Kent County-Kennedyville | 2012 | PJM | PV | c-si | fixed-tilt | 180 | 25 | missing | 1 | 1.1 | greenfield | non-agrivoltaic | -0.52483
401276 | single | 59749 | MD | Somerset | 38.2058 | -75.6764 | 63526 | 20220620 | 4 | UMES (MD)-Princess Anne | 2011 | PJM | PV | c-si | single-axis | 180 | 0 | missing | 2.1 | 2.2 | greenfield | non-agrivoltaic | -0.74509
400321 | single | 57879 | MD | Wicomico | 38.3722 | -75.5324 | 22513 | 20210902 | 4 | Perdue Salisbury Photovoltaic | 2011 | PJM | PV | c-si | fixed-tilt | 180 | 30 | missing | 1 | 1.2 | greenfield | es | -0.3495
400429 | single | 58243 | MD | Kent | 39.2825 | -76.089 | 24771 | 20220917 | 4 | Kent County-Worton Complex | 2012 | PJM | PV | c-si | fixed-tilt | 180 | 25 | missing | 1 | 1.3 | greenfield | non-agrivoltaic | -0.36692
401500 | single | 60089 | MD | Cecil | 39.602 | -75.8381 | 25240 | 20221014 | 4 | Elkton Solar | 2015 | PJM | PV | c-si | fixed-tilt | 180 | 15 | missing | 1.6 | 2.1 | greenfield | non-agrivoltaic | 0.28395
401506 | single | 60096 | MD | Kent | 39.2004 | -76.0758 | 18271 | 20220917 | 4 | Town of Chestertown-Chestertown WWTP | 2015 | PJM | PV | c-si | single-axis | 180 | 0 | missing | 1 | 1.3 | greenfield | non-agrivoltaic | 0.028664
401650 | multi | 60353 | MD | Cecil | 39.6499 | -75.8063 | 35201 | 20221014 | 4 | Cecil County CCVT HS | 2015 | PJM | PV | c-si | fixed-tilt | 180 | 20 | missing | 2 | 2.6 | greenfield | non-agrivoltaic | 0.086036
401711 | single | 60447 | MD | Baltimore | 39.4443 | -76.5197 | 18173 | 20210519 | 4 | Presbyterian Senior Living Service | 2013 | PJM | PV | c-si | single-axis | 180 | 0 | missing | 1.2 | 1.2 | greenfield | non-agrivoltaic | -0.079845
401747 | single | 60496 | MD | Talbot | 38.7697 | -76.1439 | 26595 | 20220810 | 4 | MEBA | 2014 | PJM | PV | c-si | fixed-tilt | 180 | 20 | missing | 1.5 | 2 | greenfield | non-agrivoltaic | 0.11445
401991 | multi | 60847 | MD | Garrett | 39.5029 | -79.392 | 21854 | 20220916 | 4 | Garrett County-DPU Treatment Plant | 2017 | PJM | PV | c-si | fixed-tilt | 180 | 20 | missing | 1.2 | 1.7 | greenfield | non-agrivoltaic | 0.16925
401993 | multi | 60849 | MD | Frederick | 39.6938 | -77.3143 | 43888 | 20220313 | 4 | Emmitsburg Solar Arrays | 2014 | PJM | PV | c-si | fixed-tilt | 172 | 25 | missing | 1.7 | 2.4 | greenfield | non-agrivoltaic | -0.32025
402190 | single | 61185 | MD | Baltimore | 39.427 | -76.3931 | 22868 | 20220630 | 4 | Pfeffers | 2016 | PJM | PV | c-si | single-axis | 180 | 0 | missing | 1 | 1.5 | greenfield | non-agrivoltaic | -0.089114
402574 | multi | 61738 | MD | Prince George's | 39.0173 | -76.9089 | 25800 | 20220402 | 4 | GWCC PV Solar Farm | 2015 | PJM | PV | c-si | fixed-tilt | 180 | 20 | missing | 1.6 | 2.1 | greenfield | non-agrivoltaic | 0.24567
402779 | single | 62043 | MD | Prince George's | 38.8795 | -76.7735 | 25983 | 20220630 | 4 | First Baptist Church of Glenarden | 2018 | PJM | PV | c-si | fixed-tilt | 180 | 25 | missing | 1.6 | 2.1 | greenfield | non-agrivoltaic | 0.23352
402803 | single | 62074 | MD | Queen Anne's | 39.0364 | -76.0494 | 30047 | 20220917 | 4 | Board of Education of Queen Anne's County, County HS | 2019 | PJM | PV | c-si | single-axis | 180 | 0 | missing | 1.7 | 2.2 | greenfield | non-agrivoltaic | 0.072444
402987 | single | 62405 | MD | Dorchester | 38.5871 | -76.1388 | 39051 | 20220830 | 4 | UMCES Ground Mount | 2018 | PJM | PV | c-si | fixed-tilt | 180 | 20 | missing | 2 | 2.7 | greenfield | non-agrivoltaic | -0.013957
400428 | single | 58241 | MD | Kent | 39.146 | -76.2327 | 23066 | 20220917 | 4 | Rock Hall | 2012 | PJM | PV | c-si | fixed-tilt | 180 | 25 | missing | 1 | 1.3 | greenfield | non-agrivoltaic | -0.28475
400649 | multi | 58631 | MD | Queen Anne's | 39.0308 | -76.0162 | 39834 | 20220917 | 4 | Queen Anne's County | 2013 | PJM | PV | c-si | single-axis | 180 | 0 | missing | 2 | 2.4 | greenfield | non-agrivoltaic | -0.20232
400846 | multi | 59026 | MD | Baltimore | 39.2961 | -76.4901 | 14029 | 20220630 | 4 | Back River Wastewater Treatment | 2012 | PJM | PV | c-si | single-axis | 180 | 0 | missing | 0.8 | 1 | greenfield | non-agrivoltaic | 0.031418
401330 | single | 59842 | MD | Dorchester | 38.5172 | -76.0206 | 69774 | 20220810 | 4 | CNE at Cambridge MD | 2015 | PJM | PV | c-si | fixed-tilt | 180 | 25 | missing | 3.2 | 4.3 | greenfield | non-agrivoltaic | -0.17314
402989 | single | 62407 | MD | Anne Arundel | 39.1363 | -76.4953 | 17674 | 20220211 | 4 | Anne Arundel County Public Schools | 2017 | PJM | PV | c-si | fixed-tilt | 180 | 20 | missing | 1 | 1.4 | greenfield | non-agrivoltaic | 0.19944
403101 | multi | 62628 | MD | Harford | 39.4994 | -76.1455 | 23577 | 20220917 | 4 | APG Old Bayside | 2018 | PJM | PV | c-si | fixed-tilt | 180 | 22 | missing | 1.7 | 2.4 | greenfield | non-agrivoltaic | 0.67787
403102 | multi | 62629 | MD | Harford | 39.4942 | -76.1471 | 41569 | 20220917 | 4 | APG New Chesapeake | 2018 | PJM | PV | c-si | fixed-tilt | 180 | 22 | missing | 2.3 | 3.3 | greenfield | non-agrivoltaic | 0.2031
403161 | multi | 62720 | MD | Queen Anne's | 38.9488 | -76.3016 | 47972 | 20220819 | 4 | Chester Woods Point Solar, LLC (CSG) | 2019 | PJM | PV | c-si | single-axis | 180 | 0 | missing | 2 | 2.6 | greenfield | non-agrivoltaic | -0.33055
403264 | single | 62910 | MD | Montgomery | 39.1493 | -77.3177 | 16311 | 20220818 | 4 | MNCPPC Germantown Solar | 2018 | PJM | PV | c-si | fixed-tilt | 180 | 20 | missing | 1 | 1.4 | greenfield | non-agrivoltaic | 0.33963
403381 | multi | 63075 | MD | Prince George's | 38.7873 | -76.7981 | 28126 | 20220629 | 4 | Upper Marlboro 1 (CSG) | 2019 | PJM | PV | c-si | single-axis | 180 | 0 | missing | 2 | 3 | greenfield | non-agrivoltaic | 0.78096
403554 | multi | 63323 | MD | Prince George's | 38.7281 | -76.8301 | 45665 | 20220402 | 4 | Bluefin Origination 1 | 2019 | PJM | PV | c-si | single-axis | 180 | 0 | missing | 2 | 3 | greenfield | non-agrivoltaic | -0.086959
403682 | multi | 63496 | MD | Frederick | 39.3696 | -77.354 | 34196 | 20210128 | 4 | Frederick County-Landfill | 2019 | PJM | PV | c-si | fixed-tilt | 180 | 25 | missing | 2 | 2.7 | landfill | non-agrivoltaic | 0.19397
403692 | single | 63512 | MD | Wicomico | 38.4124 | -75.6898 | 32432 | 20220620 | 4 | Wor-Wic Community College-Offsite | 2019 | PJM | PV | c-si | fixed-tilt | 180 | 25 | missing | 2 | 2.7 | greenfield | non-agrivoltaic | 0.285
403700 | single | 63524 | MD | Washington | 39.6186 | -77.8234 | 34401 | 20211027 | 4 | Spruce-WCMD-Rubble I | 2015 | PJM | PV | c-si | fixed-tilt | 180 | 25 | missing | 2 | 2.5 | landfill | non-agrivoltaic | 0.060854
403699 | multi | 63523 | MD | Washington | 39.6207 | -77.8249 | 35153 | 20211027 | 4 | Spruce-WCMD-Rubble II | 2015 | PJM | PV | c-si | fixed-tilt | 180 | 25 | missing | 2 | 2.5 | landfill | non-agrivoltaic | 0.027934
403702 | single | 63526 | MD | Washington | 39.6818 | -77.8008 | 23692 | 20211027 | 4 | Spruce-WCMD-Resh I | 2016 | PJM | PV | c-si | fixed-tilt | 180 | 20 | missing | 2 | 2.5 | greenfield | non-agrivoltaic | 0.75677
403881 | multi | 63903 | MD | Washington | 39.6198 | -77.861 | 75341 | 20211027 | 4 | Pinesburg Solar, LLC | 2020 | PJM | PV | c-si | single-axis | 180 | 0 | missing | 4.3 | 5.8 | greenfield | non-agrivoltaic | 0.15219
404048 | multi | 64180 | MD | Garrett | 39.5954 | -79.3889 | 52914 | 20220710 | 4 | MD-CS-Potomac Edison Co-GA29 TPE | 2021 | PJM | PV | missing | single-axis | 180 | -9999 | missing | 2 | 3.2 | greenfield | non-agrivoltaic | -0.19756
404284 | single | 64602 | MD | Prince George's | 38.7789 | -76.9201 | 21711 | 20220510 | 4 | Kirby Road Solar, LLC | 2021 | PJM | PV | missing | fixed-tilt | 180 | -9999 | missing | 1.3 | 2 | greenfield | non-agrivoltaic | 0.47288
404285 | multi | 64604 | MD | Prince George's | 38.8378 | -76.8014 | 21735 | 20220629 | 4 | MNCPPC Randall Farm | 2020 | PJM | PV | c-si | fixed-tilt | 180 | 20 | missing | 1.4 | 1.8 | greenfield | non-agrivoltaic | 0.27573
404287 | multi | 64606 | MD | Baltimore | 39.476 | -76.8513 | 33653 | 20220730 | 4 | Burns Solar One, LLC | 2020 | PJM | PV | c-si | fixed-tilt | 180 | 25 | missing | 2 | 4.8 | greenfield | non-agrivoltaic | 1.543
404288 | single | 64608 | MD | Washington | 39.6857 | -77.6436 | 35376 | 20220425 | 4 | Hostetter Solar One, LLC | 2020 | PJM | PV | c-si | fixed-tilt | 180 | 25 | batteries | 2 | 2.8 | greenfield | non-agrivoltaic | 0.19808
404316 | multi | 64690 | MD | Dorchester | 38.6116 | -75.8346 | 197835 | 20220620 | 4 | Todd Solar | 2021 | PJM | PV | c-si | single-axis | 180 | -9999 | missing | 20 | 29 | greenfield | non-agrivoltaic | 1.6268
404354 | single | 64790 | MD | Anne Arundel | 38.7835 | -76.5721 | 26788 | 20220919 | 4 | OER Checkerspot | 2021 | PJM | PV | missing | fixed-tilt | 180 | -9999 | missing | 1.5 | 2 | greenfield | non-agrivoltaic | 0.10295
404424 | multi | 65130 | MD | Prince George's | 38.9 | -76.6869 | 42243 | 20220629 | 4 | City of Bowie | 2021 | PJM | PV | missing | single-axis | 180 | -9999 | missing | 2 | 2.5 | greenfield | non-agrivoltaic | -0.22498
402945 | multi | 62332 | MD | Kent | 39.3134 | -75.8334 | 117824 | 20220711 | 4 | Blue Star | 2020 | PJM | PV | c-si | single-axis | 181 | 0 | missing | 6 | 7.8 | greenfield | non-agrivoltaic | -0.076262
401969 | multi | 60820 | MD | Montgomery | 39.2396 | -77.2949 | 31170 | 20221022 | 4 | Montgomery County Correctional Facility | 2017 | PJM | PV | c-si | fixed-tilt | 250 | 25 | missing | 1.4 | 2 | greenfield | non-agrivoltaic | -0.11941
402891 | single | 62208 | MD | Montgomery | 39.1268 | -77.2152 | 60360 | 20220818 | 4 | NIST Solar | 2018 | PJM | PV | c-si | fixed-tilt | 180 | 25 | missing | 4 | 5 | greenfield | non-agrivoltaic | 0.2762
403266 | multi | 62912 | MD | Washington | 39.6475 | -77.6755 | 187730 | 20210124 | 4 | Solar Hagerstown | 2020 | PJM | PV | c-si | single-axis | 180 | 0 | missing | 10 | 13.2 | greenfield | non-agrivoltaic | 0.010885
403378 | multi | 63072 | MD | Baltimore | 39.4179 | -76.4052 | 62569 | 20220630 | 4 | Kingsville (CSG) | 2019 | PJM | PV | c-si | single-axis | 180 | 0 | missing | 2 | 3 | greenfield | non-agrivoltaic | -0.46299
403489 | multi | 63237 | MD | Baltimore | 39.3427 | -76.835 | 33048 | 20220730 | 4 | Old Court Rd Solar | 2019 | PJM | PV | c-si | fixed-tilt | 184 | 25 | missing | 2 | 2.6 | greenfield | non-agrivoltaic | 0.188
403701 | single | 63525 | MD | Washington | 39.6717 | -77.8233 | 33474 | 20211027 | 4 | Spruce-WCMD-Creek | 2015 | PJM | PV | c-si | fixed-tilt | 182 | 25 | missing | 2 | 2.5 | landfill | non-agrivoltaic | 0.1035
404492 | multi | 59743 | MD | Howard | 39.2991 | -76.9604 | 193413 | 20221014 | 4 | Chimes West Friendship (Nixon Farms) | 2014 | PJM | PV | c-si | fixed-tilt | 180 | 15 | missing | 1.2 | 1.5 | greenfield | grazing | -1.3145
400470 | multi | 58329 | MD | Somerset | 38.0977 | -75.6098 | 55567 | 20210902 | 4 | UMMS at Pocomoke | 2013 | PJM | PV | c-si | fixed-tilt | 180 | 20 | missing | 2.8 | 3.7 | greenfield | non-agrivoltaic | -0.068092
404960 | multi | 66203 | MD | Charles | 38.5348 | -77.0976 | 58234 | 20230517 | 4 | Ripley | 2023 | PJM | PV | missing | single-axis | 180 | -9999 | missing | 27.5 | 27.5 | greenfield | non-agrivoltaic | 8.5262
404633 | multi | 63910 | MD | Queen Annes | 39.1699 | -75.9544 | 632357 | 20231030 | 4 | Bluegrass Solar | 2022 | PJM | PV | c-si | single-axis | 180 | -9999 | missing | 79.6 | 101.48 | greenfield | non-agrivoltaic | 1.9212
404723 | multi | 64689 | MD | Prince Georges | 38.9356 | -76.7106 | 42750 | 20240320 | 4 | MD - PR97 (CSG) | 2021 | PJM | PV | c-si | single-axis | 180 | -9999 | missing | 2 | 3.1 | greenfield | non-agrivoltaic | 0.05752
404820 | multi | 65339 | MD | Garrett | 39.607 | -79.3286 | 46505 | 20240205 | 4 | MD - CS - Potomac Edison Co - GA25 TPE (Community Solar) | 2022 | PJM | PV | c-si | single-axis | 180 | -9999 | missing | 2 | 3.2 | greenfield | non-agrivoltaic | -0.020988
404823 | multi | 65358 | MD | Anne Arundel | 38.8388 | -76.6829 | 40817 | 20240112 | 4 | OER Patuxent CSG | 2023 | PJM | PV | c-si | single-axis | 180 | -9999 | missing | 2 | 2.8 | greenfield | non-agrivoltaic | -0.025433
404863 | multi | 65610 | MD | Montgomery | 39.1192 | -76.9607 | 27083 | 20231016 | 4 | MO32 (CSG) | 2022 | PJM | PV | c-si | fixed-tilt | 180 | -9999 | missing | 2 | 2.5 | greenfield | non-agrivoltaic | 0.47686
404864 | multi | 65611 | MD | Montgomery | 39.1877 | -77.1221 | 16258 | 20240413 | 4 | MO33 CSG | 2022 | PJM | PV | c-si | single-axis | 165 | -9999 | missing | 2 | 2.4 | greenfield | non-agrivoltaic | 1.6487
402005 | multi | 60866 | MA | Essex | 42.792 | -70.8856 | 29295 | 20210519 | 4 | Bashaw Solar (CSG) 1, LLC | 2017 | ISNE | PV | c-si | fixed-tilt | 180 | 20 | missing | 2 | 2.4 | greenfield | non-agrivoltaic | 0.25689
402102 | single | 61017 | MA | Worcester | 42.2279 | -71.8732 | 41313 | 20220918 | 4 | Stafford St 2 Community Solar | 2018 | ISNE | PV | c-si | fixed-tilt | 180 | 25 | missing | 1.9 | 2.8 | greenfield | non-agrivoltaic | -0.042897
402103 | single | 61018 | MA | Worcester | 42.2272 | -71.8695 | 9499 | 20220311 | 4 | Stafford St Solar 3 (CSG) | 2017 | ISNE | PV | c-si | fixed-tilt | 180 | 25 | missing | 1 | 6.9 | greenfield | non-agrivoltaic | 13.9107
401488 | multi | 60074 | MA | Berkshire | 42.6692 | -73.0923 | 43540 | 20211217 | 4 | North Adams Landfill | 2015 | ISNE | PV | c-si | fixed-tilt | 180 | 20 | missing | 2.2 | 3.5 | landfill | non-agrivoltaic | 0.22428
402126 | multi | 61069 | MA | Worcester | 42.0873 | -71.5177 | 55579 | 20220402 | 4 | BWC Wading River One, Two, Three (CSG) | 2017 | ISNE | PV | c-si | fixed-tilt | 180 | 20 | missing | 3 | 4.1 | greenfield | non-agrivoltaic | 0.084083
402260 | single | 61308 | MA | Worcester | 42.1362 | -72.021 | 39799 | 20220311 | 4 | Sampson Road Community Solar | 2017 | ISNE | PV | c-si | fixed-tilt | 185 | 26 | missing | 2 | 2.6 | greenfield | non-agrivoltaic | -0.094747
402440 | single | 61555 | MA | Plymouth | 41.6711 | -70.8322 | 62419 | 20220904 | 4 | DG Crystal Spring (CSG) | 2017 | ISNE | PV | c-si | fixed-tilt | 180 | 20 | missing | 4.2 | 5.3 | greenfield | non-agrivoltaic | 0.32013
402466 | single | 61590 | MA | Norfolk | 42.0568 | -71.239 | 31522 | 20220918 | 4 | DG Foxborough Elm (CSG) | 2017 | ISNE | PV | c-si | fixed-tilt | 180 | 23 | missing | 2 | 2.6 | greenfield | non-agrivoltaic | 0.26867
402800 | multi | 62066 | MA | Hampshire | 42.1895 | -72.7152 | 23803 | 20210519 | 4 | Southampton Solar PV | 2019 | ISNE | PV | c-si | fixed-tilt | 180 | 10 | missing | 2 | 2.8 | greenfield | non-agrivoltaic | 1.0134
402801 | single | 62072 | MA | Hampden | 42.1322 | -72.5542 | 48966 | 20220901 | 4 | Springfield Solar PV | 2019 | ISNE | PV | c-si | fixed-tilt | 180 | 10 | missing | 4 | 5.6 | greenfield | non-agrivoltaic | 0.94417
402802 | multi | 62073 | MA | Hampden | 42.0442 | -72.4589 | 77583 | 20211215 | 4 | Hampden Solar PV | 2019 | ISNE | PV | c-si | fixed-tilt | 180 | 20 | missing | 3.5 | 4.8 | greenfield | non-agrivoltaic | -0.16803
402814 | single | 62090 | MA | Franklin | 42.4291 | -72.54 | 15018 | 20220901 | 4 | Sunderland Solar PV | 2018 | ISNE | PV | c-si | fixed-tilt | 180 | 20 | missing | 1.1 | 1.4 | greenfield | non-agrivoltaic | 0.49617
402816 | multi | 62092 | MA | Franklin | 42.5822 | -72.5174 | 60455 | 20220703 | 4 | Montague Site 36-Grosolar | 2018 | ISNE | PV | c-si | fixed-tilt | 225 | 35 | missing | 4.1 | 5 | greenfield | non-agrivoltaic | 0.27342
402820 | single | 62097 | MA | Hampden | 42.1645 | -72.4462 | 23823 | 20220901 | 4 | Ludlow Site 72-Conti | 2018 | ISNE | PV | c-si | fixed-tilt | 180 | 20 | missing | 1.9 | 2.1 | greenfield | non-agrivoltaic | 0.38877
402842 | single | 62135 | MA | Hampden | 42.2023 | -72.3134 | 54426 | 20220131 | 4 | Palmer | 2019 | ISNE | PV | c-si | fixed-tilt | 180 | 25 | missing | 3.5 | 4.9 | greenfield | non-agrivoltaic | 0.4286
402883 | multi | 62199 | MA | Worcester | 42.6313 | -71.798 | 29547 | 20210629 | 4 | Ashby Solar, LLC (CSG) | 2018 | ISNE | PV | c-si | fixed-tilt | 186 | 25 | missing | 1.8 | 2.3 | greenfield | non-agrivoltaic | 0.17037
402885 | multi | 62201 | MA | Worcester | 42.0576 | -71.9257 | 25322 | 20210727 | 4 | Dudley Solar (CSG) | 2017 | ISNE | PV | c-si | fixed-tilt | 182 | 20 | missing | 1.9 | 2.4 | greenfield | non-agrivoltaic | 0.52924
402917 | single | 62264 | MA | Berkshire | 42.4898 | -73.2182 | 13805 | 20201105 | 4 | Pittsfield 44-M&W PV | 2018 | ISNE | PV | c-si | fixed-tilt | 180 | 20 | missing | 1.2 | 1.4 | greenfield | non-agrivoltaic | 0.66974
403034 | multi | 62503 | MA | Worcester | 42.6899 | -72.0856 | 33032 | 20210815 | 4 | Winchendon Landfill Solar | 2018 | ISNE | PV | c-si | fixed-tilt | 180 | 25 | missing | 2 | 2.7 | landfill-named | non-agrivoltaic | 0.25292
403062 | single | 62550 | MA | Berkshire | 42.1926 | -73.4079 | 31769 | 20210313 | 4 | Kearsarge GB | 2018 | ISNE | PV | c-si | fixed-tilt | 180 | 25 | missing | 1.9 | 2.7 | greenfield | non-agrivoltaic | 0.32181
403064 | single | 62552 | MA | Worcester | 42.1036 | -71.5977 | 33298 | 20220402 | 4 | Kearsarge Uxbridge | 2018 | ISNE | PV | c-si | fixed-tilt | 180 | 22 | missing | 1.9 | 2.7 | greenfield | non-agrivoltaic | 0.23913
403066 | single | 62557 | MA | Franklin | 42.5862 | -72.5634 | 55198 | 20220703 | 4 | Kearsarge Montague | 2018 | ISNE | PV | c-si | fixed-tilt | 180 | 25 | missing | 4 | 6 | landfill | non-agrivoltaic | 0.82414
403074 | multi | 62579 | MA | Hampshire | 42.5196 | -72.9193 | 35352 | 20201022 | 4 | Plainfield Community Solar, LLC | 2019 | ISNE | PV | c-si | single-axis | 180 | 0 | batteries | 2 | 2.7 | greenfield | non-agrivoltaic | 0.13931
403076 | single | 62581 | MA | Hampden | 42.0838 | -73.0629 | 106993 | 20210519 | 4 | Tolland Solar NG, LLC | 2014 | ISNE | PV | c-si | fixed-tilt | 180 | 20 | missing | 3.5 | 4 | greenfield | non-agrivoltaic | -0.68675
403078 | multi | 62583 | MA | Berkshire | 42.2515 | -73.1068 | 84362 | 20211217 | 4 | Tanglewood Circle Solar 1, LLC | 2018 | ISNE | PV | c-si | fixed-tilt | 177 | 20 | missing | 5 | 6 | greenfield | non-agrivoltaic | 0.028017
403114 | multi | 62646 | MA | Bristol | 41.7772 | -70.965 | 35896 | 20210921 | 4 | Washburn Road Solar | 2019 | ISNE | PV | c-si | fixed-tilt | 180 | 25 | missing | 2 | 2.8 | greenfield | non-agrivoltaic | 0.17379
403150 | single | 62695 | MA | Hampshire | 42.3061 | -72.7031 | 75297 | 20220703 | 4 | CED Northampton Solar, LLC Hybrid | 2019 | ISNE | PV | c-si | fixed-tilt | 180 | 25 | batteries | 4.3 | 5.6 | greenfield | non-agrivoltaic | 0.096859
403180 | multi | 62760 | MA | Middlesex | 42.2043 | -71.5294 | 31562 | 20220628 | 4 | Hopkinton (CSG) | 2019 | ISNE | PV | c-si | fixed-tilt | 180 | 30 | missing | 2 | 2.8 | greenfield | non-agrivoltaic | 0.40076
403182 | single | 62763 | MA | Plymouth | 41.9049 | -70.811 | 36230 | 20221027 | 4 | Carver (CSG) | 2019 | ISNE | PV | c-si | fixed-tilt | 180 | 20 | missing | 2 | 2.7 | greenfield | non-agrivoltaic | 0.1001
403221 | multi | 62826 | MA | Bristol | 41.9267 | -71.0651 | 35192 | 20221010 | 4 | GSPP Raynham TMLP, LLC (CSG) | 2019 | ISNE | PV | c-si | fixed-tilt | 180 | 30 | missing | 2.3 | 2.9 | landfill | non-agrivoltaic | 0.26705
403254 | multi | 62890 | MA | Middlesex | 42.4732 | -71.5507 | 63851 | 20220510 | 4 | GSPP Boxborough Littleton (MA) | 2019 | ISNE | PV | c-si | fixed-tilt | 181 | 30 | missing | 4 | 5 | greenfield | non-agrivoltaic | 0.18024
403265 | single | 62911 | MA | Franklin | 42.671 | -72.4773 | 40029 | 20220703 | 4 | Kearsarge Gill | 2018 | ISNE | PV | c-si | fixed-tilt | 180 | 25 | missing | 2 | 2.7 | greenfield | grazing,es | -0.049772
403475 | single | 63214 | MA | Essex | 42.5825 | -70.9968 | 67682 | 20220704 | 4 | Middleton Solar Park | 2018 | ISNE | PV | c-si | fixed-tilt | 180 | 20 | batteries | 5 | 6 | greenfield | non-agrivoltaic | 0.39937
403610 | multi | 63398 | MA | Essex | 42.8372 | -70.9391 | 44388 | 20220704 | 4 | Kearsarge Amesbury Hybrid | 2019 | ISNE | PV | c-si | fixed-tilt | 180 | 15 | batteries | 3.3 | 4.5 | landfill | non-agrivoltaic | 0.66905
403667 | single | 63468 | MA | Worcester | 42.0255 | -71.5927 | 32030 | 20220625 | 4 | Hurteau Solar Project Hybrid | 2020 | ISNE | PV | c-si | fixed-tilt | 180 | 20 | batteries | 2 | 2.8 | greenfield | non-agrivoltaic | 0.37325
403719 | single | 63555 | MA | Worcester | 42.1427 | -71.9721 | 16689 | 20220311 | 4 | St. Joseph's Solar, LLC (CSG) | 2017 | ISNE | PV | c-si | fixed-tilt | 180 | -9999 | missing | 1 | 1.4 | greenfield | non-agrivoltaic | 0.29846
403720 | multi | 63556 | MA | Worcester | 42.2162 | -71.89 | 75084 | 20220311 | 4 | Boutillier Solar, LLC (CSG) | 2018 | ISNE | PV | c-si | fixed-tilt | 180 | -9999 | missing | 2.9 | 4 | greenfield | non-agrivoltaic | -0.35014
403722 | single | 63558 | MA | Worcester | 42.5696 | -72.1619 | 16870 | 20221018 | 4 | Barton Acres Solar, LLC (CSG) | 2017 | ISNE | PV | c-si | fixed-tilt | 180 | -9999 | missing | 1 | 1.4 | greenfield | non-agrivoltaic | 0.2794
403723 | single | 63561 | MA | Worcester | 42.2295 | -71.8916 | 18281 | 20220918 | 4 | Cherry Valley Solar, LLC (CSG) | 2017 | ISNE | PV | c-si | fixed-tilt | 180 | -9999 | missing | 1 | 1.4 | greenfield | non-agrivoltaic | 0.14372
403724 | single | 63562 | MA | Bristol | 41.8173 | -71.171 | 39079 | 20220620 | 4 | ISM Solar Dighton 2, LLC (CSG) | 2017 | ISNE | PV | c-si | fixed-tilt | 180 | -9999 | missing | 2 | 2.9 | greenfield | non-agrivoltaic | 0.093412
403725 | single | 63563 | MA | Worcester | 42.1067 | -72.0187 | 46604 | 20220311 | 4 | Incom Solar, LLC (CSG) | 2017 | ISNE | PV | c-si | fixed-tilt | 180 | -9999 | missing | 2 | 3 | greenfield | non-agrivoltaic | -0.11501
403726 | single | 63564 | MA | Worcester | 42.2438 | -72.1006 | 15716 | 20201008 | 4 | JH Solar, LLC (CSG) | 2017 | ISNE | PV | c-si | fixed-tilt | 180 | -9999 | missing | 1 | 1.3 | greenfield | non-agrivoltaic | 0.27374
403729 | single | 63569 | MA | Worcester | 42.0714 | -71.9984 | 15858 | 20211011 | 4 | Dudley River 3 Solar, LLC (CSG) | 2017 | ISNE | PV | c-si | fixed-tilt | 180 | -9999 | missing | 1 | 1.3 | greenfield | non-agrivoltaic | 0.258
403730 | single | 63570 | MA | Worcester | 42.0726 | -71.997 | 17987 | 20211011 | 4 | Dudley River 2 Solar, LLC (CSG) | 2017 | ISNE | PV | c-si | fixed-tilt | 180 | -9999 | missing | 1 | 1.3 | greenfield | non-agrivoltaic | 0.052458
403731 | single | 63571 | MA | Worcester | 42.0716 | -72.0003 | 18658 | 20211011 | 4 | Dudley River Solar, LLC (CSG) | 2017 | ISNE | PV | c-si | fixed-tilt | 180 | -9999 | missing | 1 | 1.4 | greenfield | non-agrivoltaic | 0.11092
403732 | single | 63572 | MA | Worcester | 42.2416 | -72.1044 | 13234 | 20211124 | 4 | Ledeaux Solar, LLC (CSG) | 2017 | ISNE | PV | c-si | fixed-tilt | 180 | -9999 | missing | 1 | 1.2 | greenfield | non-agrivoltaic | 0.44222
403733 | single | 63573 | MA | Worcester | 42.0563 | -72.0451 | 17585 | 20211011 | 4 | Cohasse Solar, LLC (CSG) | 2017 | ISNE | PV | c-si | fixed-tilt | 180 | -9999 | missing | 1 | 1.2 | greenfield | non-agrivoltaic | -0.03306
403741 | multi | 63588 | MA | Worcester | 42.0272 | -71.598 | 34105 | 20220625 | 4 | Palombo Solar, LLC (CSG) | 2017 | ISNE | PV | c-si | fixed-tilt | 180 | -9999 | missing | 2 | 2.7 | greenfield | non-agrivoltaic | 0.19847
403742 | single | 63589 | MA | Worcester | 42.0279 | -71.5957 | 14903 | 20220625 | 4 | Palombo B Solar, LLC (CSG) | 2017 | ISNE | PV | c-si | fixed-tilt | 180 | -9999 | missing | 1 | 1.4 | greenfield | non-agrivoltaic | 0.51146
403765 | single | 63659 | MA | Hampden | 42.109 | -72.3382 | 33708 | 20221018 | 4 | Bowden Solar, LLC | 2019 | ISNE | PV | c-si | fixed-tilt | 180 | -9999 | missing | 2 | 2.8 | greenfield | non-agrivoltaic | 0.28105
401964 | multi | 60815 | MA | Hampshire | 42.321 | -72.531 | 26574 | 20220703 | 4 | Hampshire College Hybrid | 2017 | ISNE | PV | c-si | fixed-tilt | 180 | 20 | batteries | 3.4 | 4.6 | greenfield | non-agrivoltaic | 2.1885
402886 | single | 62202 | MA | Hampshire | 42.427 | -72.7687 | 80840 | 20201022 | 4 | Williamsburg | 2019 | ISNE | PV | c-si | fixed-tilt | 180 | 25 | missing | 4 | 6 | greenfield | non-agrivoltaic | 0.093663
402253 | single | 61294 | MA | Worcester | 42.0334 | -71.9371 | 15615 | 20220311 | 4 | Farley Road Community Solar | 2017 | ISNE | PV | c-si | fixed-tilt | 180 | 25 | missing | 1.9 | 2.4 | greenfield | non-agrivoltaic | 1.7775
400974 | single | 59241 | MA | Worcester | 42.4822 | -71.7172 | 70707 | 20220918 | 4 | Brockelman | 2013 | ISNE | PV | c-si | fixed-tilt | 180 | 25 | missing | 3 | 4 | greenfield | non-agrivoltaic | -0.28026
400644 | single | 58624 | MA | Berkshire | 42.1147 | -73.4051 | 34635 | 20200308 | 4 | Berkshire 1 | 2011 | ISNE | PV | c-si | single-axis | 178 | 0 | missing | 1.8 | 2 | greenfield | non-agrivoltaic | -0.25541
401037 | single | 59390 | MA | Essex | 42.8475 | -70.8962 | 60125 | 20220704 | 4 | True North | 2012 | ISNE | PV | c-si | fixed-tilt | 180 | 30 | missing | 4.8 | 5.7 | greenfield | non-agrivoltaic | 0.52971
400333 | single | 57934 | MA | Worcester | 42.0585 | -71.7312 | 39302 | 20210607 | 4 | Douglas Solar | 2012 | ISNE | PV | c-si | fixed-tilt | 180 | 25 | missing | 2 | 2.5 | greenfield | non-agrivoltaic | -0.13115
400851 | single | 59032 | MA | Middlesex | 42.5701 | -71.6249 | 44997 | 20220510 | 4 | EBZ Solar | 2013 | ISNE | PV | c-si | fixed-tilt | 180 | 32 | missing | 2.5 | 3 | greenfield | non-agrivoltaic | -0.066281
400915 | single | 59134 | MA | Bristol | 42.0121 | -71.0932 | 32639 | 20220625 | 4 | Easton Landfill | 2013 | ISNE | PV | c-si | fixed-tilt | 180 | 20 | missing | 1.9 | 1.9 | landfill | non-agrivoltaic | -0.24551
400368 | single | 58032 | MA | Bristol | 41.8541 | -71.0654 | 44172 | 20210921 | 4 | Padelford Solar | 2012 | ISNE | PV | c-si | fixed-tilt | 180 | 25 | missing | 2.2 | 2.9 | greenfield | non-agrivoltaic | -0.087872
400498 | single | 58362 | MA | Plymouth | 41.782 | -70.9136 | 75925 | 20220116 | 4 | Quittacas Pond Solar | 2013 | ISNE | PV | c-si | fixed-tilt | 180 | 30 | missing | 3.5 | 4.2 | greenfield | non-agrivoltaic | -0.30683
401081 | single | 59465 | MA | Bristol | 41.655 | -70.9566 | 30271 | 20220904 | 4 | Sullivan Solar | 2014 | ISNE | PV | c-si | fixed-tilt | 180 | 17 | missing | 1.5 | 2 | superfund | non-agrivoltaic | -0.079015
401287 | multi | 59767 | MA | Hampden | 42.3124 | -72.9513 | 82071 | 20211124 | 4 | Chester Solar Farm | 2014 | ISNE | PV | c-si | fixed-tilt | 180 | 20 | missing | 4.8 | 6 | greenfield | non-agrivoltaic | 0.070071
400111 | single | 57269 | MA | Essex | 42.7809 | -71.0927 | 16003 | 20220509 | 4 | Haverhill Solar Power Project | 2010 | ISNE | PV | c-si | fixed-tilt | 160 | 20 | missing | 0.8 | 1 | PCSC | non-agrivoltaic | -0.15492
400662 | single | 58650 | MA | Worcester | 42.278 | -72.052 | 47835 | 20210815 | 4 | North Brookfield | 2014 | ISNE | PV | c-si | fixed-tilt | 180 | 25 | missing | 3 | 3.6 | greenfield | non-agrivoltaic | 0.11564
400869 | single | 59077 | MA | Barnstable | 41.6871 | -70.0105 | 28469 | 20220917 | 4 | Chatham Landfill | 2014 | ISNE | PV | c-si | fixed-tilt | 180 | 25 | missing | 1.5 | 1.8 | landfill | non-agrivoltaic | -0.13925
401080 | multi | 59464 | MA | Hampden | 42.1263 | -72.332 | 45653 | 20220901 | 4 | Monson Solar | 2014 | ISNE | PV | c-si | fixed-tilt | 180 | 20 | missing | 3 | 3.6 | greenfield | non-agrivoltaic | 0.19187
400508 | single | 58385 | MA | Worcester | 42.1646 | -71.645 | 46438 | 20211024 | 4 | Northbridge Solar | 2013 | ISNE | PV | c-si | fixed-tilt | 180 | 25 | missing | 1.9 | 2.5 | greenfield | non-agrivoltaic | -0.33823
400921 | single | 59140 | MA | Worcester | 42.5244 | -71.6645 | 74743 | 20220520 | 4 | EDF Lancaster | 2014 | ISNE | PV | c-si | fixed-tilt | 183 | 22 | missing | 4.5 | 5.9 | greenfield | non-agrivoltaic | 0.19358
400847 | single | 59028 | MA | Hampden | 42.0827 | -72.6138 | 27190 | 20210514 | 4 | Agawam Solar | 2012 | ISNE | PV | c-si | fixed-tilt | 180 | 32 | missing | 1.5 | 1.8 | landfill | es | -0.076254
401292 | single | 59775 | MA | Worcester | 42.5952 | -72.2021 | 67031 | 20210309 | 4 | Adams Farm Solar | 2013 | ISNE | PV | c-si | fixed-tilt | 180 | 25 | missing | 3 | 3.5 | greenfield | non-agrivoltaic | -0.37257
401277 | multi | 59750 | MA | Middlesex | 42.1727 | -71.4529 | 63522 | 20220402 | 4 | Bourne (MA)-Holliston I | 2014 | ISNE | PV | c-si | fixed-tilt | 180 | 20 | missing | 2.4 | 2.9 | greenfield | non-agrivoltaic | -0.51157
401272 | single | 59745 | MA | Essex | 42.6078 | -71.1745 | 50657 | 20220723 | 4 | Leominster (MA)-South Street-R&D | 2013 | ISNE | PV | c-si | fixed-tilt | 180 | 25 | missing | 2.6 | 3.5 | greenfield | non-agrivoltaic | -0.015006
401024 | single | 59368 | MA | Worcester | 42.262 | -71.6049 | 29822 | 20220108 | 4 | Westborough Solar, LLC | 2014 | ISNE | PV | c-si | fixed-tilt | 180 | 10 | missing | 2.2 | 2.1 | greenfield | non-agrivoltaic | 0.013074
400521 | single | 58412 | MA | Middlesex | 42.4288 | -71.4347 | 21749 | 20211214 | 4 | Maynard PV | 2014 | ISNE | PV | c-si | fixed-tilt | 180 | 30 | missing | 1 | 1.2 | landfill | non-agrivoltaic | -0.30985
401288 | single | 59768 | MA | Middlesex | 42.4451 | -71.3333 | 21002 | 20220421 | 4 | Concord Solar Farm | 2014 | ISNE | PV | c-si | fixed-tilt | 180 | 15 | missing | 1.5 | 1.7 | landfill | non-agrivoltaic | 0.23615
401079 | single | 59463 | MA | Essex | 42.7932 | -71.179 | 39711 | 20220918 | 4 | Ayers Village Solar | 2014 | ISNE | PV | c-si | fixed-tilt | 180 | 23 | missing | 2 | 2.4 | greenfield | non-agrivoltaic | -0.19837
400949 | single | 59178 | MA | Norfolk | 42.0448 | -71.395 | 55322 | 20220918 | 4 | Franklin 1 | 2013 | ISNE | PV | c-si | fixed-tilt | 180 | 25 | missing | 3 | 3.6 | greenfield | non-agrivoltaic | -0.10013
401418 | single | 59980 | MA | Barnstable | 41.6298 | -70.478 | 28365 | 20220620 | 4 | Mashpee Landfill Solar | 2014 | ISNE | PV | c-si | fixed-tilt | 180 | 20 | missing | 1.5 | 1.8 | landfill | non-agrivoltaic | -0.13434
400975 | single | 59242 | MA | Essex | 42.5895 | -70.9093 | 32581 | 20220704 | 4 | Beverly | 2014 | ISNE | PV | c-si | fixed-tilt | 180 | 20 | missing | 2 | 2.7 | greenfield | non-agrivoltaic | 0.2769
400809 | single | 58936 | MA | Norfolk | 42.1167 | -71.2666 | 43450 | 20220918 | 4 | Walpole Solar 2 | 2014 | ISNE | PV | c-si | fixed-tilt | 180 | 25 | missing | 2.4 | 2.9 | greenfield | non-agrivoltaic | -0.064772
400331 | multi | 57931 | MA | Hampden | 42.1898 | -72.6843 | 56525 | 20210221 | 4 | Holyoke Solar Cooperative at Mueller | 2011 | ISNE | PV | c-si | fixed-tilt | 177 | 15 | missing | 2.7 | 3.5 | greenfield | non-agrivoltaic | -0.16696
400687 | multi | 58702 | MA | Franklin | 42.5728 | -72.614 | 40875 | 20220703 | 4 | Axio Green, LLC | 2012 | ISNE | PV | c-si | fixed-tilt | 180 | 20 | missing | 2 | 2 | landfill | non-agrivoltaic | -0.44217
401098 | single | 59485 | MA | Worcester | 42.5824 | -71.7604 | 17826 | 20220510 | 4 | 265 Pleasant Solar NG, LLC | 2014 | ISNE | PV | c-si | fixed-tilt | 180 | 25 | missing | 1.9 | 1.1 | greenfield | non-agrivoltaic | -0.17144
400110 | multi | 57265 | MA | Suffolk | 42.302 | -71.0467 | 17758 | 20220509 | 4 | Dorchester Solar Site | 2012 | ISNE | PV | c-si | fixed-tilt | 180 | 20 | missing | 1.3 | 1.3 | PCSC | non-agrivoltaic | 0.072205
400174 | single | 57473 | MA | Bristol | 41.716 | -70.9745 | 29595 | 20210921 | 4 | Dartmouth Solar | 2011 | ISNE | PV | c-si | fixed-tilt | 180 | 25 | missing | 1.6 | 2 | greenfield | non-agrivoltaic | -0.047065
400449 | multi | 58283 | MA | Bristol | 41.7683 | -70.9876 | 157307 | 20220630 | 4 | Freetown Solar | 2015 | ISNE | PV | c-si | fixed-tilt | 180 | 25 | missing | 4.5 | 5.8 | greenfield | non-agrivoltaic | -0.69766
400874 | single | 59082 | MA | Barnstable | 41.6945 | -70.1441 | 110733 | 20220110 | 4 | Dennis Landfill | 2014 | ISNE | PV | c-si | fixed-tilt | 180 | 25 | missing | 5 | 5.9 | landfill | non-agrivoltaic | -0.34997
400871 | single | 59079 | MA | Dukes | 41.361 | -70.5211 | 17472 | 20220126 | 1 | Katama Farm | 2014 | ISNE | PV | c-si | fixed-tilt | 180 | 25 | missing | 1 | 1.3 | greenfield | non-agrivoltaic | 0.097541
400237 | multi | 57674 | MA | Hampden | 42.1519 | -72.499 | 39088 | 20220703 | 4 | Indian Orchard PV Facility | 2011 | ISNE | PV | c-si | fixed-tilt | 180 | 20 | missing | 2.3 | 2.3 | PCSC | non-agrivoltaic | -0.23217
400409 | multi | 58174 | MA | Worcester | 42.2635 | -71.9781 | 47389 | 20220311 | 4 | Wilson Solar | 2013 | ISNE | PV | c-si | fixed-tilt | 180 | 25 | missing | 2 | 2.5 | greenfield | non-agrivoltaic | -0.36114
402594 | single | 61774 | MA | Worcester | 42.4499 | -71.6437 | 99233 | 20220510 | 4 | Syncarpha Still River, LLC (CSG) | 2016 | ISNE | PV | c-si | fixed-tilt | 180 | 25 | missing | 2 | 2.8 | PCSC | non-agrivoltaic | -0.88101
400849 | single | 59030 | MA | Hampden | 42.1846 | -72.5825 | 59384 | 20210514 | 4 | Chicopee Solar | 2013 | ISNE | PV | c-si | fixed-tilt | 180 | 25 | missing | 3 | 3.9 | greenfield | non-agrivoltaic | -0.0874
401286 | single | 59766 | MA | Worcester | 42.3612 | -72.1097 | 30561 | 20200718 | 4 | Barre II Solar Project | 2014 | ISNE | PV | c-si | fixed-tilt | 180 | 20 | missing | 1.5 | 1.9 | greenfield | non-agrivoltaic | -0.16162
400306 | single | 57838 | MA | Bristol | 41.6797 | -71.0333 | 39560 | 20210322 | 4 | Dartmouth II Solar | 2012 | ISNE | PV | c-si | fixed-tilt | 180 | 25 | missing | 2 | 2.5 | superfund | non-agrivoltaic | -0.13992
400238 | multi | 57676 | MA | Berkshire | 42.4526 | -73.241 | 26374 | 20201105 | 4 | Silver Lake Solar Photovoltaic Facility | 2010 | ISNE | PV | c-si | fixed-tilt | 180 | 20 | missing | 1.8 | 1.8 | superfund | non-agrivoltaic | -0.032859
400839 | single | 59013 | MA | Plymouth | 42.1799 | -70.7405 | 48915 | 20220804 | 4 | Scituate PV | 2013 | ISNE | PV | c-si | fixed-tilt | 180 | 25 | missing | 2.5 | 3 | landfill | non-agrivoltaic | -0.17943
400510 | single | 58387 | MA | Worcester | 42.442 | -71.7225 | 48613 | 20220829 | 4 | CES Sterling, LLC | 2013 | ISNE | PV | c-si | fixed-tilt | 180 | 0 | missing | 2 | 2.4 | greenfield | non-agrivoltaic | -0.43285
400392 | single | 58097 | MA | Barnstable | 41.671 | -70.5332 | 60069 | 20210404 | 4 | Green Meadows | 2014 | ISNE | PV | c-si | fixed-tilt | 180 | 25 | missing | 3.5 | 4.3 | greenfield | non-agrivoltaic | 0.037812
400438 | single | 58270 | MA | Plymouth | 41.7998 | -70.7429 | 140660 | 20220116 | 4 | Acushnet AD Makepeace | 2012 | ISNE | PV | c-si | fixed-tilt | 180 | 30 | missing | 4.7 | 4.7 | greenfield | non-agrivoltaic | -0.77089
401285 | multi | 59765 | MA | Worcester | 42.4032 | -72.1046 | 30256 | 20210309 | 4 | Stetson Road Solar-Barre I | 2014 | ISNE | PV | c-si | fixed-tilt | 180 | 20 | missing | 2 | 2.4 | greenfield | non-agrivoltaic | 0.20174
401296 | single | 59780 | MA | Plymouth | 41.9218 | -70.6456 | 78664 | 20211207 | 4 | New Bedford (MA) Plymouth | 2014 | ISNE | PV | c-si | fixed-tilt | 180 | 20 | missing | 4.3 | 5.6 | PCSC | non-agrivoltaic | 0.029417
400810 | single | 58937 | MA | Worcester | 42.5879 | -72.0316 | 37753 | 20210815 | 4 | Gardner Solar 1 | 2014 | ISNE | PV | c-si | fixed-tilt | 180 | 25 | missing | 2 | 2.5 | greenfield | non-agrivoltaic | -0.075857
400848 | single | 59029 | MA | Bristol | 41.9012 | -71.2425 | 36712 | 20220420 | 4 | Rehoboth Solar | 2013 | ISNE | PV | c-si | fixed-tilt | 180 | 25 | missing | 2 | 2.6 | greenfield | non-agrivoltaic | 0.021638
401017 | single | 59361 | MA | Hampden | 42.2016 | -72.3221 | 20005 | 20221018 | 4 | Browne Solar, LLC | 2014 | ISNE | PV | c-si | fixed-tilt | 180 | 30 | missing | 1.4 | 1.4 | greenfield | non-agrivoltaic | 0.003874
400827 | multi | 58974 | MA | Franklin | 42.459 | -72.6124 | 47324 | 20220703 | 4 | Fairview Farms Solar | 2014 | ISNE | PV | c-si | fixed-tilt | 180 | 25 | missing | 2.3 | 2.3 | greenfield | non-agrivoltaic | -0.44914
400415 | single | 58210 | MA | Franklin | 42.6104 | -72.4752 | 39256 | 20220901 | 4 | NFM Solar Power, LLC | 2012 | ISNE | PV | thin-film | fixed-tilt | 180 | 20 | missing | 1.9 | 2 | greenfield | non-agrivoltaic | -0.39941
400852 | single | 59033 | MA | Franklin | 42.4462 | -72.6215 | 28764 | 20201022 | 4 | Whately Solar | 2013 | ISNE | PV | c-si | fixed-tilt | 180 | 32 | missing | 1.5 | 1.8 | greenfield | non-agrivoltaic | -0.15299
400850 | single | 59031 | MA | Hampden | 42.0601 | -72.6626 | 29599 | 20220703 | 4 | Route 57 Solar | 2013 | ISNE | PV | c-si | fixed-tilt | 180 | 32 | missing | 1.5 | 1.8 | greenfield | non-agrivoltaic | -0.19041
400858 | single | 59046 | MA | Worcester | 42.6273 | -71.7445 | 39853 | 20220918 | 4 | 651 Chase Solar NG | 2014 | ISNE | PV | c-si | fixed-tilt | 180 | 25 | missing | 3.4 | 3.4 | greenfield | non-agrivoltaic | 0.32869
401297 | single | 59781 | MA | Worcester | 42.3324 | -71.989 | 75766 | 20220311 | 4 | Upper Blackstone (MA) Treasure Valley | 2014 | ISNE | PV | c-si | fixed-tilt | 180 | 20 | missing | 5 | 6 | greenfield | non-agrivoltaic | 0.19896
400912 | single | 59131 | MA | Bristol | 41.578 | -71.0011 | 25489 | 20220904 | 4 | Dartmouth Landfill | 2013 | ISNE | PV | c-si | fixed-tilt | 180 | 25 | missing | 1.3 | 1.3 | landfill | non-agrivoltaic | -0.39826
401148 | single | 59543 | MA | Middlesex | 42.4728 | -71.4302 | 22601 | 20220402 | 4 | Acton Solar Landfill | 2013 | ISNE | PV | c-si | fixed-tilt | 180 | 25 | batteries | 1.6 | 1.6 | landfill | non-agrivoltaic | 0.021038
400681 | multi | 58682 | MA | Bristol | 41.6737 | -71.0052 | 200772 | 20220630 | 4 | Dartmouth | 2014 | ISNE | PV | c-si | fixed-tilt | 180 | 25 | missing | 6.25 | 7.5 | greenfield | non-agrivoltaic | -0.68738
400782 | single | 58871 | MA | Bristol | 41.824 | -71.0411 | 61670 | 20220630 | 4 | Berkley East Solar, LLC | 2013 | ISNE | PV | c-si | fixed-tilt | 180 | 0 | missing | 2.9 | 3.8 | greenfield | non-agrivoltaic | -0.17335
401349 | single | 59866 | MA | Hampden | 42.188 | -72.3631 | 42849 | 20191024 | 4 | Palmer Solar, LLC | 2013 | ISNE | PV | c-si | single-axis | 180 | 0 | missing | 2.5 | 2.5 | greenfield | non-agrivoltaic | -0.24272
400344 | single | 57989 | MA | Essex | 42.7502 | -71.0361 | 52712 | 20220625 | 4 | Groveland Solar | 2012 | ISNE | PV | c-si | fixed-tilt | 180 | 25 | missing | 3.2 | 3.5 | superfund | non-agrivoltaic | -0.072057
400868 | multi | 59075 | MA | Barnstable | 41.7453 | -70.1025 | 20428 | 20220413 | 4 | Brewster Landfill | 2014 | ISNE | PV | c-si | fixed-tilt | 180 | 25 | missing | 1 | 1.2 | landfill | non-agrivoltaic | -0.23426
400345 | single | 57990 | MA | Worcester | 42.2647 | -71.6955 | 48680 | 20210629 | 4 | Shrewsbury Solar | 2012 | ISNE | PV | c-si | fixed-tilt | 180 | 25 | batteries | 2.5 | 3.5 | landfill | non-agrivoltaic | 0.044442
400440 | single | 58272 | MA | Hampshire | 42.2867 | -72.7017 | 46140 | 20220703 | 4 | Easthampton Landfill-City of Easthampton | 2012 | ISNE | PV | c-si | fixed-tilt | 180 | 30 | missing | 1.9 | 2.3 | landfill | non-agrivoltaic | -0.4227
400759 | single | 58839 | MA | Middlesex | 42.3642 | -71.386 | 22585 | 20220421 | 4 | Sudbury Landfill | 2013 | ISNE | PV | c-si | fixed-tilt | 180 | 25 | missing | 1.3 | 1.6 | landfill | non-agrivoltaic | 0.022094
401206 | single | 59625 | MA | Hampden | 42.1501 | -72.5525 | 35922 | 20220901 | 4 | Chicopee River Solar | 2015 | ISNE | PV | c-si | fixed-tilt | 180 | 25 | missing | 2 | 2.6 | landfill | non-agrivoltaic | 0.054658
401207 | single | 59626 | MA | Hampden | 42.1581 | -72.5959 | 31956 | 20220703 | 4 | Chicopee Granby Road Solar | 2015 | ISNE | PV | c-si | fixed-tilt | 180 | 25 | missing | 1.6 | 2.1 | landfill | non-agrivoltaic | -0.086543
401487 | single | 60073 | MA | Worcester | 42.5621 | -71.756 | 41524 | 20220510 | 4 | Leominster | 2015 | ISNE | PV | c-si | fixed-tilt | 180 | 20 | missing | 2 | 2.5 | greenfield | non-agrivoltaic | -0.20326
401603 | multi | 60278 | MA | Worcester | 42.0901 | -72.0111 | 73048 | 20220311 | 4 | Southbridge Solar | 2016 | ISNE | PV | c-si | fixed-tilt | 180 | 25 | batteries | 1.9 | 2.6 | greenfield | non-agrivoltaic | -0.72473
401831 | single | 60621 | MA | Worcester | 42.2193 | -71.7903 | 97903 | 20220918 | 4 | Worcester Landfill | 2017 | ISNE | PV | c-si | fixed-tilt | 180 | 25 | missing | 6.5 | 8.2 | landfill | non-agrivoltaic | 0.29568
401882 | single | 60710 | MA | Bristol | 42.0591 | -71.0899 | 39689 | 20220625 | 4 | Stone Hill Solar (CSG) | 2014 | ISNE | PV | c-si | fixed-tilt | 180 | 25 | missing | 2 | 2.7 | greenfield | non-agrivoltaic | -0.037519
402307 | single | 61371 | MA | Middlesex | 42.2522 | -71.4263 | 31077 | 20220402 | 4 | Centaurus Solar-MA | 2016 | ISNE | PV | c-si | fixed-tilt | 168 | 20 | missing | 2.4 | 2.8 | greenfield | non-agrivoltaic | 0.43008
402582 | single | 61755 | MA | Berkshire | 42.4886 | -73.2421 | 72476 | 20210221 | 4 | East Acres Solar NG, LLC | 2017 | ISNE | PV | c-si | fixed-tilt | 180 | 25 | missing | 5.8 | 6.8 | greenfield | non-agrivoltaic | 0.50899
400439 | single | 58271 | MA | Bristol | 41.6621 | -71.0424 | 20013 | 20220630 | 4 | Acushnet Hawes Reed Road | 2012 | ISNE | PV | c-si | fixed-tilt | 172 | 25 | missing | 1 | 1.3 | greenfield | non-agrivoltaic | -0.10259
400335 | multi | 57941 | MA | Worcester | 42.0433 | -71.6167 | 47358 | 20220625 | 4 | Town of Uxbridge MA at Commerce Dr | 2012 | ISNE | PV | c-si | fixed-tilt | 180 | 20 | missing | 1.8 | 2.3 | greenfield | non-agrivoltaic | -0.44987
400336 | multi | 57942 | MA | Norfolk | 42.128 | -71.3375 | 22954 | 20220918 | 4 | Town of Norfolk MA at Medway Branch | 2012 | ISNE | PV | c-si | fixed-tilt | 180 | 20 | batteries | 1.2 | 1.6 | landfill | non-agrivoltaic | -0.002014
400446 | single | 58280 | MA | Worcester | 42.1648 | -71.7964 | 64751 | 20211220 | 4 | Millbury Solar | 2014 | ISNE | PV | c-si | fixed-tilt | 180 | 25 | missing | 3 | 3.9 | greenfield | non-agrivoltaic | -0.20275
400519 | single | 58410 | MA | Plymouth | 42.1134 | -70.7094 | 57957 | 20220804 | 4 | Marshfield PV | 2013 | ISNE | PV | c-si | fixed-tilt | 177 | 22 | missing | 3 | 4 | landfill | non-agrivoltaic | -0.016603
400609 | single | 58561 | MA | Essex | 42.834 | -70.9915 | 25072 | 20220704 | 4 | Merrimac Solar | 2013 | ISNE | PV | c-si | fixed-tilt | 180 | 25 | missing | 1.5 | 2 | greenfield | non-agrivoltaic | 0.21126
400622 | single | 58586 | MA | Plymouth | 42.046 | -70.9619 | 33100 | 20220704 | 4 | Town of East Bridgewater (CSG) | 2013 | ISNE | PV | c-si | single-axis | 180 | 0 | missing | 2 | 2.4 | greenfield | non-agrivoltaic | 0.057354
400712 | single | 58749 | MA | Plymouth | 41.7938 | -70.7253 | 23664 | 20210404 | 4 | Tihonet Solar | 2014 | ISNE | PV | c-si | fixed-tilt | 180 | 30 | missing | 1 | 1.4 | greenfield | non-agrivoltaic | -0.22538
400807 | single | 58934 | MA | Worcester | 42.5998 | -71.9438 | 50726 | 20220402 | 4 | Integrys MA Solar, LLC-Ashburnham Site | 2013 | ISNE | PV | c-si | fixed-tilt | 180 | 10 | batteries | 2.9 | 4 | greenfield | non-agrivoltaic | 0.19184
400867 | single | 59060 | MA | Berkshire | 42.4052 | -73.2446 | 24456 | 20210313 | 4 | Wastewater Treatment Plant | 2012 | ISNE | PV | c-si | fixed-tilt | 200 | 20 | missing | 1.5 | 1.6 | greenfield | non-agrivoltaic | -0.092726
400870 | single | 59078 | MA | Barnstable | 41.6954 | -70.0972 | 78239 | 20211011 | 4 | Harwich Landfill | 2014 | ISNE | PV | c-si | fixed-tilt | 180 | 25 | missing | 4 | 4.5 | landfill | non-agrivoltaic | -0.26025
400875 | single | 59085 | MA | Plymouth | 41.8519 | -70.5708 | 97009 | 20220524 | 4 | Lepomis PV Energy, LLC | 2014 | ISNE | PV | c-si | single-axis | 180 | 0 | missing | 4.5 | 6 | greenfield | non-agrivoltaic | -0.16843
400902 | single | 59121 | MA | Bristol | 41.7518 | -70.9668 | 31444 | 20220921 | 4 | Acushnet-Braley Road 1 | 2013 | ISNE | PV | c-si | single-axis | 180 | 0 | missing | 1.9 | 2 | greenfield | non-agrivoltaic | -0.13126
400680 | multi | 58680 | MA | Bristol | 41.7489 | -70.9659 | 56663 | 20210921 | 4 | Braley Road 2 | 2015 | ISNE | PV | c-si | fixed-tilt | 180 | 25 | missing | 2.6 | 3.5 | greenfield | non-agrivoltaic | -0.17016
400909 | single | 59128 | MA | Bristol | 41.7132 | -70.987 | 50855 | 20220904 | 4 | Acushnet-High Hill | 2013 | ISNE | PV | c-si | fixed-tilt | 180 | 25 | missing | 3.2 | 3.2 | greenfield | non-agrivoltaic | -0.14567
400918 | single | 59137 | MA | Plymouth | 41.9611 | -70.7712 | 17355 | 20220116 | 4 | Plymouth Site 1 | 2013 | ISNE | PV | c-si | fixed-tilt | 180 | 25 | missing | 4 | 5.6 | greenfield | non-agrivoltaic | 5.3574
400950 | single | 59179 | MA | Norfolk | 42.0469 | -71.4002 | 77677 | 20220918 | 4 | Franklin 2 | 2013 | ISNE | PV | c-si | fixed-tilt | 180 | 25 | missing | 4 | 4.8 | greenfield | non-agrivoltaic | -0.16961
401039 | single | 59394 | MA | Worcester | 42.1976 | -71.6694 | 10609 | 20220221 | 4 | Grafton Solar | 2013 | ISNE | PV | c-si | fixed-tilt | 180 | 25 | missing | 1.5 | 1.7 | greenfield | non-agrivoltaic | 1.9161
401998 | single | 60855 | MA | Middlesex | 42.5819 | -71.2457 | 65960 | 20220310 | 4 | Iron Horse Solar I (CSG) | 2016 | ISNE | PV | c-si | fixed-tilt | 180 | 20 | missing | 2.9 | 3.7 | greenfield | non-agrivoltaic | -0.29036
401041 | single | 59396 | MA | Middlesex | 42.5847 | -71.251 | 29933 | 20220918 | 4 | Shaffer | 2014 | ISNE | PV | c-si | fixed-tilt | 180 | 10 | missing | 5 | 6 | superfund | non-agrivoltaic | 2.7679
401082 | single | 59466 | MA | Worcester | 42.6597 | -71.9934 | 34830 | 20220402 | 4 | Winchendon Solar | 2014 | ISNE | PV | c-si | fixed-tilt | 180 | 20 | missing | 1.9 | 2.4 | greenfield | non-agrivoltaic | -0.018921
401097 | single | 59484 | MA | Hampshire | 42.3521 | -72.5386 | 40049 | 20220901 | 4 | Hadley Solar NG, LLC | 2014 | ISNE | PV | c-si | fixed-tilt | 180 | 25 | missing | 2 | 3 | greenfield | non-agrivoltaic | 0.10822
401172 | multi | 59573 | MA | Dukes | 41.4428 | -70.6146 | 20066 | 20210310 | 4 | Tisbury Landfill Solar | 2014 | ISNE | PV | c-si | fixed-tilt | 180 | 25 | missing | 1.1 | 1.2 | landfill | non-agrivoltaic | -0.21182
401205 | single | 59624 | MA | Hampden | 42.148 | -72.7482 | 31064 | 20210514 | 4 | Twiss Street Solar | 2015 | ISNE | PV | c-si | fixed-tilt | 180 | 25 | missing | 1.5 | 2 | landfill | non-agrivoltaic | -0.11475
401263 | single | 59731 | MA | Worcester | 42.522 | -72.0691 | 61421 | 20210815 | 4 | Templeton | 2014 | ISNE | PV | c-si | fixed-tilt | 180 | 20 | missing | 3 | 4.5 | greenfield | non-agrivoltaic | 0.073415
401293 | single | 59777 | MA | Worcester | 42.4313 | -71.986 | 40170 | 20220311 | 4 | RGS-Rutland VNM SREC II Project (MA) | 2015 | ISNE | PV | c-si | fixed-tilt | 180 | 20 | missing | 2.6 | 2.6 | greenfield | non-agrivoltaic | -0.10752
401313 | single | 59821 | MA | Hampden | 42.1192 | -72.1681 | 74697 | 20220131 | 4 | 205 Sturbridge A | 2014 | ISNE | PV | c-si | fixed-tilt | 180 | 30 | missing | 3 | 4 | greenfield | non-agrivoltaic | -0.34428
401314 | single | 59822 | MA | Hampden | 42.1209 | -72.1716 | 45158 | 20220131 | 4 | 201 Sturbridge B | 2014 | ISNE | PV | c-si | fixed-tilt | 180 | 30 | missing | 2 | 2.2 | greenfield | non-agrivoltaic | -0.44665
401448 | single | 60022 | MA | Worcester | 42.1425 | -71.8522 | 57925 | 20211220 | 4 | Oxford | 2014 | ISNE | PV | c-si | fixed-tilt | 180 | 25 | missing | 2.8 | 3.5 | greenfield | non-agrivoltaic | -0.19868
401490 | single | 60076 | MA | Hampden | 42.2181 | -72.3134 | 93205 | 20201015 | 4 | Palmer Landfill | 2016 | ISNE | PV | c-si | fixed-tilt | 180 | 25 | missing | 4 | 5 | landfill | non-agrivoltaic | -0.34226
401482 | single | 60065 | MA | Plymouth | 41.8074 | -70.722 | 102743 | 20220722 | 4 | Federal Road Solar 1, LLC (CSG) | 2015 | ISNE | PV | c-si | fixed-tilt | 180 | 25 | missing | 4.4 | 6 | greenfield | non-agrivoltaic | -0.24157
401483 | single | 60067 | MA | Bristol | 41.7965 | -71.2206 | 30548 | 20220923 | 4 | BWC Swan Pond River (CSG) | 2015 | ISNE | PV | c-si | fixed-tilt | 180 | 20 | missing | 1.6 | 2.4 | landfill | non-agrivoltaic | 0.18568
401489 | single | 60075 | MA | Bristol | 41.5934 | -71.0186 | 97600 | 20220608 | 4 | Fisher Road Solar | 2015 | ISNE | PV | c-si | fixed-tilt | 180 | 25 | missing | 4.6 | 6 | greenfield | non-agrivoltaic | -0.17637
401515 | single | 60110 | MA | Norfolk | 42.2788 | -71.2602 | 50209 | 20220918 | 4 | Town of Needham VNEM (CSG) | 2016 | ISNE | PV | c-si | fixed-tilt | 180 | 25 | missing | 3 | 3.6 | landfill | non-agrivoltaic | 0.040257
401516 | single | 60111 | MA | Hampshire | 42.3876 | -72.7131 | 40160 | 20220703 | 4 | Williamsburg Solar, LLC VNEM (CSG) | 2016 | ISNE | PV | c-si | fixed-tilt | 180 | 20 | missing | 2.2 | 3 | greenfield | non-agrivoltaic | 0.10382
401600 | single | 60274 | MA | Hampden | 42.1761 | -72.7556 | 37232 | 20210519 | 4 | CED Westfield Solar, LLC | 2016 | ISNE | PV | c-si | fixed-tilt | 180 | 25 | batteries | 2 | 2.6 | PCSC | non-agrivoltaic | 0.000682
401693 | single | 60423 | MA | Bristol | 41.6642 | -70.8615 | 31097 | 20220904 | 4 | Fairhaven C (CSG) | 2017 | ISNE | PV | c-si | fixed-tilt | 180 | 25 | missing | 1.6 | 2.4 | greenfield | non-agrivoltaic | 0.15629
401694 | single | 60424 | MA | Plymouth | 42.028 | -71.048 | 12071 | 20220625 | 4 | West Bridgewater AB (CSG) | 2017 | ISNE | PV | c-si | fixed-tilt | 180 | 25 | missing | 1.7 | 2.2 | greenfield | non-agrivoltaic | 2.3826
401707 | single | 60442 | MA | Plymouth | 41.9466 | -70.7614 | 35921 | 20211011 | 4 | Carver MA 1 Community Solar | 2016 | ISNE | PV | c-si | fixed-tilt | 180 | 20 | missing | 2 | 2.7 | greenfield | non-agrivoltaic | 0.11366
402096 | single | 61009 | MA | Plymouth | 41.9494 | -70.7602 | 26966 | 20220116 | 4 | Spring Street Solar 1 (CSG) | 2017 | ISNE | PV | c-si | fixed-tilt | 180 | 20 | missing | 2 | 2.5 | greenfield | non-agrivoltaic | 0.48536
401708 | single | 60443 | MA | Plymouth | 41.8015 | -70.7032 | 39256 | 20210310 | 4 | Wareham MA 1 Community Solar | 2016 | ISNE | PV | c-si | fixed-tilt | 180 | 25 | missing | 2 | 2.7 | greenfield | non-agrivoltaic | -0.021633
401743 | single | 60492 | MA | Berkshire | 42.2444 | -73.3672 | 45901 | 20220121 | 4 | Rail Trail | 2016 | ISNE | PV | c-si | fixed-tilt | 180 | 25 | missing | 2 | 2.8 | greenfield | non-agrivoltaic | -0.18643
401744 | single | 60493 | MA | Berkshire | 42.2369 | -73.3552 | 42678 | 20220121 | 4 | Rising Paper | 2016 | ISNE | PV | c-si | fixed-tilt | 180 | 15 | missing | 2.5 | 3.3 | landfill | non-agrivoltaic | 0.1594
401826 | multi | 60612 | MA | Worcester | 42.1673 | -72.1918 | 82975 | 20220131 | 4 | Morin Solar 2013, LLC | 2013 | ISNE | PV | c-si | fixed-tilt | 180 | 25 | missing | 4 | 5.6 | greenfield | non-agrivoltaic | -0.048936
400444 | multi | 58276 | MA | Worcester | 42.1733 | -72.2 | 320427 | 20220131 | 4 | Mass Midstate Solar 2 | 2014 | ISNE | PV | c-si | fixed-tilt | 180 | 25 | missing | 5 | 6 | greenfield | non-agrivoltaic | -1.0821
401827 | single | 60613 | MA | Worcester | 42.2577 | -72.0689 | 40984 | 20210815 | 4 | Brookfield Solar 2013, LLC | 2013 | ISNE | PV | c-si | fixed-tilt | 180 | 25 | missing | 2 | 2.5 | greenfield | non-agrivoltaic | -0.18644
401828 | single | 60614 | MA | Hampden | 42.1511 | -72.2696 | 19083 | 20221018 | 4 | WYM 1250 Palmer, LLC | 2013 | ISNE | PV | c-si | fixed-tilt | 180 | 25 | missing | 1 | 1.2 | greenfield | non-agrivoltaic | -0.14656
401829 | single | 60615 | MA | Bristol | 41.8381 | -71.0908 | 59435 | 20221010 | 4 | Southern Sky Renew Energy Berkley, LLC | 2014 | ISNE | PV | c-si | fixed-tilt | 180 | 30 | missing | 3 | 3.6 | greenfield | non-agrivoltaic | -0.19554
401835 | multi | 60625 | MA | Barnstable | 41.7695 | -70.5206 | 20643 | 20220606 | 4 | Renew Canal 1 (CSG), LLC | 2017 | ISNE | PV | c-si | fixed-tilt | 180 | 20 | missing | 1.2 | 1.5 | greenfield | non-agrivoltaic | 0.060697
401847 | single | 60644 | MA | Worcester | 42.2225 | -72.1296 | 31895 | 20221028 | 4 | West Brookfield Solar, LLC | 2016 | ISNE | PV | c-si | fixed-tilt | 180 | 35 | missing | 1.4 | 1.8 | greenfield | non-agrivoltaic | -0.28314
401850 | single | 60653 | MA | Hampshire | 42.2595 | -72.4003 | 20038 | 20221018 | 4 | Belchertown | 2015 | ISNE | PV | c-si | fixed-tilt | 180 | 20 | missing | 1 | 1.3 | greenfield | non-agrivoltaic | -0.10433
401918 | single | 60753 | MA | Middlesex | 42.5419 | -71.6763 | 19975 | 20220510 | 4 | Shirley Landfill | 2017 | ISNE | PV | c-si | fixed-tilt | 180 | 20 | missing | 1 | 1.3 | landfill | non-agrivoltaic | -0.099992
401922 | multi | 60757 | MA | Plymouth | 41.8013 | -70.5495 | 51412 | 20220505 | 4 | Cedarville (CSG) | 2017 | ISNE | PV | c-si | single-axis | 180 | 0 | missing | 2.5 | 3.3 | greenfield | non-agrivoltaic | -0.11892
401934 | single | 60775 | MA | Franklin | 42.5618 | -72.5873 | 84871 | 20220703 | 4 | Deerfield (CSG) Solar | 2017 | ISNE | PV | c-si | single-axis | 201 | 0 | missing | 4.5 | 6 | greenfield | non-agrivoltaic | 0.018964
401952 | single | 60799 | MA | Middlesex | 42.5802 | -71.2608 | 76993 | 20220918 | 4 | Iron Horse Solar 4, LLC | 2017 | ISNE | PV | c-si | fixed-tilt | 180 | 20 | missing | 4.5 | 5.9 | superfund | non-agrivoltaic | 0.14471
401965 | single | 60816 | MA | Middlesex | 42.4688 | -71.2535 | 17675 | 20220918 | 4 | Town of Lexington Solar | 2017 | ISNE | PV | c-si | fixed-tilt | 180 | 10 | missing | 1.6 | 2.2 | landfill | non-agrivoltaic | 1.1582
401994 | single | 60851 | MA | Worcester | 42.1755 | -71.9867 | 37235 | 20220311 | 4 | Curtis Hill Solar (CSG) | 2016 | ISNE | PV | c-si | fixed-tilt | 25 | 25 | missing | 1.9 | 2.9 | greenfield | non-agrivoltaic | 0.17126
401995 | single | 60852 | MA | Worcester | 42.1539 | -71.9876 | 41046 | 20220311 | 4 | Depot Hill Solar (CSG) | 2016 | ISNE | PV | c-si | fixed-tilt | 180 | 25 | missing | 1.9 | 2.9 | greenfield | non-agrivoltaic | 0.018042
401997 | single | 60854 | MA | Norfolk | 42.111 | -71.2629 | 71346 | 20220918 | 4 | Bird Machine Solar Farm | 2017 | ISNE | PV | c-si | fixed-tilt | 180 | 25 | missing | 3.5 | 4.6 | landfill | non-agrivoltaic | -0.11283
402013 | single | 60879 | MA | Berkshire | 42.5626 | -73.2845 | 35682 | 20201105 | 4 | Nexamp Peak (CSG) | 2015 | ISNE | PV | c-si | fixed-tilt | 202 | 22 | missing | 1.7 | 1.7 | greenfield | non-agrivoltaic | -0.46943
402029 | single | 60906 | MA | Hampden | 42.2691 | -72.6032 | 72581 | 20220703 | 4 | Mt. Tom Solar Project Hybrid | 2017 | ISNE | PV | c-si | fixed-tilt | 180 | 25 | batteries | 5 | 5.9 | PCSC | es | 0.24341
402094 | multi | 61007 | MA | Plymouth | 41.8323 | -70.6129 | 81335 | 20220505 | 4 | Redbrook Community Solar 1 | 2017 | ISNE | PV | c-si | fixed-tilt | 180 | 20 | missing | 4 | 5.6 | greenfield | non-agrivoltaic | -0.020098
402097 | single | 61010 | MA | Bristol | 41.7288 | -70.9892 | 85360 | 20220904 | 4 | Bullock Road Solar 1 | 2018 | ISNE | PV | missing | fixed-tilt | 180 | 25 | missing | 1.9 | 2.9 | greenfield | non-agrivoltaic | -0.75903
402143 | single | 61097 | MA | Plymouth | 41.7601 | -70.7817 | 12658 | 20220116 | 4 | Syncarpha Freetown | 2016 | ISNE | PV | c-si | fixed-tilt | 180 | 25 | missing | 3.9 | 5.2 | greenfield | non-agrivoltaic | 7.2249
402175 | single | 61163 | MA | Plymouth | 41.7658 | -70.6434 | 21103 | 20220505 | 4 | Onset East Community Solar Facility | 2016 | ISNE | PV | c-si | fixed-tilt | 180 | 25 | missing | 1 | 1.4 | greenfield | non-agrivoltaic | -0.073298
402176 | single | 61164 | MA | Plymouth | 41.7659 | -70.6457 | 21028 | 20220505 | 4 | Onset West Community Solar Facility | 2016 | ISNE | PV | c-si | fixed-tilt | 180 | 25 | missing | 1 | 1.4 | greenfield | non-agrivoltaic | -0.068258
402216 | single | 61237 | MA | Bristol | 41.8074 | -71.1841 | 46640 | 20220923 | 4 | 433 Purchase Solar NG, LLC | 2012 | ISNE | PV | c-si | fixed-tilt | 180 | 25 | missing | 2 | 3.1 | greenfield | non-agrivoltaic | -0.070615
402254 | single | 61295 | MA | Hampshire | 42.2813 | -72.3848 | 21803 | 20191024 | 4 | Belchertown Renewables Community Solar | 2018 | ISNE | PV | c-si | fixed-tilt | 180 | 20 | missing | 4 | 5.1 | greenfield | non-agrivoltaic | 3.477
402255 | single | 61296 | MA | Worcester | 42.4933 | -71.7714 | 18417 | 20211220 | 4 | Theodore Drive Community Solar | 2018 | ISNE | PV | c-si | fixed-tilt | 182 | 25 | missing | 1.5 | 2 | greenfield | non-agrivoltaic | 0.82196
402259 | single | 61307 | MA | Hampden | 42.0983 | -72.2907 | 26955 | 20220131 | 4 | Peterson Road Solar | 2017 | ISNE | PV | c-si | fixed-tilt | 175 | 30 | missing | 2.5 | 3.6 | greenfield | non-agrivoltaic | 1.3507
402887 | single | 62203 | MA | Hampden | 42.0983 | -72.2894 | 18488 | 20220131 | 4 | Monson Solar, LLC | 2017 | ISNE | PV | c-si | fixed-tilt | 186 | 30 | missing | 2 | 2.6 | greenfield | non-agrivoltaic | 1.5007
402308 | multi | 61373 | MA | Norfolk | 42.0684 | -71.4615 | 60483 | 20220402 | 4 | Kearsarge Bellingham PV | 2016 | ISNE | PV | c-si | fixed-tilt | 180 | 20 | missing | 2.9 | 4.1 | landfill | non-agrivoltaic | -0.042644
402333 | single | 61415 | MA | Worcester | 42.3314 | -71.7714 | 8592 | 20211220 | 4 | West Boylston Community Shared Solar | 2016 | ISNE | PV | c-si | fixed-tilt | 183 | 28 | missing | 1.5 | 2.1 | greenfield | non-agrivoltaic | 3.6996
402345 | single | 61429 | MA | Plymouth | 41.9022 | -70.7161 | 17823 | 20210329 | 4 | Big George PV (CSG) | 2018 | ISNE | PV | c-si | single-axis | 180 | 0 | missing | 1 | 1.2 | greenfield | non-agrivoltaic | -0.052325
402426 | single | 61537 | MA | Middlesex | 42.3744 | -71.2823 | 29287 | 20220423 | 4 | Weston Landfill Solar | 2016 | ISNE | PV | c-si | fixed-tilt | 180 | 15 | missing | 1.8 | 2.3 | landfill | non-agrivoltaic | 0.18505
402427 | single | 61538 | MA | Norfolk | 42.2072 | -70.998 | 19628 | 20220625 | 4 | Braintree Landfill Solar | 2014 | ISNE | PV | c-si | fixed-tilt | 180 | 25 | missing | 1 | 1.3 | landfill | non-agrivoltaic | -0.075588
402428 | single | 61539 | MA | Middlesex | 42.2602 | -71.5014 | 13185 | 20220402 | 4 | GELD Solar Farm | 2016 | ISNE | PV | c-si | fixed-tilt | 180 | 15 | missing | 2.3 | 3 | landfill | non-agrivoltaic | 3.3416
402436 | single | 61550 | MA | Essex | 42.8109 | -71.1234 | 53657 | 20220529 | 4 | DG Haverhill (CSG) | 2017 | ISNE | PV | c-si | fixed-tilt | 180 | 20 | missing | 4.2 | 4.2 | greenfield | non-agrivoltaic | 0.17957
402447 | multi | 61562 | MA | Barnstable | 41.6093 | -70.5988 | 83269 | 20211109 | 4 | Falmouth Landfill Solar | 2017 | ISNE | PV | c-si | fixed-tilt | 180 | 25 | missing | 3 | 4 | landfill | non-agrivoltaic | -0.46108
402471 | single | 61596 | MA | Hampden | 42.093 | -72.5973 | 33462 | 20220703 | 4 | Citizens Agawam Landfill Solar | 2017 | ISNE | PV | c-si | fixed-tilt | 180 | 25 | missing | 1.8 | 2.6 | landfill-named | non-agrivoltaic | 0.16736
402477 | single | 61602 | MA | Hampden | 42.2026 | -72.5524 | 59326 | 20220703 | 4 | CED Chicopee Solar | 2017 | ISNE | PV | c-si | fixed-tilt | 180 | 25 | missing | 3 | 4.1 | greenfield | non-agrivoltaic | -0.014636
402504 | single | 61633 | MA | Worcester | 42.2376 | -71.6861 | 13159 | 20220108 | 4 | DG Tufts Science, LLC (CSG) | 2017 | ISNE | PV | c-si | fixed-tilt | 180 | 20 | missing | 1 | 1 | greenfield | non-agrivoltaic | 0.13116
402506 | single | 61635 | MA | Worcester | 42.2432 | -71.6722 | 28761 | 20210322 | 4 | DG Tufts Knoll, LLC (CSG) | 2017 | ISNE | PV | c-si | fixed-tilt | 180 | 20 | missing | 2 | 2.5 | greenfield | non-agrivoltaic | 0.36276
402565 | single | 61726 | MA | Plymouth | 42.0515 | -70.8009 | 38753 | 20221012 | 4 | Onyx-Pembroke Landfill Solar | 2017 | ISNE | PV | c-si | fixed-tilt | 180 | 15 | missing | 2.4 | 3.3 | landfill | non-agrivoltaic | 0.32531
402566 | single | 61727 | MA | Plymouth | 42.0688 | -70.9904 | 49800 | 20220206 | 4 | Onyx-Brockton Thatcher Landfill Solar (CSG) | 2017 | ISNE | PV | c-si | fixed-tilt | 180 | 15 | missing | 3.7 | 4.4 | landfill-named | non-agrivoltaic | 0.39309
402570 | single | 61731 | MA | Norfolk | 42.0416 | -71.2924 | 124837 | 20220423 | 4 | Solten Plainville 6000, LLC | 2017 | ISNE | PV | c-si | fixed-tilt | 158 | 20 | missing | 4.9 | 5.9 | landfill | non-agrivoltaic | -0.47751
402571 | single | 61732 | MA | Norfolk | 42.1769 | -71.0774 | 101717 | 20220529 | 4 | Randolph | 2017 | ISNE | PV | c-si | fixed-tilt | 167 | 20 | missing | 3.8 | 4.8 | landfill | non-agrivoltaic | -0.47903
402591 | single | 61769 | MA | Berkshire | 42.4336 | -73.3361 | 32574 | 20220121 | 4 | Syncarpha Hancock I (CSG) | 2017 | ISNE | PV | c-si | fixed-tilt | 180 | 20 | missing | 2 | 2.8 | greenfield | non-agrivoltaic | 0.34232
402593 | single | 61771 | MA | Berkshire | 42.4288 | -73.331 | 20208 | 20201031 | 4 | Syncarpha Hancock III (CSG) | 2017 | ISNE | PV | c-si | fixed-tilt | 180 | 25 | missing | 1 | 1.4 | greenfield | non-agrivoltaic | -0.010999
402592 | single | 61770 | MA | Berkshire | 42.4258 | -73.345 | 39446 | 20211223 | 4 | Syncarpha Hancock II (CSG) | 2017 | ISNE | PV | c-si | fixed-tilt | 180 | 25 | missing | 2 | 2.8 | greenfield | non-agrivoltaic | 0.02507
402613 | multi | 61814 | MA | Middlesex | 42.4503 | -71.4195 | 65489 | 20220310 | 4 | Kearsarge Concord II | 2017 | ISNE | PV | c-si | fixed-tilt | 180 | 20 | missing | 4.5 | 5.5 | superfund | non-agrivoltaic | 0.30049
402789 | single | 62055 | MA | Plymouth | 41.7747 | -70.7482 | 44865 | 20220722 | 4 | Wareham Solar PV | 2018 | ISNE | PV | c-si | fixed-tilt | 180 | 10 | missing | 3.3 | 4.8 | greenfield | non-agrivoltaic | 0.78786
402880 | single | 62196 | MA | Hampshire | 42.351 | -72.5568 | 35865 | 20220703 | 4 | Hadley 2 Solar, LLC (CSG) | 2016 | ISNE | PV | c-si | fixed-tilt | 181 | 25 | missing | 1.9 | 2.4 | greenfield | grazing,es | -0.061056
402899 | single | 62226 | MA | Worcester | 42.5838 | -71.8963 | 23826 | 20220402 | 4 | Westminster Renewables, LLC (CSG) | 2018 | ISNE | PV | c-si | fixed-tilt | 189 | 25 | missing | 1.5 | 2.1 | greenfield | non-agrivoltaic | 0.38851
402918 | single | 62265 | MA | Berkshire | 42.2982 | -73.2286 | 29486 | 20210313 | 4 | Lee Site 31 Solar | 2018 | ISNE | PV | c-si | fixed-tilt | 180 | 20 | missing | 1.9 | 2.3 | greenfield | non-agrivoltaic | 0.17379
402937 | single | 62324 | MA | Norfolk | 42.1318 | -71.2718 | 28944 | 20220509 | 4 | Dynamic-Walpole | 2017 | ISNE | PV | c-si | fixed-tilt | 180 | 15 | missing | 2 | 2.4 | greenfield | non-agrivoltaic | 0.27796
402963 | multi | 62363 | MA | Worcester | 42.419 | -72.1142 | 35970 | 20221028 | 4 | Barre Solar III, LLC | 2018 | ISNE | PV | c-si | fixed-tilt | 180 | 25 | missing | 1 | 1.3 | greenfield | non-agrivoltaic | -0.71312
402967 | single | 62369 | MA | Plymouth | 41.7751 | -70.696 | 65331 | 20221027 | 4 | BWC Gibbs Brook | 2018 | ISNE | PV | c-si | fixed-tilt | 180 | 20 | missing | 4 | 5.2 | greenfield | non-agrivoltaic | 0.20751
402968 | single | 62370 | MA | Plymouth | 41.7837 | -70.693 | 16988 | 20221027 | 4 | BWC Wareham River | 2018 | ISNE | PV | c-si | fixed-tilt | 180 | 20 | missing | 1 | 1.4 | greenfield | non-agrivoltaic | 0.26717
402969 | single | 62371 | MA | Plymouth | 41.7825 | -70.6907 | 23803 | 20221027 | 4 | BWC Harlow Brook | 2018 | ISNE | PV | c-si | fixed-tilt | 180 | 20 | missing | 1.5 | 1.8 | greenfield | non-agrivoltaic | 0.12334
402970 | single | 62372 | MA | Plymouth | 41.7823 | -70.6878 | 21741 | 20221027 | 4 | BWC Pocasset River | 2018 | ISNE | PV | c-si | fixed-tilt | 180 | 20 | missing | 1.5 | 1.8 | greenfield | non-agrivoltaic | 0.27526
400840 | single | 59014 | MA | Worcester | 42.4519 | -71.6412 | 44981 | 20220510 | 4 | Bolton PV | 2013 | ISNE | PV | c-si | fixed-tilt | 180 | 25 | missing | 4.9 | 6 | PCSC | non-agrivoltaic | 1.3472
401521 | single | 60116 | MA | Worcester | 42.023 | -71.5999 | 24266 | 20220625 | 4 | BJ's Wholesale Club, Inc-Uxbridge | 2017 | ISNE | PV | c-si | single-axis | 165 | 0 | missing | 1 | 1.3 | greenfield | non-agrivoltaic | -0.34381
401279 | single | 59752 | MA | Worcester | 42.2237 | -71.6669 | 33801 | 20220108 | 4 | BlueWave Capital-Grafton (SREC II) | 2015 | ISNE | PV | c-si | fixed-tilt | 180 | 25 | batteries | 1.3 | 1.6 | greenfield | non-agrivoltaic | -0.47593
402257 | single | 61298 | MA | Worcester | 42.3336 | -71.9917 | 16069 | 20220311 | 4 | Pleasantdale Road Community Solar | 2017 | ISNE | PV | c-si | fixed-tilt | 187 | 20 | missing | 1 | 1.3 | greenfield | non-agrivoltaic | 0.23515
401669 | multi | 60391 | MA | Worcester | 42.2894 | -72.0114 | 250558 | 20220311 | 4 | SJA Solar, LLC-Solterra Monastery (CSG) | 2016 | ISNE | PV | c-si | fixed-tilt | 180 | 20 | missing | 14.68 | 20.1 | greenfield | non-agrivoltaic | 0.22078
401732 | single | 60476 | MA | Bristol | 41.6178 | -71.0438 | 30002 | 20220904 | 4 | Westport MA 2 Community Solar | 2016 | ISNE | PV | c-si | fixed-tilt | 180 | 20 | missing | 1.2 | 1.6 | greenfield | non-agrivoltaic | -0.34893
402288 | multi | 61342 | MA | Worcester | 42.1607 | -71.8737 | 248868 | 20220311 | 4 | Barrett PV | 2016 | ISNE | PV | c-si | fixed-tilt | 180 | 25 | missing | 11.93 | 16.4 | greenfield | non-agrivoltaic | -0.082661
402006 | single | 60867 | MA | Hampden | 42.0155 | -72.7759 | 85262 | 20220617 | 4 | Kearsarge Southwick, LLC | 2015 | ISNE | PV | c-si | fixed-tilt | 180 | 35 | missing | 3.3 | 4.9 | greenfield | non-agrivoltaic | -0.26124
403241 | single | 62870 | MA | Worcester | 42.6019 | -72.0394 | 37487 | 20221028 | 4 | Gardner-Otter River Road | 2019 | ISNE | PV | c-si | fixed-tilt | 180 | 20 | missing | 2.5 | 3.3 | greenfield | non-agrivoltaic | 0.38623
403117 | single | 62652 | MA | Worcester | 42.6076 | -72.0439 | 94897 | 20221028 | 4 | Happy Hollow (CSG) Hybrid | 2019 | ISNE | PV | c-si | fixed-tilt | 180 | 25 | batteries | 7.1 | 7.1 | greenfield | non-agrivoltaic | 0.10632
403319 | multi | 62992 | MA | Hampden | 42.0096 | -72.7831 | 84936 | 20220901 | 4 | Goose Pond Solar | 2020 | ISNE | PV | c-si | fixed-tilt | 170 | 30 | missing | 4 | 5.8 | greenfield | non-agrivoltaic | -0.032063
403721 | single | 63557 | MA | Worcester | 42.2576 | -71.9741 | 18590 | 20220311 | 4 | Blair Wire Village Solar, LLC (CSG) | 2017 | ISNE | PV | c-si | fixed-tilt | 180 | -9999 | missing | 1 | 1.4 | greenfield | non-agrivoltaic | 0.11675
400517 | multi | 58403 | MA | Worcester | 42.0769 | -71.7016 | 52975 | 20211024 | 4 | Bellingham PV | 2013 | ISNE | PV | c-si | fixed-tilt | 180 | 25 | missing | 3 | 3.8 | greenfield | non-agrivoltaic | 0.040945
400520 | multi | 58411 | MA | Franklin | 42.5819 | -72.2939 | 50958 | 20191024 | 4 | Orange PV | 2013 | ISNE | PV | c-si | fixed-tilt | 180 | 30 | missing | 2 | 2.4 | greenfield | non-agrivoltaic | -0.48098
400526 | multi | 58423 | MA | Worcester | 42.0438 | -71.9916 | 63953 | 20210727 | 4 | Southbridge PV | 2014 | ISNE | PV | c-si | fixed-tilt | 180 | 30 | missing | 3 | 3.4 | greenfield | non-agrivoltaic | -0.35246
400590 | multi | 58534 | MA | Middlesex | 42.6366 | -71.4191 | 63945 | 20220302 | 4 | Westford Solar Park | 2012 | ISNE | PV | c-si | fixed-tilt | 180 | 20 | missing | 4 | 4.5 | greenfield | non-agrivoltaic | 0.012137
400611 | multi | 58568 | MA | Hampden | 42.1405 | -72.5385 | 66851 | 20211215 | 4 | Cottage Street Solar Facility | 2014 | ISNE | PV | c-si | fixed-tilt | 180 | 20 | missing | 3.2 | 3.9 | landfill | non-agrivoltaic | -0.24283
400879 | multi | 59090 | MA | Plymouth | 42.0894 | -70.8925 | 34408 | 20211011 | 4 | Rockland Solar (CSG) | 2013 | ISNE | PV | c-si | fixed-tilt | 180 | 10 | missing | 2 | 2.6 | landfill | non-agrivoltaic | 0.12209
400916 | single | 59135 | MA | Hampden | 42.1811 | -72.511 | 39964 | 20220901 | 4 | Ludlow Landfill | 2013 | ISNE | PV | c-si | fixed-tilt | 180 | 25 | missing | 2.6 | 2.6 | landfill | non-agrivoltaic | -0.10044
404021 | single | 64120 | MA | Hampden | 42.1785 | -72.5154 | 21595 | 20220901 | 4 | Chicopee | 2017 | ISNE | PV | c-si | single-axis | 180 | 0 | batteries | 2 | 2.5 | greenfield | non-agrivoltaic | 0.97389
400917 | multi | 59136 | MA | Essex | 42.7436 | -71.1761 | 24538 | 20220918 | 4 | Methuen Landfill | 2013 | ISNE | PV | c-si | fixed-tilt | 180 | 20 | missing | 1.3 | 1.3 | landfill | non-agrivoltaic | -0.35639
401014 | multi | 59358 | MA | Middlesex | 42.5589 | -71.6258 | 91124 | 20220520 | 4 | Devens | 2014 | ISNE | PV | c-si | fixed-tilt | 180 | 25 | missing | 2 | 3.7 | greenfield | non-agrivoltaic | -0.61856
401019 | single | 59363 | MA | Hampden | 42.2029 | -72.3234 | 17374 | 20221018 | 4 | State Street Solar, LLC | 2014 | ISNE | PV | c-si | fixed-tilt | 180 | 30 | missing | 1.4 | 1.4 | greenfield | non-agrivoltaic | 0.22838
401018 | single | 59362 | MA | Hampden | 42.2034 | -72.3223 | 20077 | 20221018 | 4 | Indian Hill Solar, LLC | 2014 | ISNE | PV | c-si | fixed-tilt | 180 | 30 | missing | 1.4 | 1.4 | PCSC | non-agrivoltaic | -0.001465
401312 | multi | 59820 | MA | Franklin | 42.5526 | -72.2963 | 43152 | 20191024 | 4 | Hunt Farm Solar | 2013 | ISNE | PV | c-si | fixed-tilt | 180 | 25 | missing | 3 | 3.3 | greenfield | non-agrivoltaic | 0.14139
401327 | multi | 59839 | MA | Worcester | 42.4192 | -72.1806 | 43677 | 20211124 | 4 | Spring Hill Road | 2015 | ISNE | PV | c-si | fixed-tilt | 180 | 25 | missing | 1.9 | 2.6 | greenfield | non-agrivoltaic | -0.21764
401354 | multi | 59873 | MA | Middlesex | 42.6272 | -71.353 | 23997 | 20220421 | 4 | Lowell Solar Landfill | 2013 | ISNE | PV | c-si | fixed-tilt | 180 | 25 | missing | 1.3 | 1.5 | landfill | non-agrivoltaic | -0.15451
401385 | multi | 59927 | MA | Essex | 42.8308 | -70.9605 | 89981 | 20220421 | 4 | Hunt Road Solar | 2016 | ISNE | PV | c-si | fixed-tilt | 180 | 25 | missing | 4.5 | 6 | landfill | non-agrivoltaic | -0.066086
401474 | multi | 60056 | MA | Hampden | 42.2246 | -72.3115 | 103852 | 20220131 | 4 | Syncarpha Palmer, LLC | 2015 | ISNE | PV | c-si | fixed-tilt | 180 | 25 | missing | 4.8 | 6 | greenfield | non-agrivoltaic | -0.25478
401721 | multi | 60458 | MA | Worcester | 42.3097 | -72.1886 | 50617 | 20221018 | 4 | Hardwick-Athol & Eagle Hill | 2015 | ISNE | PV | c-si | fixed-tilt | 180 | 25 | missing | 2.8 | 3.4 | greenfield | non-agrivoltaic | -0.0557
401729 | single | 60473 | MA | Bristol | 41.6162 | -71.0451 | 27163 | 20220904 | 4 | Westport MA 1 Community Solar | 2016 | ISNE | PV | c-si | fixed-tilt | 180 | 20 | missing | 1.3 | 1.8 | greenfield | non-agrivoltaic | -0.074844
401745 | multi | 60494 | MA | Hampden | 42.0455 | -72.4366 | 62961 | 20211215 | 4 | Hampden | 2015 | ISNE | PV | c-si | fixed-tilt | 180 | 20 | missing | 3.2 | 4.3 | greenfield | non-agrivoltaic | -0.031868
401749 | multi | 60498 | MA | Middlesex | 42.5547 | -71.6237 | 62578 | 20220520 | 4 | Shirley Water | 2016 | ISNE | PV | c-si | fixed-tilt | 180 | 15 | missing | 2 | 2.6 | greenfield | non-agrivoltaic | -0.59856
401901 | multi | 60731 | MA | Middlesex | 42.1723 | -71.4675 | 25617 | 20220402 | 4 | Holliston Solar (CSG) | 2015 | ISNE | PV | c-si | fixed-tilt | 180 | 17 | missing | 1 | 1.4 | greenfield | non-agrivoltaic | -0.32094
402095 | multi | 61008 | MA | Plymouth | 41.9564 | -70.7746 | 222992 | 20220116 | 4 | Brook Street Solar 1 (CSG) | 2017 | ISNE | PV | c-si | fixed-tilt | 180 | 20 | missing | 5 | 6.5 | greenfield | non-agrivoltaic | -0.86125
402217 | multi | 61243 | MA | Worcester | 42.241 | -72.037 | 84776 | 20220311 | 4 | Old Wardour Solar | 2016 | ISNE | PV | c-si | fixed-tilt | 180 | 25 | missing | 4.3 | 6 | greenfield | non-agrivoltaic | 0.020651
402219 | multi | 61245 | MA | Worcester | 42.2428 | -72.0305 | 92799 | 20220311 | 4 | Vuelta Solar | 2016 | ISNE | PV | c-si | fixed-tilt | 180 | 25 | missing | 4.7 | 6 | greenfield | non-agrivoltaic | -0.10898
403871 | multi | 63887 | MA | Worcester | 42.2333 | -72.0305 | 17777 | 20211124 | 4 | East Brookfield Main Street Solar, LLC (CSG) | 2020 | ISNE | PV | c-si | fixed-tilt | 180 | 25 | missing | 1 | 1.4 | greenfield | non-agrivoltaic | 0.18969
402287 | multi | 61341 | MA | Worcester | 42.226 | -71.6631 | 40574 | 20211124 | 4 | Grafton PV | 2016 | ISNE | PV | c-si | fixed-tilt | 180 | 20 | missing | 2.7 | 3.7 | greenfield | crop,grazing | 0.45323
402323 | multi | 61399 | MA | Middlesex | 42.6801 | -71.8359 | 39621 | 20220402 | 4 | Ashby Duffy (CSG) Solar Farm | 2017 | ISNE | PV | c-si | fixed-tilt | 180 | 25 | missing | 1.8 | 2.7 | greenfield | non-agrivoltaic | -0.035038
402416 | multi | 61526 | MA | Worcester | 42.2503 | -71.9506 | 15974 | 20220311 | 4 | Antanavica Solar | 2018 | ISNE | PV | thin-film | fixed-tilt | 180 | 20 | missing | 1 | 1.4 | greenfield | non-agrivoltaic | 0.37803
402472 | multi | 61597 | MA | Bristol | 41.9594 | -71.1502 | 47530 | 20220629 | 4 | Norton Landfill Solar | 2017 | ISNE | PV | c-si | fixed-tilt | 180 | 25 | missing | 1.5 | 2 | landfill | non-agrivoltaic | -0.58732
402473 | multi | 61598 | MA | Middlesex | 42.6712 | -71.4474 | 57607 | 20211214 | 4 | Tyngsborough Solar | 2017 | ISNE | PV | c-si | fixed-tilt | 180 | 25 | missing | 2.6 | 3.5 | superfund | non-agrivoltaic | -0.1916
402501 | multi | 61629 | MA | Worcester | 42.2712 | -72.2104 | 96961 | 20221018 | 4 | West Brookfield Solar-Gilbertsville Rd (CSG) | 2017 | ISNE | PV | c-si | fixed-tilt | 206 | 20 | missing | 4 | 5.9 | greenfield | non-agrivoltaic | -0.18964
402882 | multi | 62198 | MA | Worcester | 42.1467 | -72.0044 | 49419 | 20220311 | 4 | Griffin Road Solar, LLC (CSG) | 2018 | ISNE | PV | c-si | fixed-tilt | 173 | 25 | missing | 2 | 2.6 | greenfield | non-agrivoltaic | -0.36416
402966 | multi | 62368 | MA | Plymouth | 41.6795 | -70.8361 | 72840 | 20220904 | 4 | BWC Origination 18 | 2018 | ISNE | PV | c-si | fixed-tilt | 180 | 20 | missing | 4.8 | 6 | greenfield | non-agrivoltaic | 0.26635
403220 | single | 62825 | MA | Hampden | 42.1772 | -72.7284 | 59360 | 20220122 | 4 | GSPP Terrawatt Westfield, LLC (CSG) | 2019 | ISNE | PV | c-si | fixed-tilt | 180 | 30 | missing | 3.6 | 4.8 | greenfield | non-agrivoltaic | 0.23436
403303 | multi | 62975 | MA | Hampden | 42.2138 | -72.9363 | 111666 | 20201110 | 4 | Syncarpha Blandford Hybrid (CSG) | 2019 | ISNE | PV | c-si | fixed-tilt | 180 | 20 | batteries | 4.9 | 7.1 | greenfield | non-agrivoltaic | -0.13173
403727 | single | 63565 | MA | Worcester | 42.2562 | -71.9741 | 19368 | 20201008 | 4 | Woodchuck Solar, LLC (CSG) | 2017 | ISNE | PV | c-si | fixed-tilt | 180 | -9999 | missing | 1 | 1.4 | greenfield | non-agrivoltaic | 0.052623
404430 | multi | 65175 | MA | Hampden | 42.038 | -72.6578 | 46822 | 20220703 | 4 | ENGIE 2019 ProjectCo-MA1, LLC | 2021 | ISNE | PV | missing | fixed-tilt | 180 | -9999 | missing | 5 | 5.1 | greenfield | non-agrivoltaic | 0.8289
400841 | multi | 59015 | MA | Middlesex | 42.4428 | -71.548 | 34787 | 20220402 | 4 | Stow PV | 2013 | ISNE | PV | c-si | fixed-tilt | 180 | 25 | missing | 2 | 2.5 | RCRA | non-agrivoltaic | 0.043783
404539 | single | 61297 | MA | Worcester | 42.104 | -71.697 | 19439 | 20220221 | 4 | Upton Community Solar | 2017 | ISNE | PV | c-si | fixed-tilt | 170 | 26 | missing | 2 | 2.5 | greenfield | non-agrivoltaic | 1.2459
402467 | multi | 61591 | MA | Norfolk | 42.0565 | -71.2264 | 17809 | 20220918 | 4 | Town of Foxborough-Landfill (SREC II) (CSG) | 2017 | ISNE | PV | c-si | fixed-tilt | 180 | 20 | missing | 1.2 | 1.6 | landfill-named | non-agrivoltaic | 0.42462
402507 | single | 61636 | MA | Worcester | 42.0247 | -71.8582 | 20240 | 20220131 | 4 | DG Webster, LLC (CSG) | 2017 | ISNE | PV | c-si | fixed-tilt | 180 | 20 | missing | 1.3 | 6.7 | greenfield | non-agrivoltaic | 5.5343
402614 | multi | 61815 | MA | Hampshire | 42.2227 | -72.5088 | 15229 | 20220703 | 4 | Kearsarge Granby | 2017 | ISNE | PV | c-si | fixed-tilt | 180 | 20 | missing | 2.5 | 3 | greenfield | non-agrivoltaic | 2.6948
402797 | single | 62063 | MA | Franklin | 42.6391 | -72.5851 | 24692 | 20220703 | 4 | Greenfield Solar PV | 2019 | ISNE | PV | c-si | fixed-tilt | 180 | 10 | missing | 2 | 2.8 | greenfield | non-agrivoltaic | 0.92366
402799 | multi | 62065 | MA | Berkshire | 42.5524 | -73.0362 | 28524 | 20211217 | 4 | Savoy Solar PV | 2019 | ISNE | PV | c-si | fixed-tilt | 180 | 10 | missing | 2 | 2.8 | greenfield | non-agrivoltaic | 0.60092
403301 | single | 62972 | MA | Worcester | 42.2547 | -71.888 | 57401 | 20220918 | 4 | Syncarpha Leicester Hybrid (CSG) | 2021 | ISNE | PV | missing | fixed-tilt | 180 | -9999 | batteries | 2.6 | 4 | greenfield | non-agrivoltaic | -0.002422
403302 | single | 62973 | MA | Plymouth | 41.9848 | -70.8554 | 26575 | 20220116 | 4 | Syncarpha Halifax Hybrid (CSG) | 2020 | ISNE | PV | c-si | fixed-tilt | 180 | 25 | batteries | 1.7 | 2.5 | greenfield | non-agrivoltaic | 0.51429
403304 | single | 62976 | MA | Hampshire | 42.2906 | -72.7081 | 47605 | 20220703 | 4 | Syncarpha Northampton Hybrid (CSG) | 2020 | ISNE | PV | c-si | fixed-tilt | 180 | 15 | batteries | 3.6 | 4.6 | greenfield | non-agrivoltaic | 0.56842
403334 | single | 63011 | MA | Worcester | 42.1763 | -72.1542 | 48925 | 20221028 | 4 | Cronin Road Solar 1, LLC (CSG) Hybrid | 2020 | ISNE | PV | c-si | fixed-tilt | 166 | 26 | batteries | 1.5 | 3.8 | greenfield | non-agrivoltaic | 0.16673
403354 | single | 63041 | MA | Worcester | 42.2647 | -72.0725 | 18402 | 20210815 | 4 | Lane Ave Solar, LLC | 2021 | ISNE | PV | missing | fixed-tilt | 180 | -9999 | missing | 1.5 | 2 | greenfield | non-agrivoltaic | 0.82386
403357 | multi | 63044 | MA | Worcester | 42.2657 | -72.0635 | 101449 | 20210815 | 4 | Ryan Road Solar, LLC Hybrid(CSG) | 2021 | ISNE | PV | missing | fixed-tilt | 180 | -9999 | batteries | 4.3 | 9 | greenfield | non-agrivoltaic | 0.40073
403361 | single | 63048 | MA | Franklin | 42.602 | -72.3539 | 72779 | 20221018 | 4 | Wilbur Woods Solar, LLC | 2021 | ISNE | PV | c-si | fixed-tilt | 180 | -9999 | missing | 5 | 7.2 | greenfield | non-agrivoltaic | 0.61716
403487 | single | 63232 | MA | Worcester | 42.2169 | -72.1219 | 29230 | 20220131 | 4 | Brookfield Wire Company | 2016 | ISNE | PV | c-si | fixed-tilt | 180 | 25 | missing | 1.4 | 2 | greenfield | non-agrivoltaic | -0.029157
403508 | multi | 63264 | MA | Worcester | 42.1201 | -71.9346 | 44483 | 20220131 | 4 | Partridge Hill Solar Hybrid | 2020 | ISNE | PV | c-si | fixed-tilt | 185 | 25 | batteries | 2 | 2.8 | greenfield | non-agrivoltaic | -0.14523
403562 | single | 63336 | MA | Worcester | 42.1029 | -71.6986 | 13002 | 20220221 | 4 | Sutton Solar 2, LLC (CSG) | 2020 | ISNE | PV | c-si | single-axis | 180 | 0 | missing | 1 | 1 | greenfield | non-agrivoltaic | 0.15069
403668 | single | 63469 | MA | Worcester | 42.0687 | -72.0024 | 40336 | 20220311 | 4 | Alicea Solar Project Hybrid (CSG) | 2020 | ISNE | PV | c-si | fixed-tilt | 179 | 26 | batteries | 2 | 3.3 | greenfield | non-agrivoltaic | 0.25452
403670 | single | 63472 | MA | Worcester | 42.2205 | -71.9711 | 34417 | 20220311 | 4 | Cycz Solar Project (CSG) Hybrid | 2020 | ISNE | PV | c-si | fixed-tilt | 171 | 25 | batteries | 2 | 2.8 | greenfield | non-agrivoltaic | 0.24483
403673 | multi | 63475 | MA | Worcester | 42.3931 | -71.6545 | 78712 | 20220108 | 4 | Randall Solar Project Hybrid | 2021 | ISNE | PV | c-si | fixed-tilt | 180 | -9999 | batteries | 5 | 7.4 | greenfield | non-agrivoltaic | 0.51301
403771 | single | 63672 | MA | Plymouth | 41.8679 | -70.9595 | 36315 | 20210926 | 4 | Lakeville Solar | 2018 | ISNE | PV | c-si | single-axis | 180 | 0 | missing | 2.7 | 3.3 | greenfield | non-agrivoltaic | 0.44644
403782 | multi | 63690 | MA | Hampden | 42.1476 | -72.4983 | 52983 | 20211215 | 4 | Oak Street Solar | 2019 | ISNE | PV | c-si | fixed-tilt | 180 | 20 | missing | 3.5 | 4.7 | greenfield | non-agrivoltaic | 0.40058
403843 | single | 63804 | MA | Worcester | 42.5709 | -72.2562 | 60154 | 20191024 | 4 | Partridgeville Hybrid (CSG) | 2020 | ISNE | PV | c-si | fixed-tilt | 180 | 25 | batteries | 3.3 | 4.7 | greenfield | non-agrivoltaic | 0.17655
403844 | multi | 63805 | MA | Worcester | 42.468 | -72.0688 | 81808 | 20221028 | 4 | Williamsville Hybrid (CSG) | 2021 | ISNE | PV | missing | fixed-tilt | 180 | -9999 | batteries | 5 | 7.5 | greenfield | non-agrivoltaic | 0.46353
403899 | single | 63942 | MA | Hampden | 42.1702 | -73.0246 | 73966 | 20201110 | 4 | Sunpin Blandford | 2020 | ISNE | PV | c-si | fixed-tilt | 180 | 20 | missing | 4.7 | 6.9 | greenfield | non-agrivoltaic | 0.49758
403908 | multi | 63953 | MA | Hampshire | 42.2482 | -72.6706 | 30346 | 20220703 | 4 | Easthampton (CSG) | 2020 | ISNE | PV | c-si | fixed-tilt | 180 | 15 | missing | 2.5 | 3 | greenfield | non-agrivoltaic | 0.61567
403940 | single | 64000 | MA | Worcester | 42.5242 | -71.6775 | 59650 | 20220520 | 4 | Amaterasu, LLC | 2021 | ISNE | PV | missing | fixed-tilt | 180 | -9999 | batteries | 4.6 | 6.7 | greenfield | non-agrivoltaic | 0.90089
403975 | multi | 64045 | MA | Worcester | 42.6027 | -71.7964 | 62917 | 20210629 | 4 | Fitchburg Renewables | 2020 | ISNE | PV | c-si | fixed-tilt | 180 | 25 | missing | 4 | 5.1 | greenfield | grazing,es | 0.23854
403983 | multi | 64060 | MA | Worcester | 42.2661 | -71.6882 | 39575 | 20220131 | 4 | SELCO Community Solar | 2018 | ISNE | PV | c-si | fixed-tilt | 180 | 15 | missing | 3 | 3.9 | greenfield | non-agrivoltaic | 0.60905
404008 | single | 64107 | MA | Norfolk | 42.1456 | -71.1325 | 50317 | 20220918 | 4 | Canton | 2012 | ISNE | PV | c-si | fixed-tilt | 180 | 5 | missing | 5 | 5.8 | landfill | non-agrivoltaic | 0.96331
404010 | single | 64109 | MA | Plymouth | 41.9186 | -70.8192 | 53127 | 20220116 | 4 | Ravenbrook | 2013 | ISNE | PV | c-si | fixed-tilt | 180 | 5 | missing | 5 | 6 | landfill | non-agrivoltaic | 0.91392
404011 | multi | 64110 | MA | Middlesex | 42.404 | -71.5403 | 47698 | 20220402 | 4 | Hudson | 2017 | ISNE | PV | c-si | fixed-tilt | 180 | 5 | missing | 5 | 5.8 | landfill | non-agrivoltaic | 1.0974
404013 | multi | 64112 | MA | Bristol | 41.8412 | -71.0157 | 47031 | 20220904 | 4 | Berkley | 2017 | ISNE | PV | c-si | fixed-tilt | 180 | 15 | missing | 3 | 3.6 | landfill | non-agrivoltaic | 0.1429
404016 | multi | 64115 | MA | Plymouth | 41.9144 | -70.8014 | 13904 | 20220116 | 4 | Carver | 2017 | ISNE | PV | c-si | fixed-tilt | 180 | 5 | missing | 1.5 | 1.8 | greenfield | non-agrivoltaic | 1.2639
404028 | multi | 64128 | MA | Hampshire | 42.2483 | -72.2756 | 48982 | 20221018 | 4 | Ware Palmer Road Solar, LLC (CSG) | 2021 | ISNE | PV | missing | fixed-tilt | 180 | -9999 | batteries | 3 | 4.3 | greenfield | non-agrivoltaic | 0.38107
404029 | multi | 64129 | MA | Worcester | 42.1968 | -72.0249 | 78901 | 20220311 | 4 | East Brookfield Adams Road Solar, LLC (CSG) | 2021 | ISNE | PV | c-si | fixed-tilt | 180 | -9999 | batteries | 5 | 7 | greenfield | non-agrivoltaic | 0.40083
404030 | multi | 64137 | MA | Bristol | 42.0169 | -71.2057 | 24738 | 20220923 | 4 | Kenmare-Mansfield Branch Street | 2017 | ISNE | PV | c-si | fixed-tilt | 180 | 20 | missing | 1.5 | 2.1 | PCSC | non-agrivoltaic | 0.31971
404031 | multi | 64140 | MA | Middlesex | 42.6376 | -71.4034 | 16522 | 20220723 | 4 | BWC Stony Brook, LLC Hybrid | 2021 | ISNE | PV | missing | fixed-tilt | 180 | -9999 | batteries | 1.6 | 1.7 | greenfield | non-agrivoltaic | 0.70107
404033 | multi | 64147 | MA | Worcester | 42.5187 | -71.7082 | 68375 | 20220520 | 4 | ZPD-PT Solar Project 2017-038 Hybrid, LLC | 2021 | ISNE | PV | missing | fixed-tilt | 180 | -9999 | batteries | 5 | 7.3 | greenfield | non-agrivoltaic | 0.78315
404040 | multi | 64162 | MA | Middlesex | 42.3561 | -71.2451 | 29591 | 20221006 | 4 | Newton Rumford Landfill | 2017 | ISNE | PV | c-si | fixed-tilt | 180 | 20 | batteries | 1.7 | 2.2 | landfill | non-agrivoltaic | 0.096333
404042 | single | 64170 | MA | Worcester | 42.097 | -71.5068 | 16502 | 20220402 | 4 | BWC Muddy Brook, LLC Hybrid | 2021 | ISNE | PV | missing | fixed-tilt | 180 | -9999 | batteries | 1 | 1.7 | greenfield | non-agrivoltaic | 0.70375
402881 | multi | 62197 | MA | Plymouth | 42.0586 | -70.9831 | 50856 | 20221012 | 4 | East Bridgewater Solar | 2017 | ISNE | PV | c-si | fixed-tilt | 180 | 20 | missing | 2.3 | 2.8 | greenfield | non-agrivoltaic | -0.31235
403300 | multi | 62970 | MA | Worcester | 42.1348 | -71.6287 | 101757 | 20220221 | 4 | Syncarpha Puddon II Hybrid (CSG) | 2021 | ISNE | PV | c-si | fixed-tilt | 180 | -9999 | batteries | 5 | 7.5 | greenfield | non-agrivoltaic | 0.082733
404049 | multi | 64182 | MA | Worcester | 42.2479 | -72.0494 | 82948 | 20220311 | 4 | BWC Lake Lashaway, LLC Hybrid | 2021 | ISNE | PV | missing | fixed-tilt | 180 | -9999 | batteries | 4.2 | 8.3 | greenfield | non-agrivoltaic | 0.64115
404050 | single | 64184 | MA | Worcester | 42.2782 | -72.0071 | 19851 | 20220311 | 4 | ZPD-PT Solar Project 2017-044, LLC (CSG) | 2021 | ISNE | PV | missing | fixed-tilt | 180 | -9999 | missing | 1 | 1.6 | greenfield | non-agrivoltaic | 0.22883
404052 | single | 64187 | MA | Hampden | 42.105 | -72.4658 | 19251 | 20220901 | 4 | ZPD-PT Solar Project 2017-021, LLC Hybrid (CSG) | 2021 | ISNE | PV | missing | fixed-tilt | 180 | -9999 | batteries | 1 | 1.7 | greenfield | non-agrivoltaic | 0.39209
404164 | single | 64395 | MA | Worcester | 42.2278 | -72.207 | 59684 | 20221018 | 4 | ZPD-PT Solar Project 2017-006, LLC Hybrid | 2021 | ISNE | PV | missing | fixed-tilt | 180 | -9999 | batteries | 4 | 6 | greenfield | non-agrivoltaic | 0.65106
404182 | multi | 64417 | MA | Hampden | 42.1036 | -72.3824 | 42110 | 20220901 | 4 | Wilbraham | 2020 | ISNE | PV | c-si | fixed-tilt | 180 | 20 | missing | 4 | 5 | greenfield | non-agrivoltaic | 1.0368
404189 | single | 64432 | MA | Hampden | 42.1746 | -72.3111 | 90350 | 20220131 | 4 | Breckenridge Solar | 2020 | ISNE | PV | c-si | fixed-tilt | 180 | 25 | batteries | 5 | 5.4 | greenfield | non-agrivoltaic | -0.21255
404190 | multi | 64434 | MA | Plymouth | 41.7385 | -70.8289 | 38923 | 20220904 | 4 | Rounseville Solar | 2020 | ISNE | PV | c-si | fixed-tilt | 180 | 20 | missing | 2.7 | 3.3 | greenfield | non-agrivoltaic | 0.31742
404191 | single | 64435 | MA | Hampshire | 42.2682 | -72.292 | 22243 | 20221018 | 4 | Town of Ware-Canadian Tree | 2021 | ISNE | PV | missing | fixed-tilt | 180 | -9999 | missing | 1.4 | 1.8 | greenfield | non-agrivoltaic | 0.23566
404192 | single | 64436 | MA | Norfolk | 42.0246 | -71.3588 | 66564 | 20220923 | 4 | Wilmarth Solar | 2020 | ISNE | PV | c-si | fixed-tilt | 180 | 20 | batteries | 5 | 6.4 | greenfield | non-agrivoltaic | 0.55823
404262 | multi | 64572 | MA | Worcester | 42.0534 | -71.975 | 57677 | 20220311 | 4 | Dudley | 2018 | ISNE | PV | c-si | single-axis | 180 | 0 | missing | 3 | 4 | greenfield | non-agrivoltaic | -0.00951
404077 | single | 64231 | MA | Hampshire | 42.3584 | -72.5442 | 20862 | 20220703 | 4 | Hadley 3 Solar (North) | 2019 | ISNE | PV | c-si | fixed-tilt | 163 | 25 | missing | 3.9 | 4.6 | greenfield | grazing,es | 3.1927
404078 | multi | 64232 | MA | Hampshire | 42.3563 | -72.543 | 31257 | 20220703 | 4 | Hadley 3 Solar (South) | 2019 | ISNE | PV | c-si | fixed-tilt | 163 | 25 | missing | 2 | 2.6 | greenfield | grazing,es | 0.28348
404263 | single | 64573 | MA | Worcester | 42.1034 | -71.815 | 27028 | 20220131 | 4 | Joe Jenny | 2018 | ISNE | PV | c-si | single-axis | 180 | 0 | missing | 1 | 2 | greenfield | non-agrivoltaic | 0.088903
404264 | single | 64574 | MA | Bristol | 41.6892 | -71.0901 | 34300 | 20220630 | 4 | Westport Community Solar Garden | 2017 | ISNE | PV | c-si | single-axis | 180 | 0 | missing | 2 | 2.7 | greenfield | non-agrivoltaic | 0.1889
404275 | multi | 64587 | MA | Norfolk | 42.2272 | -71.2487 | 18046 | 20221006 | 4 | Dover | 2017 | ISNE | PV | c-si | single-axis | 180 | 0 | missing | 1 | 1.4 | landfill | non-agrivoltaic | 0.16481
404276 | multi | 64588 | MA | Bristol | 41.6843 | -71.1069 | 67906 | 20220630 | 4 | Adirondack A+B Community Solar Garden | 2018 | ISNE | PV | c-si | single-axis | 180 | 0 | missing | 5 | 7 | greenfield | non-agrivoltaic | 0.70516
404291 | single | 64617 | MA | Norfolk | 42.0816 | -71.4921 | 61108 | 20220402 | 4 | Kearsarge William Way | 2021 | ISNE | PV | missing | fixed-tilt | 180 | -9999 | batteries | 4.4 | 6.3 | greenfield | non-agrivoltaic | 0.70541
404292 | single | 64618 | MA | Essex | 42.7531 | -71.047 | 33460 | 20220529 | 4 | Kearsarge Haverhill | 2021 | ISNE | PV | missing | fixed-tilt | 180 | -9999 | batteries | 2.8 | 3.6 | superfund | non-agrivoltaic | 0.80068
404295 | multi | 64627 | MA | Middlesex | 42.6759 | -71.4517 | 99030 | 20211214 | 4 | Blodgett Solar (CSG) | 2021 | ISNE | PV | c-si | fixed-tilt | 180 | -9999 | batteries | 5 | 10 | greenfield | non-agrivoltaic | 0.66058
404319 | single | 64696 | MA | Middlesex | 42.6608 | -71.515 | 115100 | 20220302 | 4 | Dunstable Solar 1, LLC | 2021 | ISNE | PV | missing | fixed-tilt | 180 | -9999 | batteries | 4.5 | 10.4 | greenfield | non-agrivoltaic | 0.43551
404323 | multi | 64705 | MA | Bristol | 41.6618 | -70.8768 | 73563 | 20220904 | 4 | Fairhaven MA 2 | 2021 | ISNE | PV | missing | fixed-tilt | 180 | -9999 | missing | 2.9 | 4.2 | greenfield | non-agrivoltaic | -0.26919
404395 | multi | 64970 | MA | Plymouth | 41.829 | -70.7261 | 119736 | 20220116 | 4 | 59 Federal Rd | 2021 | ISNE | PV | missing | fixed-tilt | 180 | -9999 | batteries | 5 | 11.6 | greenfield | non-agrivoltaic | 0.57373
404411 | single | 65056 | MA | Plymouth | 41.7997 | -70.7029 | 86080 | 20220722 | 4 | 160 Tihonet Rd Hybrid | 2021 | ISNE | PV | missing | fixed-tilt | 180 | -9999 | batteries | 5 | 7.4 | greenfield | non-agrivoltaic | 0.34251
404421 | single | 65114 | MA | Plymouth | 41.8486 | -70.7284 | 43173 | 20220722 | 4 | 196 Tremont St | 2021 | ISNE | PV | missing | fixed-tilt | 180 | -9999 | batteries | 1.5 | 3.8 | greenfield | non-agrivoltaic | 0.38596
404429 | multi | 65174 | MA | Plymouth | 41.7884 | -70.7444 | 33807 | 20220722 | 4 | Cranberry Highway Solar, LLC | 2021 | ISNE | PV | missing | fixed-tilt | 180 | -9999 | batteries | 2.2 | 2.9 | greenfield | es | 0.33855
400873 | multi | 59081 | MA | Barnstable | 41.6609 | -70.3959 | 55383 | 20220413 | 4 | Barnstable Landfill | 2014 | ISNE | PV | c-si | fixed-tilt | 180 | 25 | missing | 4 | 4.5 | landfill | es | 0.24265
403299 | multi | 62969 | MA | Worcester | 42.1393 | -71.6334 | 106807 | 20220221 | 4 | Syncarpha Puddon I Hybrid (CSG) | 2021 | ISNE | PV | c-si | fixed-tilt | 180 | -9999 | batteries | 5 | 7.5 | greenfield | non-agrivoltaic | 0.008901
403305 | multi | 62977 | MA | Worcester | 42.1121 | -71.6479 | 48984 | 20220221 | 4 | Syncarpha Northbridge I Hybrid(CSG) | 2021 | ISNE | PV | missing | fixed-tilt | 180 | -9999 | batteries | 5 | 7.5 | greenfield | non-agrivoltaic | 1.7651
403306 | single | 62978 | MA | Worcester | 42.1112 | -71.6458 | 31818 | 20220221 | 4 | Syncarpha Northbridge II Hybrid (CSG) | 2021 | ISNE | PV | c-si | fixed-tilt | 180 | -9999 | batteries | 5 | 6.9 | greenfield | non-agrivoltaic | 3.1157
403416 | multi | 63131 | MA | Worcester | 42.5966 | -72.0346 | 155266 | 20220402 | 4 | West Street Solar 1, LLC | 2019 | ISNE | PV | c-si | fixed-tilt | 185 | 25 | missing | 5 | 7.3 | greenfield | grazing,es | -0.48271
404410 | multi | 65055 | MA | Plymouth | 41.7917 | -70.7247 | 72971 | 20220722 | 4 | 77 Farm to Market Rd Hybrid | 2021 | ISNE | PV | missing | fixed-tilt | 180 | -9999 | batteries | 5 | 7 | greenfield | non-agrivoltaic | 0.55356
400448 | single | 58282 | MA | Worcester | 42.2235 | -71.874 | 20547 | 20220918 | 4 | Leicester One MA Solar, LLC | 2015 | ISNE | PV | c-si | fixed-tilt | 180 | 10 | missing | 4.8 | 6 | greenfield | non-agrivoltaic | 4.7079
402101 | single | 61016 | MA | Worcester | 42.2255 | -71.874 | 38381 | 20220918 | 4 | Stafford St Solar 1 (CSG) | 2017 | ISNE | PV | c-si | fixed-tilt | 180 | 25 | missing | 2 | 6.9 | greenfield | non-agrivoltaic | 2.33
404382 | single | 64875 | MA | Plymouth | 41.8044 | -70.7218 | 95876 | 20220722 | 4 | 276 Federal Rd | 2021 | ISNE | PV | missing | fixed-tilt | 180 | -9999 | batteries | 5 | 7.6 | greenfield | non-agrivoltaic | 0.20061
402030 | multi | 60908 | MA | Hampshire | 42.294 | -72.7138 | 47418 | 20220703 | 4 | Northampton Landfill Solar PV | 2017 | ISNE | PV | c-si | fixed-tilt | 180 | 20 | missing | 2.4 | 3.2 | landfill | non-agrivoltaic | -0.049054
403672 | single | 63474 | MA | Worcester | 42.0791 | -72.0031 | 42354 | 20220311 | 1 | Annese Solar Project Hybrid (CSG) | 2020 | ISNE | PV | c-si | fixed-tilt | 193 | 26 | batteries | 4.3 | 7 | greenfield | non-agrivoltaic | 2.0227
403671 | multi | 63473 | MA | Worcester | 42.0756 | -71.9971 | 162760 | 20220311 | 1 | West A&B Solar Project Hybrid (CSG) | 2020 | ISNE | PV | c-si | fixed-tilt | 194 | 26 | batteries | 2.5 | 4.1 | greenfield | non-agrivoltaic | -0.94512
404412 | single | 65057 | MA | Plymouth | 41.8001 | -70.726 | 40266 | 20220722 | 4 | 299 Farm to Market Rd Hybrid | 2021 | ISNE | PV | missing | fixed-tilt | 180 | -9999 | batteries | 3 | 4.1 | greenfield | non-agrivoltaic | 0.67846
403360 | multi | 63047 | MA | Franklin | 42.6032 | -72.3428 | 57642 | 20220901 | 4 | W. Orange Rd Solar, LLC | 2021 | ISNE | PV | c-si | fixed-tilt | 180 | -9999 | missing | 5 | 6.5 | greenfield | non-agrivoltaic | 0.91026
403564 | single | 63338 | MA | Hampshire | 42.2284 | -72.5367 | 42017 | 20220703 | 4 | Granby Solar, LLC (CSG) | 2021 | ISNE | PV | missing | fixed-tilt | 180 | -9999 | batteries | 3 | 4.8 | greenfield | non-agrivoltaic | 0.94154
403669 | multi | 63470 | MA | Worcester | 42.1647 | -72.0014 | 124273 | 20220311 | 4 | McDougle-Mitchell Solar Project Hybrid (CSG) | 2020 | ISNE | PV | c-si | fixed-tilt | 191 | 26 | batteries | 4.5 | 6.3 | greenfield | non-agrivoltaic | -0.40477
403950 | multi | 64014 | MA | Worcester | 42.5513 | -71.9503 | 170354 | 20220402 | 4 | 28 Livermore Hill Road Solar | 2020 | ISNE | PV | c-si | fixed-tilt | 180 | 20 | missing | 5 | 6.4 | greenfield | non-agrivoltaic | -0.68286
404051 | single | 64185 | MA | Worcester | 42.0752 | -72.0112 | 37648 | 20220311 | 4 | ZPD-PT Solar Project 2017-023, LLC Hybrid (CSG) | 2021 | ISNE | PV | missing | fixed-tilt | 180 | -9999 | batteries | 2.8 | 4.3 | greenfield | non-agrivoltaic | 0.941
404193 | multi | 64437 | MA | Worcester | 42.0803 | -72.0084 | 55507 | 20220311 | 4 | Dresser Hill (CSG) | 2021 | ISNE | PV | missing | single-axis | 180 | -9999 | missing | 3.7 | 4.7 | greenfield | non-agrivoltaic | 0.31513
404265 | multi | 64575 | MA | Worcester | 42.0994 | -71.498 | 43504 | 20220402 | 4 | Mendon | 2017 | ISNE | PV | c-si | single-axis | 180 | 0 | missing | 2.6 | 3.2 | greenfield | non-agrivoltaic | 0.079597
404277 | single | 64589 | MA | Bristol | 41.694 | -71.0873 | 31554 | 20220630 | 4 | Westport B Community Solar Garden | 2018 | ISNE | PV | c-si | single-axis | 180 | 0 | missing | 4.5 | 6 | greenfield | non-agrivoltaic | 2.5498
404293 | multi | 64620 | MA | Franklin | 42.5856 | -72.5576 | 48006 | 20220703 | 4 | Kearsarge Montague BD(CSG) | 2021 | ISNE | PV | missing | fixed-tilt | 180 | -9999 | batteries | 2.5 | 3 | greenfield | non-agrivoltaic | -0.15483
404383 | single | 64876 | MA | Plymouth | 41.807 | -70.7325 | 141643 | 20221027 | 4 | 0 Hammond St (CSG) | 2021 | ISNE | PV | c-si | single-axis | 180 | -9999 | batteries | 5 | 12.2 | greenfield | non-agrivoltaic | 0.34602
401083 | multi | 59468 | MA | Worcester | 42.4688 | -72.0447 | 46341 | 20210815 | 4 | KS Solar Six, LLC | 2013 | ISNE | PV | c-si | fixed-tilt | 180 | 20 | missing | 2 | 2.5 | greenfield | non-agrivoltaic | -0.33584
401900 | multi | 60730 | MA | Plymouth | 41.9622 | -70.9778 | 57113 | 20210921 | 4 | Bridgewater Solar (CSG) | 2015 | ISNE | PV | c-si | fixed-tilt | 180 | 25 | missing | 3 | 4 | greenfield | non-agrivoltaic | 0.005013
403230 | multi | 62842 | MA | Middlesex | 42.554 | -71.5079 | 23691 | 20220122 | 4 | Nextsun Energy Littleton | 2013 | ISNE | PV | c-si | fixed-tilt | 180 | 25 | missing | 4 | 5 | greenfield | non-agrivoltaic | 2.9927
402267 | multi | 61315 | MA | Worcester | 42.3598 | -71.9634 | 98817 | 20220311 | 4 | Golden Hills Solar | 2017 | ISNE | PV | c-si | fixed-tilt | 177 | 27 | missing | 4.7 | 6 | greenfield | non-agrivoltaic | -0.1924
402258 | multi | 61299 | MA | Hampshire | 42.3937 | -72.6191 | 84780 | 20220703 | 4 | Hatfield Renewables Community Solar | 2017 | ISNE | PV | c-si | fixed-tilt | 180 | 30 | missing | 1.9 | 2.5 | greenfield | grazing,es | -0.85407
402505 | multi | 61634 | MA | Bristol | 41.8021 | -71.1477 | 100331 | 20220629 | 4 | DG Dighton, LLC (CSG) | 2017 | ISNE | PV | c-si | single-axis | 180 | 0 | missing | 3.1 | 4.5 | greenfield | non-agrivoltaic | -0.52857
404490 | multi | 60738 | MA | Bristol | 41.7579 | -71.0968 | 69059 | 20221202 | 4 | Fall River Solar (CSG) | 2013 | ISNE | PV | c-si | fixed-tilt | 43 | 1 | missing | 2 | 2.5 | greenfield | non-agrivoltaic | -0.71185
402798 | multi | 62064 | MA | Berkshire | 42.4375 | -73.1152 | 51884 | 20210313 | 4 | Hinsdale Solar PV | 2019 | ISNE | PV | c-si | fixed-tilt | 180 | 10 | missing | 2 | 2.7 | greenfield | non-agrivoltaic | -0.3763
401215 | multi | 59636 | MA | Worcester | 42.1405 | -71.9901 | 121566 | 20220311 | 4 | Charlton Solar I (CSG) | 2014 | ISNE | PV | c-si | fixed-tilt | 188 | 21 | missing | 3.9 | 4.4 | greenfield | non-agrivoltaic | -0.71198
404879 | multi | 65669 | MA | Bristol | 41.6733 | -70.9914 | 21470 | 20231216 | 4 | Faunce Corner Community Solar | 2022 | ISNE | PV | c-si | fixed-tilt | 180 | -9999 | batteries | 1 | 2.2 | greenfield | non-agrivoltaic | 0.6921
404824 | multi | 65362 | MA | Worcester | 42.0718 | -71.6218 | 66009 | 20231124 | 4 | MA CS Uxbridge Community Solar | 2023 | ISNE | PV | missing | fixed-tilt | 180 | -9999 | missing | 4 | 4 | greenfield | non-agrivoltaic | -0.19495
404920 | single | 65950 | MA | Essex | 42.567 | -70.8803 | 14410 | 20230420 | 4 | Kearsarge 100 Sohier Rd | 2022 | ISNE | PV | missing | fixed-tilt | 180 | -9999 | batteries | 3.8 | 3.8 | landfill | non-agrivoltaic | 4.1082
404964 | multi | 66320 | MA | Worcester | 42.2068 | -71.737 | 35143 | 20231001 | 4 | 3Colton | 2023 | ISNE | PV | missing | fixed-tilt | 180 | -9999 | missing | 3.4 | 3.4 | greenfield | non-agrivoltaic | 0.57095
400443 | single | 58275 | MA | Worcester | 42.2208 | -71.884 | 34952 | 20210211 | 4 | Mass Midstate Solar 3 | 2014 | ISNE | PV | c-si | fixed-tilt | 180 | 25 | missing | 4 | 5.2 | greenfield | non-agrivoltaic | 1.6732
400445 | multi | 58279 | MA | Worcester | 42.2203 | -71.8823 | 33140 | 20211011 | 4 | Mass Midstate Solar 1 | 2014 | ISNE | PV | c-si | fixed-tilt | 180 | 25 | missing | 5 | 6 | greenfield | non-agrivoltaic | 2.357
404590 | multi | 62968 | MA | Middlesex | 42.5923 | -71.1775 | 41943 | 20230518 | 4 | Syncarpha Tewksbury Hybrid CSG | 2021 | ISNE | PV | c-si | fixed-tilt | 180 | -9999 | batteries | 2.8 | 3.6 | superfund | non-agrivoltaic | 0.33963
404591 | single | 62971 | MA | Worcester | 42.5931 | -71.8685 | 73982 | 20230720 | 4 | Syncarpha Westminster Hybrid CSG | 2021 | ISNE | PV | c-si | fixed-tilt | 180 | -9999 | batteries | 4.7 | 5.5 | greenfield | non-agrivoltaic | 0.096235
404592 | multi | 62974 | MA | Worcester | 42.1743 | -71.796 | 107690 | 20231001 | 4 | Syncarpha Millbury Hybrid (CSG) | 2019 | ISNE | PV | c-si | fixed-tilt | 180 | -9999 | batteries | 5 | 7.14 | greenfield | non-agrivoltaic | -0.074122
404699 | single | 64532 | MA | Bristol | 41.9706 | -71.1673 | 16922 | 20230820 | 4 | Norton | 2022 | ISNE | PV | missing | fixed-tilt | 180 | -9999 | missing | 1.4 | 1.4 | greenfield | non-agrivoltaic | 0.27399
404707 | single | 64619 | MA | Norfolk | 42.0486 | -71.3908 | 16397 | 20231031 | 4 | Kearsarge Upper Union | 2021 | ISNE | PV | missing | fixed-tilt | 180 | -9999 | batteries | 1 | 1 | greenfield | non-agrivoltaic | -0.18673
404732 | multi | 64726 | MA | Hampshire | 42.3842 | -72.7073 | 34582 | 20231130 | 4 | West Haydenville PJ Community Solar | 2022 | ISNE | PV | c-si | fixed-tilt | 180 | -9999 | batteries | 5 | 7.97 | greenfield | non-agrivoltaic | 3.404
404733 | multi | 64727 | MA | Bristol | 41.5922 | -71.0966 | 70377 | 20231130 | 4 | Brookwood Drive Community Solar | 2022 | ISNE | PV | thin-film | fixed-tilt | 180 | -9999 | batteries | 5 | 7.21 | greenfield | non-agrivoltaic | 0.6917
404736 | single | 64759 | MA | Plymouth | 41.7969 | -70.8286 | 90960 | 20230901 | 4 | Old Middleboro Road Solar | 2021 | ISNE | PV | missing | fixed-tilt | 180 | -9999 | batteries | 5 | 5 | greenfield | non-agrivoltaic | -0.31422
404767 | single | 65015 | MA | Worcester | 42.012 | -71.7593 | 71251 | 20230731 | 4 | ASD Wallum MA Solar, LLC(CSG) | 2021 | ISNE | PV | c-si | fixed-tilt | 180 | -9999 | batteries | 5 | 8.73 | greenfield | non-agrivoltaic | 1.117
402012 | single | 60878 | MA | Worcester | 42.1029 | -71.697 | 15354 | 20220221 | 4 | Sutton Solar (CSG) | 2016 | ISNE | PV | c-si | single-axis | 180 | 0 | missing | 1.9 | 2.5 | greenfield | non-agrivoltaic | 1.9709
404641 | single | 64042 | MA | Hampshire | 42.4212 | -72.5334 | 48457 | 20240422 | 4 | Montague Road Solar | 2021 | ISNE | PV | c-si | fixed-tilt | 180 | 20 | missing | 3.6 | 4 | greenfield | non-agrivoltaic | 0.27007
401644 | single | 60346 | MI | Lapeer | 43.0362 | -83.3382 | 507152 | 20220524 | 4 | Demille Solar Farm | 2017 | MISO | PV | c-si | fixed-tilt | 180 | 30 | missing | 28.56 | 34.6 | greenfield | non-agrivoltaic | -0.033387
401645 | multi | 60347 | MI | Lapeer | 43.032 | -83.3155 | 334586 | 20220524 | 4 | Turrill Solar Farm | 2017 | MISO | PV | c-si | fixed-tilt | 180 | 30 | missing | 19.57 | 22.9 | greenfield | non-agrivoltaic | -0.028754
404231 | multi | 64500 | MI | Branch | 41.8347 | -85.0077 | 53979 | 20220508 | 4 | Angola Solar, LLC | 2021 | MISO | PV | missing | single-axis | 180 | -9999 | missing | 2 | 2.8 | greenfield | non-agrivoltaic | -0.37983
401338 | single | 59853 | MI | Berrien | 42.1903 | -86.2301 | 86974 | 20220718 | 4 | Watervliet PV | 2016 | PJM | PV | thin-film | fixed-tilt | 180 | 25 | missing | 4.6 | 6 | greenfield | non-agrivoltaic | -0.017236
401447 | multi | 60019 | MI | St. Clair | 43.0998 | -82.6997 | 32185 | 20210518 | 4 | Greenwood Solar Farm | 2016 | MISO | PV | c-si | fixed-tilt | 180 | 30 | missing | 1.9 | 2 | greenfield | non-agrivoltaic | -0.16228
401522 | single | 60117 | MI | Kalamazoo | 42.2513 | -85.6419 | 11192 | 20201112 | 4 | Western Michigan Solar Gardens | 2016 | MISO | PV | missing | fixed-tilt | 180 | -9999 | missing | 1 | 1.1 | greenfield | non-agrivoltaic | 0.60345
401523 | single | 60118 | MI | Ottawa | 42.9533 | -85.9012 | 49205 | 20220423 | 4 | Grand Valley Solar Gardens | 2016 | MISO | PV | missing | fixed-tilt | 180 | -9999 | missing | 3 | 3.1 | greenfield | non-agrivoltaic | -0.14403
401646 | multi | 60348 | MI | Wayne | 42.3779 | -83.2001 | 34202 | 20220619 | 4 | O'Shea Solar Farm | 2017 | MISO | PV | c-si | fixed-tilt | 180 | 30 | missing | 2 | 2.5 | greenfield | non-agrivoltaic | 0.069803
402350 | multi | 61435 | MI | Branch | 41.9341 | -84.9977 | 20781 | 20220508 | 4 | DG AMP Solar Coldwater | 2018 | MISO | PV | c-si | fixed-tilt | 185 | 20 | missing | 1.3 | 1.7 | PCSC | non-agrivoltaic | 0.25436
403552 | single | 63321 | MI | Clinton | 43.0126 | -84.5279 | 424548 | 20220817 | 4 | Bingham Solar, LLC | 2020 | MISO | PV | c-si | single-axis | 180 | 0 | missing | 20 | 29.4 | greenfield | non-agrivoltaic | -0.01165
403553 | single | 63322 | MI | Monroe | 41.7534 | -83.5236 | 431276 | 20220629 | 4 | Temperance Solar, LLC | 2020 | MISO | PV | c-si | single-axis | 180 | 0 | missing | 20 | 29.6 | greenfield | non-agrivoltaic | -0.024713
403766 | single | 63660 | MI | Leelanau | 44.7771 | -85.6913 | 14566 | 20220916 | 2 | M72 West Solar | 2019 | MISO | PV | c-si | fixed-tilt | 180 | 30 | missing | 1.8 | 2.2 | greenfield | non-agrivoltaic | 1.721
404087 | multi | 64251 | MI | Chippewa | 46.1903 | -84.3443 | 104017 | 20220213 | 4 | Pickford Solar | 2021 | MISO | PV | missing | fixed-tilt | 180 | -9999 | missing | 6.9 | 7.6 | greenfield | non-agrivoltaic | 0.069173
404206 | single | 64457 | MI | Genesee | 43.101 | -83.7818 | 57096 | 20220411 | 4 | Captain Solar, LLC | 2020 | MISO | PV | c-si | single-axis | 180 | 0 | missing | 2 | 2.8 | greenfield | non-agrivoltaic | -0.43983
404207 | single | 64458 | MI | Genesee | 43.0918 | -83.7775 | 52983 | 20210706 | 4 | Coldwater Solar, LLC | 2020 | MISO | PV | c-si | single-axis | 180 | 0 | missing | 2 | 2.7 | greenfield | non-agrivoltaic | -0.39916
404209 | single | 64460 | MI | Genesee | 43.1521 | -83.6801 | 58898 | 20220411 | 4 | Jack Francis Solar, LLC | 2020 | MISO | PV | c-si | single-axis | 180 | 0 | missing | 2 | 2.8 | greenfield | non-agrivoltaic | -0.47161
404210 | single | 64461 | MI | Genesee | 43.1511 | -83.6904 | 57790 | 20220411 | 4 | May Shannon Solar, LLC | 2020 | MISO | PV | c-si | single-axis | 180 | 0 | batteries | 2 | 2.8 | greenfield | non-agrivoltaic | -0.45231
404211 | single | 64462 | MI | Saginaw | 43.5075 | -83.9978 | 57735 | 20210311 | 4 | Stoneheart Solar, LLC | 2020 | MISO | PV | c-si | single-axis | 180 | 0 | missing | 2 | 2.8 | greenfield | non-agrivoltaic | -0.45132
404218 | single | 64470 | MI | Genesee | 43.0986 | -83.7718 | 55486 | 20210718 | 4 | Interchange Solar, LLC | 2020 | MISO | PV | c-si | single-axis | 180 | 0 | missing | 2 | 2.8 | greenfield | non-agrivoltaic | -0.40968
404227 | multi | 64496 | MI | Lenawee | 41.9844 | -83.8898 | 59941 | 20220111 | 4 | Hendershot Solar, LLC | 2021 | MISO | PV | missing | single-axis | 180 | -9999 | batteries | 2 | 2.8 | greenfield | non-agrivoltaic | -0.48915
404228 | multi | 64497 | MI | Montcalm | 43.4022 | -85.4535 | 57725 | 20220423 | 4 | Hazel Solar, LLC | 2021 | MISO | PV | missing | single-axis | 180 | -9999 | missing | 2 | 2.8 | greenfield | non-agrivoltaic | -0.45115
404208 | single | 64459 | MI | Saginaw | 43.432 | -84.1184 | 57352 | 20210311 | 4 | Geddes 1 Solar, LLC | 2020 | MISO | PV | c-si | single-axis | 180 | 0 | missing | 2 | 2.9 | greenfield | non-agrivoltaic | -0.40753
404229 | single | 64498 | MI | Saginaw | 43.429 | -84.1193 | 57357 | 20210311 | 4 | Geddes 2 Solar, LLC | 2021 | MISO | PV | missing | single-axis | 180 | -9999 | missing | 2 | 2.8 | greenfield | non-agrivoltaic | -0.44456
404230 | single | 64499 | MI | Hillsdale | 41.9599 | -84.6718 | 58519 | 20220205 | 4 | Bullhead Solar, LLC | 2021 | MISO | PV | missing | single-axis | 180 | -9999 | missing | 2 | 2.8 | greenfield | non-agrivoltaic | -0.4651
403340 | single | 63019 | MI | Leelanau | 44.7766 | -85.7008 | 40028 | 20220916 | 2 | Green Lake Solar | 2018 | MISO | PV | c-si | fixed-tilt | 180 | 30 | missing | 1 | 1.2 | greenfield | non-agrivoltaic | -0.84366
404705 | multi | 64581 | MI | Allegan | 42.4723 | -86.0955 | 351151 | 20240313 | 4 | Pullman Solar, LLC | 2020 | MISO | PV | c-si | single-axis | 180 | -9999 | missing | 20 | 26.1 | greenfield | non-agrivoltaic | 0.095911
404850 | single | 65498 | MI | Delta | 45.7961 | -86.5347 | 20925 | 20221201 | 4 | Garden 2 Solar Park | 2022 | MISO | PV | c-si | single-axis | 180 | -9999 | missing | 1.4 | 1.8 | greenfield | non-agrivoltaic | 0.34366
404653 | multi | 64097 | MI | St Joseph | 41.765 | -85.4243 | 306366 | 20230413 | 4 | Electric City Solar | 2022 | PJM | PV | c-si | single-axis | 180 | 0 | missing | 15 | 18.9 | greenfield | es | -0.1718
404821 | multi | 65346 | MI | Muskegon | 43.4372 | -86.353 | 485725 | 20230601 | 4 | Macbeth Solar | 2022 | MISO | PV | c-si | single-axis | 180 | -9999 | missing | 20 | 28 | greenfield | non-agrivoltaic | -0.2575
402964 | multi | 62365 | MN | Wright | 45.2575 | -93.7884 | 92600 | 20220310 | 4 | Wright Kirby 1-5 (CSG) | 2019 | MISO | PV | c-si | single-axis | 180 | 0 | missing | 5 | 7 | greenfield | es | 0.12276
402893 | multi | 62210 | MN | Dakota | 44.542 | -92.9717 | 93358 | 20220313 | 4 | Felton (CSG) PV1-5 | 2019 | MISO | PV | c-si | fixed-tilt | 180 | 25 | missing | 5 | 6.5 | greenfield | grazing,es | -0.003722
402892 | multi | 62209 | MN | Dakota | 44.5271 | -92.9718 | 93795 | 20220313 | 4 | Randolph (CSG) PV1-5 | 2019 | MISO | PV | c-si | fixed-tilt | 180 | 25 | missing | 5 | 6.5 | greenfield | non-agrivoltaic | -0.010598
402796 | single | 62062 | MN | Isanti | 45.4585 | -93.2724 | 123941 | 20220401 | 4 | Athens MN CONX | 2018 | MISO | PV | c-si | fixed-tilt | 180 | 25 | missing | 6.62 | 8.8 | greenfield | es | 0.025456
402774 | single | 62037 | MN | Winona | 44.1149 | -91.7913 | 89591 | 20210616 | 4 | Rollingstone Holdco (CSG) | 2019 | MISO | PV | c-si | fixed-tilt | 180 | 25 | missing | 4.8 | 7 | greenfield | non-agrivoltaic | 0.17654
402770 | multi | 62031 | MN | Sherburne | 45.4951 | -94.1178 | 89384 | 20201012 | 4 | Nautilus Saint Cloud Solar (CSG) | 2019 | MISO | PV | c-si | fixed-tilt | 180 | 30 | missing | 5 | 6.8 | greenfield | non-agrivoltaic | 0.13298
402724 | multi | 61971 | MN | Hennepin | 45.0975 | -93.6453 | 94364 | 20200906 | 4 | Corcoran (CSG) | 2019 | MISO | PV | c-si | fixed-tilt | 180 | 25 | missing | 5 | 7 | greenfield | non-agrivoltaic | 0.092823
402685 | multi | 61919 | MN | Goodhue | 44.5063 | -92.3598 | 78881 | 20180917 | 4 | Frontenac Holdco, LLC, (CSG) | 2019 | MISO | PV | c-si | fixed-tilt | 180 | 0 | missing | 5 | 7.2 | greenfield | non-agrivoltaic | 0.45501
402651 | single | 61870 | MN | Yellow Medicine | 44.8966 | -95.6944 | 139104 | 20211018 | 4 | Montevideo Solar, LLC, (CSG) | 2019 | MISO | PV | c-si | single-axis | 180 | 0 | missing | 5 | 7.5 | greenfield | non-agrivoltaic | -0.33652
401778 | single | 60534 | MN | Carver | 44.7933 | -93.9011 | 216546 | 20220620 | 4 | West Waconia Solar | 2016 | MISO | PV | c-si | single-axis | 180 | 0 | missing | 8.5 | 12.2 | greenfield | es | -0.28519
401777 | single | 60533 | MN | Rice | 44.2743 | -93.3105 | 145797 | 20220609 | 4 | West Faribault Solar | 2016 | MISO | PV | c-si | single-axis | 180 | 0 | missing | 5.5 | 7.9 | greenfield | es | -0.33083
401776 | single | 60532 | MN | Waseca | 44.0924 | -93.5331 | 284130 | 20220319 | 4 | Waseca Solar | 2016 | MISO | PV | c-si | single-axis | 180 | 0 | missing | 10 | 15.9 | greenfield | grazing,es | -0.29321
401774 | multi | 60530 | MN | Stearns | 45.3937 | -94.7251 | 275280 | 20210715 | 4 | Paynesville Solar | 2016 | MISO | PV | c-si | single-axis | 180 | 0 | missing | 10 | 15.2 | greenfield | grazing,es | -0.30897
401768 | single | 60524 | MN | Blue Earth | 44.1546 | -93.9166 | 144697 | 20211030 | 4 | Eastwood Solar | 2016 | MISO | PV | c-si | single-axis | 180 | 0 | missing | 5.5 | 8.2 | greenfield | non-agrivoltaic | -0.27818
401767 | single | 60523 | MN | Dodge | 44.0265 | -92.8812 | 176951 | 20210713 | 4 | Dodge Center Solar | 2016 | MISO | PV | c-si | single-axis | 180 | 0 | missing | 6.5 | 9.9 | greenfield | es | -0.29348
401766 | single | 60522 | MN | Chisago | 45.4524 | -92.9019 | 177544 | 20191231 | 4 | Chisago Solar | 2016 | MISO | PV | c-si | single-axis | 180 | 0 | missing | 6.5 | 9.6 | greenfield | grazing,es | -0.33324
401763 | multi | 60519 | MN | Stearns | 45.6408 | -94.6037 | 277393 | 20210715 | 4 | Albany Solar | 2016 | MISO | PV | c-si | single-axis | 180 | 0 | missing | 10 | 15.2 | greenfield | grazing,es | -0.31788
401337 | multi | 59852 | MN | Chisago | 45.4862 | -92.8902 | 3112889 | 20211110 | 4 | North Star Solar Project | 2016 | MISO | PV | c-si | single-axis | 180 | 0 | missing | 100 | 138 | greenfield | grazing,es | -0.53958
402398 | single | 61505 | MN | Goodhue | 44.2669 | -92.6694 | 22384 | 20180908 | 4 | Huneke I (CSG) | 2018 | MISO | PV | c-si | fixed-tilt | 180 | 30 | missing | 1 | 1.4 | greenfield | non-agrivoltaic | -0.1537
402509 | single | 61645 | MN | Waseca | 43.9263 | -93.4856 | 18642 | 20220319 | 4 | Altair Community Solar Garden | 2019 | MISO | PV | thin-film | fixed-tilt | 180 | 30 | missing | 1 | 1.5 | greenfield | es | 0.22596
402513 | multi | 61651 | MN | Stearns | 45.3993 | -94.7164 | 22207 | 20210715 | 4 | Capricornus Community Solar Garden | 2019 | MISO | PV | thin-film | fixed-tilt | 180 | 30 | missing | 1 | 1.5 | greenfield | es | -0.047755
402547 | multi | 61704 | MN | Pope | 45.6533 | -95.3393 | 23655 | 20220912 | 4 | Aquila Community Solar | 2019 | MISO | PV | thin-film | fixed-tilt | 180 | 30 | missing | 1 | 1.5 | greenfield | non-agrivoltaic | -0.13533
402554 | multi | 61711 | MN | Pope | 45.6475 | -95.3281 | 22848 | 20220912 | 4 | Cassiopeia Community Solar | 2019 | MISO | PV | thin-film | fixed-tilt | 180 | 30 | missing | 1 | 1.5 | greenfield | non-agrivoltaic | -0.087915
402723 | multi | 61968 | MN | Chisago | 45.386 | -92.7965 | 47178 | 20211010 | 4 | Chisago Holdco, LLC, (CSG) | 2019 | MISO | PV | c-si | fixed-tilt | 180 | 0 | missing | 3 | 3.9 | greenfield | non-agrivoltaic | 0.27257
402735 | multi | 61983 | MN | Washington | 44.7913 | -92.871 | 86914 | 20220504 | 4 | Cottage Grove Project (CSG) | 2018 | MISO | PV | c-si | fixed-tilt | 180 | 25 | missing | 4.9 | 6.4 | greenfield | es | 0.081266
402769 | single | 62030 | MN | Chisago | 45.3356 | -92.816 | 45570 | 20211010 | 4 | Nautilus Lindstrom Solar (CSG) | 2019 | MISO | PV | c-si | fixed-tilt | 180 | 30 | missing | 2 | 2.8 | greenfield | non-agrivoltaic | -0.17704
402778 | multi | 62042 | MN | Benton | 45.5908 | -94.1392 | 22326 | 20201012 | 4 | USS Solar Rapids (CSG) | 2019 | MISO | PV | c-si | single-axis | 180 | -9999 | missing | 1 | 1 | greenfield | es | -0.52987
402781 | multi | 62045 | MN | Chisago | 45.4731 | -92.8925 | 26514 | 20200914 | 4 | USS Norelius Solar (CSG) | 2019 | MISO | PV | c-si | single-axis | 180 | 0 | missing | 1 | 1 | greenfield | es | -0.67975
402783 | multi | 62047 | MN | Benton | 45.6357 | -94.0537 | 27364 | 20220327 | 4 | USS JJ Solar (CSG) | 2019 | MISO | PV | c-si | single-axis | 180 | 0 | missing | 1 | 1 | greenfield | non-agrivoltaic | -0.70455
402785 | multi | 62049 | MN | Stearns | 45.6818 | -94.213 | 22627 | 20220717 | 4 | USS Brockway Solar (CSG) | 2019 | MISO | PV | c-si | single-axis | 180 | 0 | missing | 1 | 1 | greenfield | es | -0.54249
402787 | single | 62053 | MN | Dodge | 44.0456 | -92.8801 | 21440 | 20220313 | 4 | Syncarpha Dodge 1 (CSG) | 2019 | MISO | PV | c-si | single-axis | 180 | 0 | missing | 1 | 1.3 | greenfield | non-agrivoltaic | -0.19416
402845 | single | 62138 | MN | McLeod | 44.9454 | -94.0724 | 26215 | 20220620 | 4 | Barone (CSG) | 2018 | MISO | PV | c-si | fixed-tilt | 179 | 30 | missing | 1 | 1.4 | greenfield | es | -0.34737
402849 | single | 62143 | MN | Washington | 44.8027 | -92.9964 | 24793 | 20220905 | 4 | MSC-GreyCloud 01 Community Solar | 2019 | MISO | PV | c-si | single-axis | 180 | 0 | missing | 1 | 1.5 | greenfield | es | -0.19699
402850 | single | 62144 | MN | Washington | 45.2886 | -92.8823 | 22581 | 20210124 | 4 | MSC-Scandia 01 (CSG) | 2019 | MISO | PV | c-si | single-axis | 180 | 0 | missing | 1 | 1.5 | greenfield | es | -0.071445
402853 | single | 62148 | MN | Freeborn | 43.6671 | -93.2976 | 34737 | 20220609 | 4 | Goose Lake MN DPC-GM | 2019 | MISO | PV | c-si | single-axis | 180 | 0 | missing | 1.5 | 1.9 | greenfield | es | -0.31998
402877 | single | 62193 | MN | Waseca | 44.1103 | -93.5029 | 26174 | 20220319 | 4 | Winegar (CSG) | 2018 | MISO | PV | c-si | fixed-tilt | 181 | 30 | missing | 1 | 1.4 | greenfield | non-agrivoltaic | -0.34559
402557 | single | 61715 | MN | Kandiyohi | 45.4043 | -94.831 | 21314 | 20210715 | 4 | Deneb Community Solar | 2019 | MISO | PV | thin-film | fixed-tilt | 180 | 30 | missing | 1 | 1.5 | greenfield | non-agrivoltaic | 0.012244
402549 | single | 61706 | MN | Murray | 43.9808 | -95.7677 | 44650 | 20211227 | 4 | Auriga Community Solar | 2018 | MISO | PV | thin-film | fixed-tilt | 180 | 30 | missing | 1 | 1.5 | greenfield | non-agrivoltaic | -0.76707
402827 | single | 62105 | MN | Wright | 45.2722 | -93.8282 | 141816 | 20220310 | 4 | Monticello Project (CSG) | 2018 | MISO | PV | c-si | single-axis | 180 | 0 | missing | 5 | 6.7 | greenfield | es | -0.47787
402616 | single | 61817 | MN | Sherburne | 45.3363 | -93.7918 | 60871 | 20220310 | 4 | Big Lake Project (CSG) | 2018 | MISO | PV | c-si | single-axis | 180 | 0 | missing | 5 | 6.9 | greenfield | non-agrivoltaic | 0.92276
402434 | single | 61547 | MN | Wright | 45.2131 | -93.7185 | 85658 | 20220408 | 4 | WrightSun (CSG), LLC | 2018 | MISO | PV | thin-film | fixed-tilt | 180 | 20 | missing | 5 | 6.5 | greenfield | non-agrivoltaic | 0.12887
401771 | single | 60527 | MN | Wright | 45.1957 | -93.8122 | 219735 | 20220310 | 4 | Lake Pulaski Solar | 2016 | MISO | PV | c-si | single-axis | 180 | 0 | missing | 7.5 | 10.9 | greenfield | es | -0.42786
402529 | single | 61680 | MN | Wright | 45.2109 | -93.8827 | 176789 | 20220327 | 4 | Tatanka Wi | 2017 | MISO | PV | c-si | single-axis | 180 | 0 | missing | 7.11 | 8.7 | greenfield | non-agrivoltaic | -0.4362
401764 | single | 60520 | MN | Wright | 45.2482 | -94.1089 | 173223 | 20221012 | 4 | Annandale Solar | 2016 | MISO | PV | c-si | single-axis | 180 | 0 | missing | 6 | 9.1 | greenfield | es | -0.36582
402821 | single | 62098 | MN | Sherburne | 45.4346 | -94.0403 | 130755 | 20220327 | 4 | Tiller (CSG) | 2018 | MISO | PV | c-si | single-axis | 180 | 0 | missing | 5 | 6.3 | greenfield | es | -0.45802
402527 | single | 61672 | MN | Sherburne | 45.4381 | -94.0452 | 109992 | 20220327 | 4 | Sherburne Community Solar | 2018 | MISO | PV | c-si | single-axis | 180 | 0 | missing | 5 | 7 | greenfield | non-agrivoltaic | -0.13049
402318 | single | 61384 | MN | Stearns | 45.4775 | -94.1216 | 114848 | 20201012 | 4 | St. Cloud Solar (CSG) | 2018 | MISO | PV | c-si | fixed-tilt | 180 | 30 | missing | 5 | 5 | greenfield | non-agrivoltaic | -0.55644
402584 | single | 61762 | MN | Sherburne | 45.4995 | -94.1125 | 147966 | 20201012 | 4 | Sherburne North Project (CSG) | 2018 | MISO | PV | c-si | single-axis | 180 | 0 | missing | 5 | 7 | greenfield | es | -0.47652
402165 | single | 61139 | MN | Sherburne | 45.5565 | -94.1173 | 68081 | 20220717 | 4 | Marmas Solar (CSG) | 2018 | MISO | PV | thin-film | fixed-tilt | 180 | 30 | missing | 4 | 4 | greenfield | non-agrivoltaic | -0.23403
402038 | single | 60919 | MN | Scott | 44.7965 | -93.4368 | 21979 | 20220805 | 4 | Shakopee Met Council WTP | 2016 | MISO | PV | c-si | fixed-tilt | 180 | 25 | missing | 1.3 | 1.6 | greenfield | non-agrivoltaic | 0.063477
401765 | single | 60521 | MN | Kandiyohi | 45.141 | -94.7684 | 113224 | 20210715 | 4 | Atwater Solar | 2016 | MISO | PV | c-si | single-axis | 180 | 0 | missing | 4 | 5.9 | greenfield | es | -0.37481
401769 | single | 60525 | MN | Washington | 44.7592 | -92.8248 | 126760 | 20220617 | 4 | Hastings Solar | 2016 | MISO | PV | c-si | single-axis | 180 | 0 | missing | 4.5 | 6.8 | greenfield | grazing,es | -0.34227
401770 | single | 60526 | MN | Le Sueur | 44.3204 | -93.9041 | 125098 | 20211030 | 4 | Lake Emily Solar | 2016 | MISO | PV | c-si | single-axis | 180 | 0 | missing | 4.5 | 6.6 | greenfield | non-agrivoltaic | -0.36105
402066 | single | 60962 | MN | Le Sueur | 44.3172 | -93.8976 | 53524 | 20211030 | 4 | Red Maple Solar | 2018 | MISO | PV | c-si | single-axis | 180 | 0 | missing | 3 | 3.9 | greenfield | non-agrivoltaic | 0.064929
401772 | single | 60528 | MN | Chisago | 45.4025 | -92.694 | 100922 | 20211110 | 4 | Lawrence Creek Solar | 2016 | MISO | PV | c-si | single-axis | 180 | 0 | missing | 3.5 | 5.3 | greenfield | grazing,es | -0.36619
401773 | single | 60529 | MN | Wright | 45.0558 | -93.9231 | 95908 | 20220327 | 4 | Montrose Solar | 2016 | MISO | PV | c-si | single-axis | 180 | 0 | missing | 3.5 | 5 | greenfield | grazing,es | -0.3743
401775 | single | 60531 | MN | Goodhue | 44.2051 | -92.664 | 117887 | 20220924 | 4 | Pine Island Solar | 2016 | MISO | PV | c-si | single-axis | 180 | 0 | missing | 4 | 6.5 | greenfield | es | -0.31065
401839 | single | 60632 | MN | Scott | 44.797 | -93.4399 | 54453 | 20220805 | 4 | Blue Lake Solar | 2016 | MISO | PV | c-si | fixed-tilt | 180 | 20 | missing | 3 | 3.9 | greenfield | non-agrivoltaic | 0.038594
401849 | single | 60652 | MN | Wright | 45.1149 | -93.8139 | 54970 | 20200626 | 4 | Dickinson Solar Array | 2016 | MISO | PV | c-si | fixed-tilt | 180 | 30 | missing | 2.3 | 2.6 | greenfield | non-agrivoltaic | -0.47673
401873 | multi | 60694 | MN | Stearns | 45.4739 | -94.4064 | 66452 | 20220620 | 4 | Wake Sun, LLC | 2017 | MISO | PV | c-si | fixed-tilt | 180 | 30 | missing | 3 | 4.1 | greenfield | non-agrivoltaic | -0.17164
401874 | single | 60695 | MN | Carver | 44.7649 | -93.857 | 110228 | 20220620 | 4 | BentonSun, LLC | 2016 | MISO | PV | c-si | fixed-tilt | 180 | 25 | missing | 5 | 6.9 | greenfield | es | -0.1526
401949 | single | 60795 | MN | Chisago | 45.3908 | -92.7651 | 80618 | 20200927 | 4 | Eichtens Community Solar | 2016 | MISO | PV | c-si | fixed-tilt | 180 | 30 | missing | 3.9 | 4.8 | greenfield | non-agrivoltaic | -0.21737
401950 | single | 60796 | MN | Goodhue | 44.5458 | -92.5109 | 100961 | 20220929 | 4 | Red Wing Community Solar | 2016 | MISO | PV | c-si | fixed-tilt | 180 | 30 | missing | 4.9 | 6.1 | greenfield | es | -0.19874
401977 | single | 60832 | MN | Dakota | 44.6216 | -93.134 | 92027 | 20220829 | 4 | Farmington Holdco Solar | 2017 | MISO | PV | c-si | fixed-tilt | 180 | 30 | missing | 5 | 6.2 | greenfield | grazing,es | -0.051452
401979 | single | 60834 | MN | Olmsted | 44.0241 | -92.5916 | 104176 | 20220924 | 4 | Hwy 14 Holdco Solar (CSG) | 2017 | MISO | PV | c-si | fixed-tilt | 180 | 30 | missing | 5 | 6.7 | greenfield | non-agrivoltaic | -0.11622
401980 | single | 60835 | MN | Goodhue | 44.2159 | -92.6591 | 74451 | 20180908 | 4 | Pine Island Solar (CSG) | 2017 | MISO | PV | c-si | fixed-tilt | 180 | 30 | missing | 3.9 | 4.8 | greenfield | non-agrivoltaic | -0.11289
401983 | single | 60838 | MN | Wabasha | 44.3675 | -92.0198 | 61977 | 20200816 | 4 | Wabasha Holdco Solar (CSG) | 2017 | MISO | PV | c-si | fixed-tilt | 180 | 25 | missing | 3 | 4.1 | greenfield | non-agrivoltaic | -0.07725
402046 | single | 60935 | MN | Dakota | 44.6921 | -92.8171 | 17166 | 20220822 | 4 | GRE Marshan Solar | 2017 | MISO | PV | c-si | fixed-tilt | 180 | 25 | missing | 1 | 1.2 | greenfield | es | 0.002238
402064 | single | 60958 | MN | Carver | 44.9365 | -93.8345 | 118429 | 20220620 | 4 | Nesvold Watertown Solar | 2018 | MISO | PV | c-si | fixed-tilt | 180 | 19 | missing | 5 | 7 | greenfield | es | -0.22654
402069 | single | 60966 | MN | Carver | 44.801 | -93.9116 | 97996 | 20220620 | 4 | Lind Solar (CSG) | 2017 | MISO | PV | c-si | fixed-tilt | 180 | 30 | missing | 4.9 | 6.1 | greenfield | non-agrivoltaic | -0.16001
402072 | single | 60971 | MN | Stearns | 45.6699 | -94.7082 | 94441 | 20210715 | 4 | Michael Solar | 2017 | MISO | PV | c-si | fixed-tilt | 180 | 25 | missing | 3 | 4.2 | greenfield | es | -0.53661
402123 | single | 61059 | MN | Douglas | 45.8513 | -95.1479 | 132075 | 20220912 | 4 | Novel OYA of Osakis (CSG) | 2018 | MISO | PV | c-si | fixed-tilt | 180 | 35 | missing | 5 | 7.2 | greenfield | es | -0.32385
402127 | single | 61072 | MN | Steele | 44.0826 | -93.2851 | 155404 | 20220609 | 4 | Lemond Solar | 2017 | MISO | PV | c-si | single-axis | 180 | 0 | missing | 5 | 6.6 | greenfield | non-agrivoltaic | -0.57903
402164 | multi | 61138 | MN | Pope | 45.6422 | -95.3581 | 72296 | 20220912 | 4 | Armstrong Solar | 2018 | MISO | PV | c-si | fixed-tilt | 180 | 25 | missing | 3 | 3.7 | greenfield | non-agrivoltaic | -0.39453
402166 | single | 61140 | MN | Faribault | 43.847 | -93.8375 | 36815 | 20210429 | 4 | CF Novel Solar (CSG) Gardens Two, LLC | 2017 | MISO | PV | thin-film | fixed-tilt | 180 | 20 | missing | 1.8 | 2.2 | greenfield | non-agrivoltaic | -0.21275
402167 | single | 61141 | MN | Le Sueur | 44.2412 | -93.9621 | 51049 | 20211030 | 4 | CF Novel Solar (CSG) Gardens Eleven, LLC | 2017 | MISO | PV | thin-film | fixed-tilt | 180 | 20 | missing | 3 | 3.6 | greenfield | es | 0.01527
402202 | single | 61203 | MN | Stearns | 45.4301 | -94.4269 | 122364 | 20220620 | 4 | Lahr 1, LLC | 2018 | MISO | PV | c-si | fixed-tilt | 180 | 10 | missing | 5 | 7.1 | greenfield | es | -0.2495
402302 | single | 61363 | MN | Dakota | 44.7262 | -93.0228 | 135514 | 20220905 | 4 | Equuleus Community Solar Gardens | 2017 | MISO | PV | c-si | fixed-tilt | 180 | 34 | missing | 5 | 7.5 | greenfield | non-agrivoltaic | -0.30625
401886 | single | 60714 | MN | Dakota | 44.7222 | -93.0222 | 122314 | 20191231 | 4 | Rosemount Community Solar | 2016 | MISO | PV | thin-film | fixed-tilt | 185 | 35 | missing | 4.5 | 6.5 | greenfield | non-agrivoltaic | -0.35293
402314 | single | 61380 | MN | Pipestone | 43.9122 | -96.1872 | 106822 | 20220622 | 4 | Johnson Solar (CSG) | 2018 | MISO | PV | c-si | fixed-tilt | 180 | 30 | missing | 5 | 5 | greenfield | non-agrivoltaic | -0.48714
402315 | single | 61381 | MN | Blue Earth | 44.1827 | -93.8754 | 133856 | 20220312 | 4 | Koppelman Sun (CSG) | 2017 | MISO | PV | c-si | fixed-tilt | 180 | 30 | missing | 5 | 7.5 | greenfield | non-agrivoltaic | -0.29173
402316 | single | 61382 | MN | Chisago | 45.3197 | -92.798 | 68957 | 20200927 | 4 | Lindstrom Solar (CSG) | 2018 | MISO | PV | thin-film | fixed-tilt | 180 | 30 | missing | 3 | 3 | greenfield | non-agrivoltaic | -0.55709
402317 | single | 61383 | MN | Nicollet | 44.2589 | -94.2889 | 124481 | 20190423 | 4 | Rengstorf Solar (CSG) | 2017 | MISO | PV | c-si | fixed-tilt | 180 | 30 | missing | 5 | 7.5 | greenfield | es | -0.20233
402342 | single | 61426 | MN | Chisago | 45.4003 | -92.6772 | 100158 | 20200927 | 4 | Gopher (CSG) | 2018 | MISO | PV | c-si | fixed-tilt | 180 | 10 | missing | 5 | 7.2 | greenfield | es | 0.044204
402343 | single | 61427 | MN | Stearns | 45.4608 | -94.5131 | 111985 | 20210715 | 4 | Richmond (CSG) | 2017 | MISO | PV | c-si | fixed-tilt | 180 | 25 | missing | 5 | 7 | greenfield | es | -0.15448
402344 | single | 61428 | MN | Chisago | 45.3916 | -92.6851 | 94091 | 20211010 | 4 | Taylors Falls (CSG) | 2018 | MISO | PV | c-si | fixed-tilt | 180 | 10 | missing | 5 | 7.2 | greenfield | es | 0.14242
402358 | single | 61451 | MN | Rice | 44.4686 | -93.1234 | 99059 | 20220313 | 4 | Northfield Holdco (CSG) | 2017 | MISO | PV | c-si | fixed-tilt | 180 | 30 | missing | 5 | 7 | greenfield | non-agrivoltaic | 0.018325
402359 | single | 61452 | MN | Dakota | 44.4755 | -93.2008 | 47434 | 20220313 | 4 | Waterford Holdco (CSG) | 2017 | MISO | PV | c-si | fixed-tilt | 180 | 30 | missing | 2.7 | 3.8 | greenfield | non-agrivoltaic | 0.21845
401889 | single | 60717 | MN | Dakota | 44.4757 | -93.1977 | 70844 | 20211220 | 4 | Northfield Community Solar | 2016 | MISO | PV | thin-film | fixed-tilt | 185 | 35 | missing | 4.5 | 6.5 | greenfield | grazing,es | 0.46506
402360 | single | 61453 | MN | Hennepin | 45.0712 | -93.6434 | 125034 | 20200906 | 4 | B.R. Corcoran (CSG) | 2017 | MISO | PV | c-si | fixed-tilt | 180 | 30 | missing | 5 | 7 | greenfield | es | -0.29269
402361 | single | 61454 | MN | Stearns | 45.6652 | -94.2245 | 55523 | 20210715 | 4 | B.R. Sartell (CSG) | 2017 | MISO | PV | c-si | fixed-tilt | 180 | 25 | missing | 3 | 4.2 | greenfield | grazing,es | 0.12381
402362 | single | 61455 | MN | Benton | 45.6253 | -94.0782 | 121588 | 20220327 | 4 | B.R. Sauk Rapids (CSG) | 2017 | MISO | PV | c-si | fixed-tilt | 180 | 30 | missing | 5 | 7 | greenfield | es | -0.25908
402363 | single | 61456 | MN | McLeod | 44.9506 | -94.0546 | 80077 | 20220620 | 4 | Montgomery Winsted (CSG) | 2017 | MISO | PV | c-si | fixed-tilt | 180 | 30 | missing | 3 | 4.2 | greenfield | non-agrivoltaic | -0.3676
402380 | single | 61478 | MN | Dakota | 44.6544 | -93.1112 | 101094 | 20220829 | 4 | SunE Feely 1 (CSG), LLC | 2018 | MISO | PV | c-si | fixed-tilt | 180 | 25 | missing | 5 | 6.5 | greenfield | grazing,es | -0.1166
402381 | single | 61483 | MN | Washington | 44.843 | -92.871 | 106238 | 20220617 | 4 | Cottage Grove (CSG), LLC | 2018 | MISO | PV | c-si | fixed-tilt | 180 | 25 | missing | 5 | 6.5 | greenfield | non-agrivoltaic | -0.18255
402390 | multi | 61494 | MN | Wright | 45.1836 | -93.7335 | 80254 | 20220408 | 4 | Wright Cuddyer (CSG) | 2018 | MISO | PV | c-si | fixed-tilt | 180 | 25 | missing | 4 | 5.6 | greenfield | non-agrivoltaic | -0.000453
402396 | single | 61500 | MN | Carver | 44.8649 | -93.8606 | 61530 | 20220327 | 4 | Porter Way Community Solar Garden | 2018 | MISO | PV | c-si | fixed-tilt | 180 | 25 | missing | 3 | 3.9 | greenfield | es | -0.13593
402397 | single | 61504 | MN | Steele | 44.1253 | -93.285 | 23389 | 20200821 | 4 | RJC I (CSG) | 2018 | MISO | PV | c-si | fixed-tilt | 180 | 30 | missing | 1 | 1.4 | greenfield | non-agrivoltaic | -0.21068
402399 | single | 61506 | MN | Renville | 44.7956 | -95.2008 | 25930 | 20210724 | 4 | Krause (CSG) | 2018 | MISO | PV | c-si | fixed-tilt | 180 | 30 | missing | 1 | 1.4 | greenfield | non-agrivoltaic | -0.33491
402430 | single | 61542 | MN | Pope | 45.646 | -95.5323 | 18170 | 20220912 | 4 | PopeSun (CSG), LLC | 2017 | MISO | PV | c-si | fixed-tilt | 180 | 20 | missing | 5 | 6.2 | greenfield | non-agrivoltaic | 5.7504
402432 | single | 61544 | MN | Le Sueur | 44.2129 | -93.5489 | 109944 | 20220319 | 4 | LeSun (CSG), LLC | 2018 | MISO | PV | c-si | fixed-tilt | 180 | 20 | missing | 5 | 7.1 | greenfield | non-agrivoltaic | -0.11063
402433 | single | 61545 | MN | Washington | 44.846 | -92.8749 | 86365 | 20221101 | 4 | CGSun, LLC Community Solar | 2017 | MISO | PV | c-si | fixed-tilt | 180 | 20 | missing | 4 | 5 | greenfield | es | -0.25226
402435 | single | 61548 | MN | Sherburne | 45.4301 | -94.0189 | 57273 | 20220327 | 4 | CF Novel Solar (CSG) Gardens Seven, LLC | 2017 | MISO | PV | c-si | fixed-tilt | 180 | 20 | missing | 3.3 | 4.5 | greenfield | non-agrivoltaic | 0.18583
402450 | single | 61570 | MN | Rice | 44.527 | -93.3664 | 30524 | 20211220 | 4 | Veseli Community Solar Garden | 2018 | MISO | PV | c-si | single-axis | 180 | 0 | missing | 1 | 1.4 | greenfield | es | -0.50707
402451 | single | 61571 | MN | Carver | 44.9051 | -94.0004 | 32110 | 20220620 | 4 | New Germany Community Solar Garden | 2018 | MISO | PV | c-si | single-axis | 180 | 0 | missing | 1 | 1.4 | greenfield | non-agrivoltaic | -0.55509
402453 | single | 61573 | MN | Carver | 44.8743 | -93.8147 | 21761 | 20220310 | 2 | Lake Waconia IV Community Solar Garden | 2018 | MISO | PV | c-si | fixed-tilt | 180 | 25 | missing | 1 | 1.4 | greenfield | es | -0.11578
402454 | single | 61574 | MN | Goodhue | 44.3194 | -92.6678 | 21661 | 20220822 | 4 | Zumbro Community Solar Garden | 2018 | MISO | PV | c-si | fixed-tilt | 180 | 30 | missing | 1 | 1.4 | greenfield | non-agrivoltaic | -0.10946
402462 | single | 61585 | MN | Washington | 45.2506 | -92.8715 | 152726 | 20211110 | 4 | Scandia (CSG) | 2018 | MISO | PV | c-si | single-axis | 180 | 0 | missing | 5 | 5 | greenfield | es | -0.7852
402463 | single | 61586 | MN | Wright | 45.0609 | -93.9033 | 116395 | 20220327 | 4 | MontSun Community Solar | 2017 | MISO | PV | c-si | fixed-tilt | 180 | 25 | missing | 5 | 7.4 | greenfield | non-agrivoltaic | -0.13185
402464 | single | 61587 | MN | Wright | 45.061 | -93.9803 | 119081 | 20220327 | 4 | WaveSun Community Solar | 2017 | MISO | PV | c-si | fixed-tilt | 180 | 30 | missing | 5 | 7.1 | greenfield | non-agrivoltaic | -0.21561
402498 | single | 61626 | MN | Rice | 44.4438 | -93.1985 | 127386 | 20220313 | 4 | Dundas Solar Holdings, LLC (CSG) | 2018 | MISO | PV | c-si | fixed-tilt | 180 | 30 | missing | 5 | 6.6 | greenfield | es | -0.38112
402499 | single | 61627 | MN | Le Sueur | 44.1984 | -93.5683 | 112347 | 20220319 | 4 | Waterville (CSG) Solar Holdings, LLC | 2018 | MISO | PV | c-si | fixed-tilt | 180 | 30 | missing | 5 | 6.6 | greenfield | es | -0.23418
402524 | single | 61669 | MN | Washington | 45.2919 | -92.8124 | 55780 | 20211010 | 4 | Scandia Community Solar Garden | 2018 | MISO | PV | c-si | fixed-tilt | 180 | 28 | missing | 2.5 | 3.3 | greenfield | non-agrivoltaic | -0.2254
402525 | single | 61670 | MN | Steele | 44.1325 | -93.2651 | 22635 | 20220609 | 4 | RJC II Community Solar Garden | 2018 | MISO | PV | c-si | fixed-tilt | 180 | 30 | missing | 1 | 1.4 | greenfield | non-agrivoltaic | -0.16841
402526 | single | 61671 | MN | Goodhue | 44.3962 | -92.6091 | 58038 | 20211110 | 2 | Betcher Community Solar Garden | 2018 | MISO | PV | c-si | fixed-tilt | 180 | 30 | missing | 1 | 1.4 | greenfield | non-agrivoltaic | -0.96775
402533 | multi | 61686 | MN | Chisago | 45.48 | -92.8128 | 42311 | 20211010 | 4 | Johnson 1 Community Solar | 2018 | MISO | PV | c-si | fixed-tilt | 180 | 30 | missing | 1 | 1.4 | greenfield | non-agrivoltaic | -0.77779
402535 | single | 61690 | MN | Goodhue | 44.5522 | -92.637 | 138961 | 20220928 | 4 | Foreman's Hill Community Solar | 2018 | MISO | PV | c-si | fixed-tilt | 180 | 30 | missing | 5 | 7.1 | greenfield | non-agrivoltaic | -0.39632
402539 | single | 61695 | MN | Chisago | 45.4899 | -92.8518 | 27080 | 20190919 | 4 | Johnson II Community Solar | 2018 | MISO | PV | c-si | fixed-tilt | 180 | 30 | missing | 1 | 1.4 | greenfield | non-agrivoltaic | -0.38351
402548 | single | 61705 | MN | Le Sueur | 44.2841 | -93.9542 | 20446 | 20211030 | 4 | Acturus Community Solar | 2018 | MISO | PV | thin-film | fixed-tilt | 180 | 30 | missing | 1 | 1.5 | greenfield | es | 0.075516
402552 | single | 61709 | MN | Pope | 45.6712 | -95.3885 | 19158 | 20220912 | 4 | Libra Community Solar | 2018 | MISO | PV | thin-film | fixed-tilt | 180 | 30 | missing | 1 | 1.5 | greenfield | non-agrivoltaic | 0.17999
402556 | single | 61713 | MN | Murray | 43.9781 | -95.8508 | 26290 | 20211227 | 4 | Leo Community Solar | 2018 | MISO | PV | thin-film | fixed-tilt | 180 | 30 | missing | 1 | 1.5 | greenfield | es | -0.26999
402601 | single | 61793 | MN | Rice | 44.2267 | -93.4203 | 22972 | 20220609 | 4 | Heyer (CSG) | 2018 | MISO | PV | c-si | fixed-tilt | 180 | 30 | missing | 1 | 1.4 | greenfield | non-agrivoltaic | -0.18764
402730 | single | 61977 | MN | Chisago | 45.4593 | -92.8996 | 27999 | 20200927 | 4 | Cornillie | 2018 | MISO | PV | c-si | fixed-tilt | 179 | 30 | missing | 1 | 1.4 | greenfield | es | -0.41944
402782 | single | 62046 | MN | Chisago | 45.4593 | -92.9016 | 26196 | 20200914 | 4 | USS Nillie Corn Solar (CSG) | 2018 | MISO | PV | c-si | single-axis | 180 | 0 | missing | 1 | 1 | greenfield | non-agrivoltaic | -0.67006
402746 | single | 61997 | MN | Sherburne | 45.3155 | -93.7703 | 30283 | 20220310 | 4 | USS Big Lake 1 Solar (CSG) | 2018 | MISO | PV | c-si | single-axis | 180 | 0 | missing | 1 | 1 | greenfield | crop,es | -0.77919
402747 | single | 61998 | MN | Chisago | 45.4356 | -92.9453 | 27535 | 20191231 | 4 | USS Good Solar (CSG) | 2018 | MISO | PV | c-si | single-axis | 180 | 0 | missing | 1 | 1 | greenfield | es | -0.70939
402748 | single | 61999 | MN | Benton | 45.6245 | -94.0613 | 27674 | 20220327 | 4 | USS Kasch Solar (CSG) | 2018 | MISO | PV | c-si | single-axis | 180 | 0 | missing | 1 | 1 | greenfield | es | -0.71325
402749 | single | 62000 | MN | Chisago | 45.4476 | -92.9234 | 24585 | 20191231 | 4 | USS Rockpoint Solar (CSG) | 2018 | MISO | PV | c-si | single-axis | 180 | 0 | missing | 1 | 1 | greenfield | es | -0.61704
402751 | single | 62010 | MN | Sibley | 44.5204 | -94.5242 | 80375 | 20220409 | 4 | Gibbon Solar | 2019 | MISO | PV | c-si | fixed-tilt | 180 | 30 | missing | 3.3 | 4.5 | greenfield | non-agrivoltaic | -0.29264
402780 | single | 62044 | MN | Chisago | 45.4938 | -92.8449 | 30112 | 20200914 | 4 | USS Solar Dawn (CSG) | 2018 | MISO | PV | c-si | single-axis | 180 | 0 | missing | 1 | 1 | greenfield | es | -0.77523
402784 | single | 62048 | MN | Chisago | 45.4927 | -92.9045 | 31039 | 20200927 | 4 | USS Dubhe Solar (CSG) | 2018 | MISO | PV | c-si | single-axis | 180 | 0 | missing | 1 | 1.4 | greenfield | es | -0.52322
402794 | single | 62060 | MN | Dakota | 44.5491 | -93.0165 | 51824 | 20220313 | 4 | Hampton MN GRE | 2018 | MISO | PV | c-si | single-axis | 180 | 0 | missing | 2 | 2.5 | greenfield | es | -0.45677
402795 | single | 62061 | MN | Anoka | 45.2349 | -93.4837 | 57782 | 20220805 | 4 | Anoka County MN CONX | 2018 | MISO | PV | c-si | fixed-tilt | 180 | 25 | missing | 3.4 | 4.6 | greenfield | es | 0.20782
402812 | multi | 62088 | MN | Scott | 44.5583 | -93.3765 | 37253 | 20211220 | 4 | Schultz (CSG) | 2018 | MISO | PV | c-si | fixed-tilt | 180 | 25 | missing | 1.8 | 2.6 | greenfield | es | -0.000152
402822 | single | 62099 | MN | Sherburne | 45.4179 | -94.0088 | 131924 | 20220327 | 4 | Hammer (CSG) | 2018 | MISO | PV | c-si | single-axis | 180 | 0 | missing | 4.8 | 6.4 | greenfield | es | -0.451
402844 | single | 62137 | MN | Chisago | 45.3946 | -92.7812 | 27508 | 20211010 | 4 | Eichtens II (CSG) | 2018 | MISO | PV | c-si | fixed-tilt | 180 | 30 | missing | 1 | 1.4 | greenfield | es | -0.40054
402846 | single | 62139 | MN | Goodhue | 44.2954 | -92.7348 | 23161 | 20220822 | 4 | Huneke II (CSG) | 2018 | MISO | PV | c-si | fixed-tilt | 180 | 30 | missing | 1.1 | 1.4 | greenfield | non-agrivoltaic | -0.19815
402878 | single | 62194 | MN | Waseca | 43.9069 | -93.4889 | 26424 | 20220319 | 4 | Bolduan (CSG) | 2018 | MISO | PV | c-si | fixed-tilt | 181 | 30 | missing | 1 | 1.4 | greenfield | non-agrivoltaic | -0.3563
402879 | single | 62195 | MN | Waseca | 44.0938 | -93.7097 | 34192 | 20220312 | 4 | Guse (CSG) | 2018 | MISO | PV | c-si | fixed-tilt | 178 | 30 | missing | 1 | 1.4 | greenfield | non-agrivoltaic | -0.61132
403678 | single | 63484 | MN | Sherburne | 45.4353 | -94.044 | 26662 | 20220327 | 4 | Gohman Community Solar (CSG) | 2020 | MISO | PV | c-si | fixed-tilt | 180 | 30 | missing | 1.1 | 1.4 | greenfield | non-agrivoltaic | -0.36633
403677 | single | 63481 | MN | Waseca | 44.0355 | -93.4953 | 18151 | 20220319 | 4 | Clear Garden (CSG) | 2019 | MISO | PV | c-si | fixed-tilt | 180 | 20 | missing | 1 | 1.3 | greenfield | non-agrivoltaic | 0.038614
403676 | single | 63480 | MN | Rice | 44.2993 | -93.2401 | 37523 | 20220313 | 4 | Roberds Garden (CSG) | 2019 | MISO | PV | c-si | fixed-tilt | 180 | 20 | missing | 1 | 1.3 | greenfield | non-agrivoltaic | -0.7448
403656 | single | 63454 | MN | Pope | 45.6333 | -95.5285 | 90353 | 20220912 | 4 | Wollan Garden Solar | 2019 | MISO | PV | c-si | fixed-tilt | 180 | 20 | missing | 1 | 1.3 | greenfield | non-agrivoltaic | -1.174
403655 | single | 63453 | MN | Pope | 45.657 | -95.5191 | 18560 | 20220912 | 4 | Malmedal Solar Garden | 2019 | MISO | PV | c-si | fixed-tilt | 180 | 20 | missing | 1 | 1.3 | greenfield | non-agrivoltaic | 0.005126
403640 | single | 63430 | MN | Dakota | 44.4848 | -93.2123 | 27840 | 20220313 | 4 | Chub Garden Solar | 2020 | MISO | PV | c-si | fixed-tilt | 180 | 25 | missing | 1 | 1.3 | greenfield | es | -0.4895
403637 | single | 63427 | MN | Sibley | 44.5442 | -94.2231 | 15950 | 20200826 | 4 | Mud Garden Solar | 2020 | MISO | PV | c-si | fixed-tilt | 180 | 25 | missing | 1 | 1.3 | greenfield | es | 0.24798
403634 | single | 63424 | MN | Rice | 44.2519 | -93.2741 | 18347 | 20211220 | 4 | Straight Garden Solar | 2020 | MISO | PV | c-si | fixed-tilt | 180 | 25 | missing | 1 | 1.3 | greenfield | non-agrivoltaic | 0.02237
403628 | single | 63417 | MN | Goodhue | 44.2983 | -92.7406 | 19457 | 20211010 | 4 | Goodhue Community Solar Three, LLC (CSG) | 2020 | MISO | PV | c-si | fixed-tilt | 180 | 30 | missing | 1 | 1.4 | greenfield | es | 0.045634
403350 | single | 63037 | MN | Goodhue | 44.2996 | -92.7412 | 19467 | 20220822 | 4 | FastSun 11 (CSG) | 2020 | MISO | PV | c-si | single-axis | 180 | 0 | missing | 1 | 1.4 | greenfield | es | 0.044811
403618 | single | 63406 | MN | Dakota | 44.5996 | -93.1353 | 48366 | 20220829 | 4 | Vermillion River_MN_GRE DEA-GM | 2019 | MISO | PV | c-si | fixed-tilt | 182 | 25 | missing | 3 | 3.8 | greenfield | es | 0.18574
403614 | single | 63402 | MN | Stearns | 45.6523 | -94.7541 | 30797 | 20210715 | 4 | New Munich Solar | 2019 | MISO | PV | thin-film | single-axis | 180 | 0 | missing | 1 | 1.4 | greenfield | es | -0.5157
403613 | single | 63401 | MN | Chisago | 45.3169 | -92.8004 | 31210 | 20211010 | 4 | Olinda Trail Solar | 2019 | MISO | PV | thin-film | single-axis | 180 | 0 | missing | 1 | 1.4 | greenfield | es | -0.52846
403612 | single | 63400 | MN | Stearns | 45.649 | -94.5595 | 30840 | 20210715 | 4 | Stearns Solar I | 2019 | MISO | PV | thin-film | single-axis | 180 | 0 | missing | 1 | 1.4 | greenfield | es | -0.51703
403609 | single | 63397 | MN | Waseca | 44.0904 | -93.5559 | 19582 | 20220319 | 4 | Loon Garden | 2020 | MISO | PV | c-si | fixed-tilt | 180 | 25 | missing | 1 | 1.3 | greenfield | es | -0.072306
403608 | single | 63396 | MN | Waseca | 44 | -93.4988 | 19558 | 20220319 | 4 | Buffalo Garden | 2020 | MISO | PV | c-si | fixed-tilt | 180 | 25 | missing | 1 | 1.3 | greenfield | es | -0.070558
403499 | single | 63252 | MN | Rice | 44.2443 | -93.2698 | 18114 | 20220609 | 4 | Cannon Garden Solar | 2020 | MISO | PV | c-si | fixed-tilt | 180 | 25 | missing | 1 | 1.3 | greenfield | non-agrivoltaic | 0.041646
403452 | single | 63175 | MN | Sherburne | 45.4653 | -94.0909 | 22585 | 20201012 | 4 | E. Goenner Project (CSG) | 2019 | MISO | PV | c-si | single-axis | 180 | 0 | missing | 1 | 1.4 | greenfield | non-agrivoltaic | -0.16551
403427 | single | 63146 | MN | Stearns | 45.674 | -94.7509 | 33250 | 20211110 | 4 | USS Midtown Solar, LLC (CSG) | 2020 | MISO | PV | c-si | single-axis | 180 | 0 | missing | 1 | 1.4 | greenfield | es | -0.58676
403426 | single | 63145 | MN | Chisago | 45.3483 | -92.9232 | 30930 | 20200927 | 4 | USS Cheyenne Solar, LLC (CSG) | 2020 | MISO | PV | c-si | single-axis | 180 | 0 | missing | 1 | 1.4 | greenfield | es | -0.51985
403419 | single | 63138 | MN | Sherburne | 45.5173 | -94.1107 | 33636 | 20220717 | 4 | USS Haven Solar, LLC (CSG) | 2019 | MISO | PV | c-si | single-axis | 180 | 0 | missing | 1 | 1.4 | greenfield | non-agrivoltaic | -0.597
403409 | single | 63121 | MN | Stearns | 45.6175 | -94.4822 | 27165 | 20210715 | 4 | Stearns Community Solar One, LLC (CSG) | 2019 | MISO | PV | c-si | fixed-tilt | 180 | 30 | missing | 1 | 1.4 | greenfield | non-agrivoltaic | -0.38693
403355 | single | 63042 | MN | Stearns | 45.618 | -94.4852 | 18857 | 20210715 | 4 | FastSun 3 (CSG) | 2019 | MISO | PV | c-si | single-axis | 180 | 0 | missing | 1 | 1.4 | greenfield | es | 0.094164
403406 | single | 63118 | MN | Meeker | 45.0713 | -94.3039 | 21581 | 20220620 | 4 | Meeker Community Solar One, LLC (CSG) | 2019 | MISO | PV | c-si | fixed-tilt | 180 | 30 | missing | 1 | 1.4 | greenfield | non-agrivoltaic | -0.10438
403359 | single | 63046 | MN | Meeker | 45.0725 | -94.3059 | 18936 | 20220620 | 4 | FastSun 1 (CSG) | 2019 | MISO | PV | c-si | single-axis | 180 | 0 | batteries | 1 | 1.3 | greenfield | es | -0.024331
403404 | single | 63116 | MN | Dakota | 44.6564 | -93.108 | 21381 | 20220829 | 4 | Dakota Community Solar One, LLC (CSG) | 2019 | MISO | PV | c-si | fixed-tilt | 180 | 30 | missing | 1 | 1.4 | greenfield | non-agrivoltaic | -0.091579
403706 | single | 63532 | MN | Winona | 43.8581 | -91.3254 | 22785 | 20220123 | 4 | Winona Community Solar One, LLC | 2020 | MISO | PV | c-si | fixed-tilt | 180 | 30 | missing | 1 | 1.4 | greenfield | non-agrivoltaic | -0.17703
403351 | single | 63038 | MN | Goodhue | 44.2907 | -92.7237 | 28388 | 20220822 | 4 | FastSun 10 (CSG) | 2020 | MISO | PV | c-si | single-axis | 180 | 0 | missing | 1 | 1.4 | greenfield | non-agrivoltaic | -0.43399
403405 | single | 63117 | MN | Douglas | 45.8406 | -95.148 | 29311 | 20220912 | 4 | Douglas Todd Community Solar One, LLC (CSG) | 2019 | MISO | PV | c-si | fixed-tilt | 180 | 30 | missing | 1 | 1.4 | greenfield | non-agrivoltaic | -0.46687
403708 | single | 63534 | MN | Winona | 43.8658 | -91.3271 | 22176 | 20220123 | 4 | Houston/Winona Community Solar One, LLC | 2020 | MISO | PV | c-si | fixed-tilt | 180 | 30 | missing | 1 | 1.4 | greenfield | non-agrivoltaic | -0.1413
403294 | single | 62961 | MN | Stearns | 45.5125 | -95.1143 | 25172 | 20220912 | 4 | Novel Brooten Solar (CSG) | 2019 | MISO | PV | c-si | fixed-tilt | 180 | 30 | missing | 1 | 1.5 | greenfield | non-agrivoltaic | -0.21631
403240 | single | 62869 | MN | Winona | 43.9756 | -92.0317 | 47645 | 20220802 | 4 | St. Charles Solar | 2019 | MISO | PV | thin-film | single-axis | 180 | 0 | missing | 2 | 2.7 | greenfield | non-agrivoltaic | -0.2782
403209 | single | 62800 | MN | Wabasha | 44.3629 | -92.0224 | 31609 | 20200816 | 4 | Wabasha Solar | 2019 | MISO | PV | thin-film | single-axis | 180 | 0 | missing | 1 | 1.4 | greenfield | non-agrivoltaic | -0.54044
403208 | single | 62799 | MN | Winona | 44.1231 | -91.9009 | 31148 | 20200816 | 4 | Winona Solar | 2019 | MISO | PV | thin-film | single-axis | 180 | 0 | missing | 1 | 1.4 | greenfield | es | -0.52655
403224 | single | 62829 | MN | Stearns | 45.5245 | -94.2943 | 86698 | 20220620 | 4 | GSPP Held, LLC (CSG) | 2019 | MISO | PV | c-si | fixed-tilt | 180 | 30 | missing | 3 | 4 | greenfield | grazing,es | -0.50133
403195 | single | 62779 | MN | McLeod | 44.9034 | -94.0288 | 22784 | 20220620 | 4 | Novel Martin Solar One, LLC (McLeod) (CSG) | 2019 | MISO | PV | c-si | fixed-tilt | 180 | 30 | missing | 1 | 1 | greenfield | non-agrivoltaic | -0.54892
402187 | single | 61181 | MN | McLeod | 44.9008 | -94.0297 | 113545 | 20220620 | 2 | Andromeda Community Solar | 2017 | MISO | PV | thin-film | fixed-tilt | 155 | 35 | missing | 4.5 | 6.5 | greenfield | grazing,es | -0.26597
403587 | single | 63370 | MN | Stearns | 45.525 | -94.282 | 56336 | 20220620 | 4 | GSSP Schneider, LLC | 2019 | MISO | PV | c-si | fixed-tilt | 180 | 30 | missing | 5 | 7 | greenfield | grazing,es | 1.1537
403052 | single | 62538 | MN | Chisago | 45.4859 | -92.7742 | 27062 | 20190919 | 4 | MSC-Chisago 02, LLC | 2019 | MISO | PV | c-si | single-axis | 180 | 0 | missing | 1 | 1.5 | greenfield | non-agrivoltaic | -0.30449
403051 | single | 62537 | MN | Rice | 44.2371 | -93.3918 | 27772 | 20220319 | 4 | MSC-Rice 01, LLC (CSG) | 2019 | MISO | PV | c-si | single-axis | 180 | 0 | missing | 1 | 1.5 | greenfield | non-agrivoltaic | -0.3345
403050 | single | 62536 | MN | Chisago | 45.4897 | -92.7994 | 30633 | 20211010 | 4 | MSC-Chisago 01, LLC (CSG) | 2019 | MISO | PV | c-si | single-axis | 180 | 0 | missing | 1 | 1.4 | greenfield | non-agrivoltaic | -0.51055
403049 | single | 62535 | MN | Scott | 44.6694 | -93.5052 | 29425 | 20220805 | 4 | MSC-Scott 01, LLC | 2019 | MISO | PV | c-si | single-axis | 180 | 0 | missing | 1 | 1.5 | greenfield | non-agrivoltaic | -0.39878
402994 | single | 62414 | MN | Goodhue | 44.5507 | -92.6598 | 121367 | 20220929 | 4 | Lady Slipper Solar Array (CSG) | 2019 | MISO | PV | c-si | single-axis | 180 | 0 | missing | 4.5 | 6.3 | greenfield | non-agrivoltaic | -0.37905
402960 | single | 62360 | MN | Carver | 44.8155 | -93.7855 | 26750 | 20220310 | 4 | USS DVL Solar (CSG) | 2019 | MISO | PV | c-si | single-axis | 180 | 0 | missing | 1 | 1.4 | greenfield | es | -0.37001
402959 | single | 62359 | MN | Carver | 44.7198 | -93.7856 | 27269 | 20220310 | 4 | USS Eggo Solar (CSG) | 2019 | MISO | PV | c-si | single-axis | 180 | 0 | missing | 1 | 1.4 | greenfield | es | -0.39107
402958 | single | 62358 | MN | Carver | 44.8464 | -93.8477 | 28999 | 20220620 | 4 | USS King 2 (CSG) | 2019 | MISO | PV | c-si | single-axis | 180 | 0 | missing | 1 | 1.4 | greenfield | es | -0.45598
402951 | single | 62339 | MN | Chisago | 45.4861 | -92.8759 | 26429 | 20190919 | 4 | USS Kost Trail Solar (CSG) | 2019 | MISO | PV | c-si | single-axis | 180 | 0 | missing | 1 | 1.4 | greenfield | non-agrivoltaic | -0.35653
402949 | single | 62337 | MN | Carver | 44.8393 | -93.8824 | 28621 | 20220620 | 4 | USS Lake Patterson Solar (CSG) | 2019 | MISO | PV | c-si | single-axis | 180 | 0 | missing | 1 | 1.4 | greenfield | es | -0.44248
402948 | single | 62336 | MN | Rice | 44.5307 | -93.3949 | 28704 | 20211220 | 4 | USS Webster Solar (CSG) | 2019 | MISO | PV | c-si | single-axis | 180 | 0 | missing | 1 | 1.4 | greenfield | es | -0.44548
402947 | single | 62335 | MN | Rice | 44.5317 | -93.3483 | 27267 | 20200816 | 4 | USS Centerfield Solar (CSG) | 2019 | MISO | PV | c-si | single-axis | 180 | 0 | missing | 1 | 1.4 | greenfield | es | -0.39103
401885 | single | 60713 | MN | Chisago | 45.4757 | -92.8904 | 114914 | 20191231 | 4 | Sunrise Community Solar | 2016 | MISO | PV | thin-film | fixed-tilt | 185 | 35 | missing | 4.5 | 6.5 | greenfield | grazing,es | -0.28042
401981 | single | 60836 | MN | Sherburne | 45.3347 | -93.7918 | 61579 | 20220310 | 4 | Big Lake Holdco Solar (CSG) | 2017 | MISO | PV | c-si | fixed-tilt | 180 | 25 | missing | 5 | 6.9 | greenfield | es | 0.89513
402383 | single | 61485 | MN | Rice | 44.2965 | -93.0632 | 62648 | 20220313 | 4 | SunE Stolee (CSG), LLC | 2018 | MISO | PV | c-si | fixed-tilt | 180 | 25 | missing | 3 | 3.9 | greenfield | grazing,es | -0.15991
402168 | single | 61142 | MN | Waseca | 44.0685 | -93.5704 | 148028 | 20220319 | 4 | WasecaSun | 2018 | MISO | PV | c-si | fixed-tilt | 180 | 30 | missing | 7.4 | 7 | greenfield | non-agrivoltaic | -0.47694
402384 | single | 61486 | MN | Chisago | 45.327 | -92.9347 | 99119 | 20200927 | 4 | Wyoming 2 (CSG), LLC | 2018 | MISO | PV | c-si | fixed-tilt | 180 | 25 | missing | 5 | 6.5 | greenfield | grazing,es | -0.089459
402732 | single | 61979 | MN | Kandiyohi | 44.9324 | -95.1936 | 27702 | 20210724 | 4 | Syncarpha Prinsburg (CSG) (Ledeboer) | 2018 | MISO | PV | c-si | fixed-tilt | 180 | 30 | missing | 1 | 1.4 | greenfield | non-agrivoltaic | -0.4081
401356 | multi | 59875 | MN | Lyon | 44.4699 | -95.6613 | 1301869 | 20211227 | 4 | Marshall Solar Energy Project | 2017 | MISO | PV | c-si | fixed-tilt | 180 | 25 | missing | 62.25 | 93.4 | greenfield | non-agrivoltaic | 0.041164
403985 | single | 64072 | MN | Morrison | 46.0911 | -94.3402 | 204207 | 20220620 | 4 | Camp Ripley Solar | 2016 | MISO | PV | thin-film | fixed-tilt | 180 | 35 | batteries | 10.8 | 13.1 | greenfield | es | -0.11969
402773 | multi | 62036 | MN | Benton | 45.621 | -94.1845 | 93807 | 20201012 | 4 | Sartell Holdco (CSG) | 2019 | MISO | PV | c-si | fixed-tilt | 180 | 30 | missing | 5 | 7.5 | greenfield | non-agrivoltaic | 0.21507
401982 | single | 60837 | MN | Washington | 45.2561 | -92.8955 | 92489 | 20220905 | 4 | Forest Lake Solar (CSG) | 2017 | MISO | PV | c-si | fixed-tilt | 180 | 30 | missing | 5 | 6.5 | greenfield | non-agrivoltaic | 0.010147
402124 | multi | 61060 | MN | Blue Earth | 43.9333 | -93.9622 | 91557 | 20220118 | 4 | Novel-OYA of Mapleton (CSG) | 2018 | MISO | PV | c-si | fixed-tilt | 180 | 35 | missing | 3.5 | 7.2 | greenfield | non-agrivoltaic | 0.18728
402553 | single | 61710 | MN | Lyon | 44.2347 | -95.6316 | 8280 | 20220217 | 4 | Aquarius Community Solar | 2019 | MISO | PV | thin-film | fixed-tilt | 180 | 30 | missing | 1 | 1.5 | greenfield | es | 2.3592
402182 | single | 61176 | MN | Lyon | 44.235 | -95.6329 | 19405 | 20211227 | 4 | Antares Community Solar | 2018 | MISO | PV | thin-film | single-axis | 180 | 0 | missing | 2.7 | 3.9 | greenfield | non-agrivoltaic | 2.7792
402313 | single | 61379 | MN | Dodge | 44.04 | -92.69 | 97998 | 20180908 | 4 | DodgeSun (CSG) | 2017 | MISO | PV | c-si | fixed-tilt | 180 | 30 | missing | 5 | 7.5 | greenfield | es | 0.14264
402555 | single | 61712 | MN | Dodge | 44.0427 | -92.6908 | 21653 | 20200826 | 4 | Crux Community Solar | 2019 | MISO | PV | thin-film | fixed-tilt | 180 | 30 | missing | 1 | 1.5 | greenfield | non-agrivoltaic | -0.011114
403641 | single | 63434 | MN | Dodge | 44.0427 | -92.6891 | 16628 | 20200826 | 4 | Maston Garden Solar | 2020 | MISO | PV | c-si | fixed-tilt | 180 | 25 | missing | 1 | 1.3 | greenfield | es | 0.17753
403346 | single | 63033 | MN | Dakota | 44.6563 | -93.1114 | 15489 | 20220829 | 4 | FastSun 19 (CSG) | 2020 | MISO | PV | c-si | fixed-tilt | 180 | 20 | missing | 1 | 1.4 | greenfield | non-agrivoltaic | 0.43617
402382 | multi | 61484 | MN | Chisago | 45.388 | -92.6799 | 106700 | 20211010 | 4 | Fox (CSG), LLC | 2018 | MISO | PV | c-si | fixed-tilt | 180 | 25 | missing | 5 | 6.5 | greenfield | grazing,es | -0.18817
402391 | multi | 61495 | MN | Carver | 44.808 | -93.8706 | 71514 | 20220620 | 4 | Carver Gladden (CSG) | 2018 | MISO | PV | c-si | fixed-tilt | 180 | 25 | missing | 3 | 4.2 | greenfield | non-agrivoltaic | -0.23454
402407 | multi | 61516 | MN | Blue Earth | 44.1805 | -93.9702 | 41297 | 20211030 | 4 | School Sisters (CSG) | 2018 | MISO | PV | c-si | fixed-tilt | 180 | 30 | missing | 1 | 1.4 | greenfield | non-agrivoltaic | -0.76058
402431 | single | 61543 | MN | Steele | 44.0934 | -93.4051 | 38565 | 20220319 | 4 | CF Novel Solar (CSG) Gardens Five, LLC | 2017 | MISO | PV | c-si | fixed-tilt | 180 | 20 | missing | 3.4 | 5 | greenfield | non-agrivoltaic | 1.2681
402452 | single | 61572 | MN | Carver | 44.8753 | -93.8152 | 20016 | 20220310 | 2 | Lake Waconia Community Solar Garden | 2018 | MISO | PV | c-si | fixed-tilt | 180 | 30 | missing | 1 | 1.4 | greenfield | non-agrivoltaic | 0.003059
402550 | single | 61707 | MN | Stearns | 45.4284 | -94.8231 | 25937 | 20210715 | 4 | Canopus Community Solar | 2019 | MISO | PV | thin-film | fixed-tilt | 180 | 30 | missing | 1 | 1.5 | greenfield | es | -0.25357
402558 | multi | 61716 | MN | Dodge | 44.051 | -92.961 | 19230 | 20220313 | 4 | Kaus Community Solar | 2019 | MISO | PV | thin-film | fixed-tilt | 180 | 30 | missing | 1 | 1.5 | greenfield | es | 0.17378
402771 | single | 62032 | MN | McLeod | 44.9453 | -94.0823 | 68510 | 20220327 | 4 | Nautilus Winsted Solar (CSG) | 2019 | MISO | PV | c-si | fixed-tilt | 180 | 30 | missing | 3 | 4.2 | greenfield | non-agrivoltaic | -0.17999
402776 | single | 62040 | MN | Wright | 45.1768 | -93.6851 | 14912 | 20220408 | 4 | Becker Solar (CSG) | 2019 | MISO | PV | c-si | fixed-tilt | 180 | 30 | missing | 1 | 1.4 | landfill | non-agrivoltaic | 0.51027
402808 | single | 62084 | MN | Wright | 45.175 | -93.6847 | 21329 | 20220408 | 4 | Becker Solar 2 (CSG) | 2019 | MISO | PV | c-si | fixed-tilt | 180 | 30 | missing | 1 | 1.4 | greenfield | es | -0.088197
402809 | single | 62085 | MN | Wright | 45.1752 | -93.6828 | 17514 | 20220408 | 4 | Becker Solar 3 (CSG) | 2019 | MISO | PV | c-si | fixed-tilt | 180 | 30 | missing | 1 | 1.4 | greenfield | es | 0.21475
402810 | single | 62086 | MN | Wright | 45.1751 | -93.6794 | 20517 | 20220408 | 4 | Becker Solar 4 (CSG) | 2019 | MISO | PV | c-si | fixed-tilt | 180 | 30 | missing | 1 | 1.4 | greenfield | es | -0.033127
402811 | single | 62087 | MN | Wright | 45.1769 | -93.6792 | 20557 | 20220408 | 4 | Becker Solar 5 (CSG) | 2019 | MISO | PV | c-si | fixed-tilt | 180 | 30 | missing | 1 | 1.4 | greenfield | es | -0.035975
403347 | single | 63034 | MN | Winona | 43.8653 | -91.3292 | 17554 | 20220123 | 4 | FastSun 18 (CSG) | 2020 | MISO | PV | c-si | single-axis | 180 | 0 | missing | 1 | 1.3 | greenfield | es | 0.090159
403348 | single | 63035 | MN | Douglas | 45.8394 | -95.1482 | 19643 | 20220912 | 4 | FastSun 13 (CSG) | 2019 | MISO | PV | c-si | single-axis | 180 | 0 | missing | 1 | 1.3 | greenfield | es | -0.076688
403707 | single | 63533 | MN | Goodhue | 44.2923 | -92.7228 | 18944 | 20220822 | 4 | Goodhue Community Solar Two, LLC | 2020 | MISO | PV | c-si | fixed-tilt | 180 | 30 | missing | 1 | 1.4 | greenfield | es | 0.086891
403358 | single | 63045 | MN | Winona | 43.859 | -91.3243 | 15332 | 20220220 | 4 | FastSun 5 (CSG) | 2020 | MISO | PV | c-si | fixed-tilt | 180 | 20 | batteries | 1 | 1.4 | greenfield | non-agrivoltaic | 0.45572
403116 | single | 62651 | MN | Sherburne | 45.5186 | -94.1239 | 58051 | 20220717 | 4 | Haven Solar Project (CSG) | 2019 | MISO | PV | c-si | fixed-tilt | 180 | 52 | missing | 3 | 4.2 | greenfield | es | 0.054024
400405 | single | 58164 | MN | Murray | 43.9777 | -95.7674 | 15207 | 20211227 | 4 | Slayton Solar | 2013 | MISO | PV | c-si | fixed-tilt | 180 | 35 | missing | 1.7 | 2 | greenfield | es | 1.3076
402049 | single | 60938 | MN | Dodge | 44.0509 | -92.9898 | 85533 | 20210713 | 4 | Aries Community Solar | 2017 | MISO | PV | thin-film | fixed-tilt | 185 | 35 | missing | 3.6 | 5.2 | greenfield | es | -0.19078
402050 | single | 60939 | MN | Chippewa | 44.9499 | -95.497 | 47637 | 20211025 | 4 | Centaurus Community Solar | 2017 | MISO | PV | thin-film | fixed-tilt | 185 | 35 | missing | 1.8 | 2.6 | greenfield | non-agrivoltaic | -0.32248
402051 | multi | 60940 | MN | Chisago | 45.3016 | -92.801 | 64904 | 20211010 | 4 | Gemini Community Solar | 2017 | MISO | PV | thin-film | fixed-tilt | 185 | 35 | missing | 2.7 | 3.9 | greenfield | grazing,es | -0.20575
402052 | single | 60941 | MN | Blue Earth | 43.9087 | -93.9257 | 74207 | 20210205 | 4 | Mapleton Community Solar | 2017 | MISO | PV | thin-film | fixed-tilt | 185 | 35 | missing | 2.7 | 3.9 | greenfield | grazing,es | -0.36535
402053 | single | 60942 | MN | Redwood | 44.4146 | -94.9084 | 70883 | 20210214 | 4 | Morgan Community Solar | 2017 | MISO | PV | thin-film | fixed-tilt | 185 | 35 | missing | 2.7 | 3.9 | greenfield | grazing,es | -0.31313
402054 | multi | 60943 | MN | Kandiyohi | 44.9349 | -94.857 | 45807 | 20220830 | 4 | Spica Community Solar | 2017 | MISO | PV | thin-film | fixed-tilt | 185 | 35 | missing | 1.8 | 2.6 | greenfield | grazing,es | -0.27627
402055 | multi | 60944 | MN | Pope | 45.64 | -95.3439 | 113342 | 20220912 | 4 | Vega Community Solar | 2017 | MISO | PV | thin-film | fixed-tilt | 185 | 35 | missing | 4.5 | 6.5 | greenfield | grazing,es | -0.2638
402180 | single | 61174 | MN | Chippewa | 44.9468 | -95.6936 | 87366 | 20211018 | 4 | Taurus Community Solar | 2018 | MISO | PV | thin-film | single-axis | 180 | 0 | missing | 3.6 | 5.2 | greenfield | grazing,es | -0.2178
402183 | single | 61177 | MN | Blue Earth | 44.2069 | -93.98 | 111667 | 20211030 | 4 | Corvus Community Solar | 2018 | MISO | PV | thin-film | fixed-tilt | 180 | 35 | missing | 4.5 | 6.5 | greenfield | grazing,es | -0.24558
402185 | multi | 61179 | MN | Wabasha | 44.2792 | -92.4033 | 83010 | 20220904 | 4 | Carina Community Solar | 2018 | MISO | PV | thin-film | fixed-tilt | 180 | 35 | missing | 3.6 | 5.2 | greenfield | es | -0.15163
402551 | multi | 61708 | MN | Chippewa | 44.9482 | -95.3865 | 15396 | 20210205 | 4 | Sagitta Community Solar | 2018 | MISO | PV | thin-film | fixed-tilt | 180 | 30 | missing | 1 | 1.5 | greenfield | non-agrivoltaic | 0.58539
402733 | single | 61980 | MN | Chippewa | 44.9556 | -95.3598 | 26484 | 20210205 | 4 | Syncarpha Clara City (CSG) I (Stamer) | 2018 | MISO | PV | c-si | fixed-tilt | 180 | 30 | missing | 1 | 1.4 | greenfield | non-agrivoltaic | -0.35885
402920 | multi | 62267 | MN | Stearns | 45.5206 | -94.2638 | 139328 | 20220620 | 4 | Held Solar Project | 2019 | MISO | PV | c-si | single-axis | 180 | 0 | missing | 5 | 7.5 | greenfield | non-agrivoltaic | -0.33835
403153 | multi | 62707 | MN | Rice | 44.2343 | -93.2753 | 106787 | 20220609 | 4 | Walcott Solar (CSG) | 2020 | MISO | PV | c-si | single-axis | 180 | 0 | missing | 4 | 5.7 | greenfield | es | -0.34794
403154 | single | 62708 | MN | Rice | 44.4153 | -93.1523 | 65696 | 20211220 | 4 | Northfield Solar (CSG) | 2020 | MISO | PV | c-si | single-axis | 180 | 0 | missing | 5 | 7.2 | greenfield | es | 0.84312
403155 | multi | 62709 | MN | Rice | 44.2273 | -93.3957 | 54134 | 20220609 | 4 | Warsaw Solar (CSG) | 2020 | MISO | PV | c-si | single-axis | 180 | 0 | missing | 2 | 2.9 | greenfield | es | -0.34383
403297 | single | 62966 | MN | Winona | 44.1046 | -91.8685 | 19920 | 20200816 | 2 | Novel Herber Solar (CSG) | 2020 | MISO | PV | c-si | fixed-tilt | 180 | 30 | missing | 1 | 1 | greenfield | non-agrivoltaic | -0.41522
403330 | single | 63007 | MN | Washington | 44.9463 | -92.8106 | 26198 | 20220504 | 4 | Novel MNDot Solar (CSG) | 2020 | MISO | PV | c-si | single-axis | 180 | 0 | missing | 1 | 1.4 | greenfield | non-agrivoltaic | -0.34664
403331 | multi | 63008 | MN | Waseca | 44.0903 | -93.5541 | 24511 | 20221031 | 4 | Novel Winegar Partnership Solar (CSG) | 2021 | MISO | PV | missing | single-axis | 180 | -9999 | missing | 1 | 1.4 | greenfield | non-agrivoltaic | -0.26868
403349 | single | 63036 | MN | Blue Earth | 44.1837 | -93.8655 | 19188 | 20211030 | 4 | FastSun 14 (CSG) | 2019 | MISO | PV | c-si | single-axis | 180 | 0 | missing | 1 | 1.4 | greenfield | es | 0.067013
403420 | multi | 63139 | MN | Sherburne | 45.5197 | -94.1324 | 28974 | 20220717 | 4 | USS White Cloud, LLC (CSG) | 2019 | MISO | PV | c-si | single-axis | 180 | 0 | missing | 1 | 1.4 | greenfield | es | -0.4551
403421 | single | 63140 | MN | Carver | 44.6819 | -93.7627 | 31342 | 20220220 | 4 | USS Westeros Solar, LLC (CSG) | 2020 | MISO | PV | c-si | single-axis | 180 | 0 | missing | 1 | 1.4 | greenfield | es | -0.53245
403425 | multi | 63144 | MN | Benton | 45.626 | -94.0459 | 21199 | 20220327 | 4 | USS Mayhew Solar, LLC (CSG) | 2020 | MISO | PV | c-si | single-axis | 180 | 0 | missing | 1 | 1.4 | greenfield | es | -0.079663
403428 | single | 63147 | MN | Pope | 45.4998 | -95.137 | 30310 | 20220912 | 4 | USS Monarch Solar, LLC (CSG) | 2020 | MISO | PV | c-si | single-axis | 180 | 0 | missing | 1 | 1.4 | greenfield | es | -0.50021
403429 | multi | 63148 | MN | Meeker | 45.1409 | -94.743 | 28734 | 20210715 | 4 | USS Turkey Solar, LLC (CSG) | 2020 | MISO | PV | c-si | single-axis | 180 | 0 | missing | 1 | 1.4 | greenfield | non-agrivoltaic | -0.44655
403432 | multi | 63151 | MN | Washington | 45.2333 | -92.8946 | 28784 | 20220905 | 4 | USS Solar Sources, LLC (CSG) | 2020 | MISO | PV | c-si | single-axis | 180 | 0 | missing | 1 | 1.4 | greenfield | es | -0.44833
403433 | single | 63152 | MN | Chippewa | 44.962 | -95.7457 | 29796 | 20211018 | 4 | USS Christoffer Solar, LLC (CSG) | 2020 | MISO | PV | c-si | single-axis | 180 | 0 | missing | 1 | 1.4 | greenfield | es | -0.48335
403434 | single | 63153 | MN | Clay | 46.9754 | -96.4991 | 24428 | 20220608 | 4 | USS Buckaroo Solar, LLC (CSG) | 2020 | MISO | PV | c-si | single-axis | 180 | 0 | missing | 1 | 1.4 | greenfield | es | -0.26458
403435 | single | 63154 | MN | Clay | 47.0215 | -96.4798 | 24698 | 20220624 | 4 | USS Horne North Solar, LLC (CSG) | 2020 | MISO | PV | c-si | single-axis | 180 | 0 | missing | 1 | 1.4 | greenfield | es | -0.27786
403436 | single | 63155 | MN | Clay | 46.9997 | -96.4982 | 24640 | 20220624 | 4 | USS Horne South Solar, LLC (CSG) | 2020 | MISO | PV | c-si | single-axis | 180 | 0 | missing | 1 | 1.4 | greenfield | es | -0.27505
403438 | single | 63157 | MN | Redwood | 44.4277 | -94.9297 | 24820 | 20210214 | 4 | USS Verde Solar, LLC (CSG) | 2020 | MISO | PV | c-si | single-axis | 180 | 0 | missing | 1 | 1.4 | greenfield | es | -0.28378
403439 | single | 63158 | MN | Redwood | 44.4496 | -94.9238 | 25627 | 20210214 | 4 | USS Cougar Solar, LLC (CSG) | 2020 | MISO | PV | c-si | single-axis | 180 | 0 | missing | 1 | 1.4 | greenfield | es | -0.32141
403446 | single | 63166 | MN | Steele | 44.1213 | -93.2688 | 23451 | 20220609 | 4 | USS Bush Solar, LLC (CSG) | 2020 | MISO | PV | c-si | single-axis | 180 | 0 | missing | 1 | 1 | greenfield | es | -0.57538
403447 | single | 63167 | MN | Carver | 44.7032 | -93.7867 | 24506 | 20220310 | 4 | USS Hancock Solar, LLC (CSG) | 2021 | MISO | PV | missing | single-axis | 180 | -9999 | missing | 3 | 1.4 | greenfield | non-agrivoltaic | -0.26846
403448 | single | 63168 | MN | Chippewa | 44.9356 | -95.2516 | 24583 | 20210724 | 4 | USS Pheasant Solar, LLC (CSG) | 2020 | MISO | PV | c-si | single-axis | 180 | 0 | missing | 1 | 1 | greenfield | es | -0.61698
403449 | single | 63169 | MN | Clay | 46.9888 | -96.4982 | 23776 | 20220608 | 4 | USS KVPV Solar, LLC (CSG) | 2020 | MISO | PV | c-si | single-axis | 180 | 0 | missing | 1 | 1.4 | greenfield | non-agrivoltaic | -0.23129
403309 | single | 62982 | MN | Dodge | 43.9894 | -92.8573 | 27140 | 20220603 | 4 | Novel Schmoll Farms Solar (CSG) | 2020 | MISO | PV | c-si | single-axis | 180 | 0 | missing | 1 | 1.4 | greenfield | non-agrivoltaic | -0.38592
403298 | single | 62967 | MN | Douglas | 45.8468 | -95.1492 | 24074 | 20220912 | 4 | Novel Herickhoff Solar (CSG) | 2020 | MISO | PV | c-si | fixed-tilt | 180 | 30 | missing | 1 | 1 | greenfield | non-agrivoltaic | -0.59877
403450 | single | 63170 | MN | Lyon | 44.2254 | -95.685 | 24330 | 20221030 | 4 | USS Kass Solar, LLC | 2021 | MISO | PV | missing | fixed-tilt | 180 | -9999 | missing | 1 | 1.4 | greenfield | es | -0.25969
403454 | multi | 63177 | MN | Stearns | 45.6275 | -94.5926 | 52838 | 20210715 | 4 | Schwinghamer Project (CSG) | 2019 | MISO | PV | c-si | fixed-tilt | 180 | 30 | missing | 1 | 1.4 | greenfield | non-agrivoltaic | -0.91746
403456 | single | 63179 | MN | Scott | 44.5929 | -93.8481 | 23009 | 20220620 | 4 | Linden 01 (CSG) | 2020 | MISO | PV | c-si | fixed-tilt | 180 | 30 | missing | 1 | 1.5 | greenfield | non-agrivoltaic | -0.097636
403459 | multi | 63182 | MN | Scott | 44.5929 | -93.8466 | 22323 | 20220620 | 4 | Linden 02 (CSG) | 2020 | MISO | PV | c-si | fixed-tilt | 180 | 30 | missing | 1 | 1.5 | greenfield | es | -0.055172
403460 | single | 63183 | MN | Scott | 44.5929 | -93.8451 | 23513 | 20220620 | 4 | Linden 03 (CSG) | 2020 | MISO | PV | c-si | fixed-tilt | 180 | 30 | missing | 1 | 1.5 | greenfield | non-agrivoltaic | -0.12722
403476 | single | 63215 | MN | Redwood | 44.4223 | -94.9232 | 25306 | 20210214 | 4 | USS Dot Com Solar, LLC (CSG) | 2021 | MISO | PV | missing | fixed-tilt | 180 | -9999 | missing | 1.4 | 1.6 | greenfield | es | -0.13926
403477 | single | 63216 | MN | Redwood | 44.4115 | -95.008 | 22204 | 20210214 | 4 | USS B&B Solar, LLC (CSG) | 2020 | MISO | PV | c-si | single-axis | 180 | 0 | missing | 1 | 1.2 | greenfield | es | -0.33379
403478 | single | 63218 | MN | Le Sueur | 44.2023 | -93.5833 | 25510 | 20220319 | 4 | USS Water Town Solar, LLC (CSG) | 2021 | MISO | PV | missing | single-axis | 180 | -9999 | missing | 1 | 1.4 | greenfield | es | -0.3161
403479 | single | 63220 | MN | Le Sueur | 44.2169 | -93.5826 | 24182 | 20220319 | 4 | USS Water City Solar, LLC (CSG) | 2021 | MISO | PV | missing | single-axis | 180 | -9999 | missing | 1 | 1.4 | greenfield | es | -0.25225
403486 | multi | 63231 | MN | Washington | 44.8809 | -92.9662 | 58702 | 20220905 | 4 | Woodbury Solar | 2020 | MISO | PV | c-si | fixed-tilt | 180 | 25 | missing | 3 | 4 | greenfield | non-agrivoltaic | -0.035146
403537 | single | 63305 | MN | Kandiyohi | 45.0081 | -95.2297 | 22043 | 20220912 | 4 | Aster Community Solar Garden, LLC | 2020 | MISO | PV | thin-film | single-axis | 180 | 0 | missing | 1 | 1.5 | greenfield | non-agrivoltaic | -0.037121
403538 | multi | 63307 | MN | Kandiyohi | 44.9371 | -94.9044 | 23572 | 20220830 | 4 | Westport Community Solar, LLC | 2021 | MISO | PV | missing | single-axis | 180 | -9999 | missing | 1 | 1.5 | greenfield | non-agrivoltaic | -0.13059
403544 | single | 63312 | MN | Dakota | 44.4734 | -93.2022 | 26969 | 20211220 | 4 | Hyacinth Solar, LLC | 2020 | MISO | PV | thin-film | single-axis | 180 | 0 | missing | 1 | 1.5 | greenfield | es | -0.30043
403546 | single | 63314 | MN | Blue Earth | 44.2053 | -93.9791 | 25102 | 20211030 | 4 | Primrose Solar, LLC | 2021 | MISO | PV | missing | single-axis | 180 | -9999 | missing | 1 | 1.5 | greenfield | es | -0.21279
403547 | multi | 63315 | MN | Renville | 44.7954 | -95.2027 | 25267 | 20210724 | 4 | Kerria Solar, LLC | 2020 | MISO | PV | thin-film | single-axis | 180 | 0 | missing | 1 | 1.5 | greenfield | non-agrivoltaic | -0.22106
403548 | single | 63317 | MN | Kandiyohi | 44.9648 | -95.2294 | 26385 | 20210724 | 4 | Geranium Solar, LLC | 2020 | MISO | PV | thin-film | single-axis | 180 | 0 | missing | 1 | 1.5 | greenfield | es | -0.27434
403549 | single | 63318 | MN | Stearns | 45.5074 | -95.1274 | 24356 | 20210724 | 4 | Bellflower Solar, LLC | 2020 | MISO | PV | thin-film | single-axis | 180 | 0 | missing | 1 | 1.5 | greenfield | grazing,es | -0.17402
403584 | single | 63367 | MN | Pope | 45.6569 | -95.5287 | 15407 | 20220912 | 4 | Strandness Garden | 2020 | MISO | PV | c-si | fixed-tilt | 180 | 25 | missing | 1 | 1.3 | greenfield | es | 0.30887
403607 | single | 63395 | MN | Pope | 45.6502 | -95.5331 | 14262 | 20220912 | 4 | Star Garden | 2020 | MISO | PV | c-si | fixed-tilt | 180 | 25 | missing | 1 | 1.3 | greenfield | non-agrivoltaic | 0.4523
403615 | single | 63403 | MN | Chippewa | 44.9443 | -95.3496 | 30868 | 20210205 | 4 | Clara City Solar | 2019 | MISO | PV | thin-film | single-axis | 180 | 0 | missing | 1 | 1.4 | greenfield | non-agrivoltaic | -0.51792
403635 | single | 63425 | MN | Pope | 45.7177 | -95.2644 | 15272 | 20220912 | 4 | Leven Garden Solar | 2020 | MISO | PV | c-si | fixed-tilt | 180 | 25 | missing | 1 | 1.3 | greenfield | es | 0.32469
403639 | single | 63429 | MN | Sibley | 44.6745 | -94.0085 | 17810 | 20220620 | 4 | Erin Garden Solar | 2020 | MISO | PV | c-si | fixed-tilt | 180 | 25 | missing | 1 | 1.3 | greenfield | es | 0.067607
403714 | single | 63543 | MN | Olmsted | 44.0244 | -92.6421 | 26448 | 20220603 | 4 | Lange Solar | 2019 | MISO | PV | c-si | fixed-tilt | 177 | 30 | missing | 1 | 1.4 | greenfield | non-agrivoltaic | -0.35731
403735 | single | 63577 | MN | Sherburne | 45.4989 | -94.1083 | 40587 | 20201012 | 4 | FastSun 21 (CSG) | 2021 | MISO | PV | missing | single-axis | 180 | -9999 | missing | 1 | 1.5 | greenfield | non-agrivoltaic | -0.69581
403746 | single | 63595 | MN | Pope | 45.6715 | -95.5116 | 25700 | 20220912 | 4 | Lowry (CSG) 2, LLC | 2020 | MISO | PV | c-si | single-axis | 180 | 0 | missing | 1 | 1.4 | greenfield | non-agrivoltaic | -0.32471
403748 | single | 63597 | MN | McLeod | 44.791 | -94.0823 | 26484 | 20220620 | 4 | Plato (CSG) 1, LLC | 2021 | MISO | PV | missing | single-axis | 180 | -9999 | missing | 1 | 1.4 | greenfield | non-agrivoltaic | -0.35885
403755 | single | 63629 | MN | Rice | 44.4166 | -93.22 | 16509 | 20220609 | 4 | Hydra Community Solar Garden, LLC (CSG) | 2020 | MISO | PV | thin-film | fixed-tilt | 180 | 30 | missing | 1 | 1.4 | greenfield | non-agrivoltaic | 0.31787
403763 | single | 63657 | MN | Goodhue | 44.273 | -92.5527 | 26298 | 20220928 | 4 | Siems Solar Project (CSG) | 2020 | MISO | PV | c-si | single-axis | 180 | 0 | missing | 1 | 1.4 | greenfield | non-agrivoltaic | -0.35092
403764 | single | 63658 | MN | Wright | 45.3053 | -94.0875 | 26681 | 20220717 | 4 | Schueler Community Solar | 2020 | MISO | PV | c-si | single-axis | 180 | 0 | missing | 1 | 1.4 | greenfield | non-agrivoltaic | -0.36714
403774 | multi | 63678 | MN | Le Sueur | 44.3368 | -93.9158 | 20518 | 20211030 | 4 | Paulson Community (CSG) | 2020 | MISO | PV | c-si | fixed-tilt | 180 | 25 | missing | 1 | 1.4 | greenfield | non-agrivoltaic | -0.033232
403775 | single | 63679 | MN | Wright | 45.0863 | -94.2118 | 24447 | 20220717 | 4 | Laurel Village (CSG) | 2020 | MISO | PV | c-si | fixed-tilt | 180 | 30 | missing | 1 | 1.4 | greenfield | es | -0.26555
403776 | single | 63680 | MN | Stearns | 45.4065 | -94.6977 | 26934 | 20210715 | 4 | Hertzberg Community (CSG) | 2020 | MISO | PV | c-si | single-axis | 180 | 0 | missing | 1 | 1.4 | greenfield | non-agrivoltaic | -0.37757
403778 | single | 63682 | MN | Goodhue | 44.2904 | -92.7275 | 25632 | 20220822 | 4 | Brenda Luhman-(CSG) | 2020 | MISO | PV | c-si | fixed-tilt | 180 | 30 | missing | 1 | 1.4 | greenfield | non-agrivoltaic | -0.32165
403780 | single | 63684 | MN | Sherburne | 45.4209 | -94.0077 | 27681 | 20220327 | 4 | Hammer Community (CSG) | 2020 | MISO | PV | c-si | single-axis | 180 | 0 | missing | 1 | 1.4 | greenfield | non-agrivoltaic | -0.40728
403781 | single | 63689 | MN | Red Lake | 47.8696 | -96.3203 | 11950 | 20220129 | 4 | Red Lake Falls Community Hybrid | 2020 | MISO | PV | c-si | fixed-tilt | 180 | 30 | missing | 1 | 1 | greenfield | non-agrivoltaic | 0.29418
403796 | single | 63725 | MN | Dodge | 43.9176 | -92.8625 | 26645 | 20220603 | 4 | Hayfield Solar III, LLC (CSG) | 2021 | MISO | PV | missing | single-axis | 180 | -9999 | missing | 1 | 1.4 | greenfield | non-agrivoltaic | -0.3656
403806 | single | 63744 | MN | Rice | 44.4551 | -93.123 | 25044 | 20220313 | 4 | USS Hubers Solar, LLC (CSG) | 2021 | MISO | PV | missing | single-axis | 180 | -9999 | missing | 1 | 1.4 | greenfield | es | -0.29447
403835 | single | 63791 | MN | Sherburne | 45.4236 | -94.0211 | 27397 | 20220327 | 4 | Sobania Community Solar, LLC | 2020 | MISO | PV | c-si | fixed-tilt | 180 | 30 | missing | 1 | 1.4 | greenfield | non-agrivoltaic | -0.39618
403836 | single | 63792 | MN | Benton | 45.6775 | -93.922 | 26497 | 20220327 | 4 | Svihel Community Solar, LLC (CSG) | 2021 | MISO | PV | missing | single-axis | 180 | -9999 | missing | 1 | 1 | greenfield | non-agrivoltaic | -0.67923
403837 | multi | 63793 | MN | Benton | 45.6336 | -94.0539 | 27292 | 20220327 | 4 | Studenski Community Solar, LLC (CSG) | 2021 | MISO | PV | missing | single-axis | 180 | -9999 | missing | 1 | 1.5 | greenfield | non-agrivoltaic | -0.3144
403838 | single | 63794 | MN | Benton | 45.6608 | -93.9374 | 32455 | 20220327 | 4 | Stevens Community Solar, LLC | 2020 | MISO | PV | c-si | fixed-tilt | 180 | 30 | missing | 1 | 1.4 | greenfield | grazing,es | -0.56491
403848 | single | 63816 | MN | Steele | 44.1255 | -93.2827 | 25014 | 20211220 | 4 | RJC (CSG), LLC | 2021 | MISO | PV | missing | fixed-tilt | 180 | -9999 | missing | 1 | 1.5 | greenfield | non-agrivoltaic | -0.20833
403849 | single | 63817 | MN | Sherburne | 45.4208 | -94.0102 | 27560 | 20220327 | 4 | Hinterland (CSG), LLC | 2020 | MISO | PV | c-si | single-axis | 180 | 0 | missing | 1 | 1.4 | greenfield | non-agrivoltaic | -0.40258
403851 | single | 63820 | MN | Goodhue | 44.2943 | -92.734 | 26471 | 20220822 | 4 | Huneke (CSG) 1, LLC | 2020 | MISO | PV | c-si | single-axis | 180 | 0 | missing | 1 | 1.4 | greenfield | non-agrivoltaic | -0.35833
403893 | single | 63935 | MN | Rice | 44.2502 | -93.2696 | 24608 | 20211220 | 4 | Marion Garden | 2020 | MISO | PV | c-si | single-axis | 180 | 0 | missing | 1 | 1.3 | greenfield | non-agrivoltaic | -0.35956
403894 | single | 63936 | MN | Waseca | 44.0068 | -93.4942 | 23117 | 20220319 | 4 | Silver Lake Garden | 2021 | MISO | PV | missing | fixed-tilt | 180 | -9999 | missing | 1 | 1.2 | greenfield | non-agrivoltaic | -0.37901
403895 | single | 63937 | MN | Dakota | 44.4768 | -93.1542 | 15142 | 20220313 | 4 | Lyman Garden | 2020 | MISO | PV | c-si | fixed-tilt | 180 | 25 | missing | 1 | 1.3 | greenfield | non-agrivoltaic | 0.34011
403897 | multi | 63939 | MN | Rice | 44.4692 | -93.1306 | 23995 | 20201202 | 4 | Union Garden | 2021 | MISO | PV | missing | fixed-tilt | 180 | -9999 | missing | 1 | 1.2 | greenfield | non-agrivoltaic | -0.41927
403941 | single | 64001 | MN | Pope | 45.6422 | -95.3529 | 28792 | 20220912 | 4 | Camellia Solar, LLC | 2020 | MISO | PV | thin-film | single-axis | 180 | 0 | missing | 1 | 1.5 | greenfield | non-agrivoltaic | -0.37504
403980 | single | 64056 | MN | Goodhue | 44.2838 | -92.6853 | 28381 | 20220928 | 4 | T Luhman (CSG) | 2021 | MISO | PV | missing | fixed-tilt | 180 | -9999 | missing | 1 | 1.4 | greenfield | non-agrivoltaic | -0.43371
404000 | single | 64099 | MN | Olmsted | 44.0248 | -92.6737 | 27044 | 20220928 | 4 | Tweite Community Solar, LLC | 2020 | MISO | PV | c-si | single-axis | 180 | 0 | missing | 1 | 1.5 | greenfield | non-agrivoltaic | -0.3037
404037 | single | 64153 | MN | Benton | 45.6592 | -93.9317 | 14730 | 20220327 | 4 | Novel Novak Solar, LLC (CSG) | 2021 | MISO | PV | missing | single-axis | 180 | -9999 | missing | 1 | 1.4 | greenfield | non-agrivoltaic | 0.53487
404225 | single | 64482 | MN | Pope | 45.6666 | -95.4021 | 20686 | 20220912 | 4 | Novel Stavem Solar, LLC (CSG) | 2021 | MISO | PV | missing | single-axis | 180 | -9999 | missing | 1 | 1.4 | greenfield | non-agrivoltaic | -0.044917
404233 | single | 64503 | MN | Chisago | 45.4903 | -92.7943 | 27618 | 20211010 | 4 | Palmer Community Solar, LLC (CSG) | 2021 | MISO | PV | missing | single-axis | 180 | -9999 | missing | 1 | 1.5 | greenfield | non-agrivoltaic | -0.32811
404235 | single | 64506 | MN | Wright | 45.0857 | -94.2142 | 75336 | 20220717 | 4 | Cokato (CSG) | 2021 | MISO | PV | missing | single-axis | 180 | -9999 | missing | 4 | 5 | greenfield | non-agrivoltaic | -0.072691
404320 | single | 64697 | MN | Pope | 45.7219 | -95.2651 | 26222 | 20220912 | 4 | Swan Garden | 2021 | MISO | PV | missing | single-axis | 180 | -9999 | missing | 1 | 1.5 | greenfield | es | -0.26684
404324 | single | 64708 | MN | Sherburne | 45.5498 | -93.5978 | 63098 | 20210802 | 4 | Connexus Solar Baldwin 1BDN | 2021 | PJM | PV | missing | single-axis | 180 | -9999 | missing | 3.3 | 3.7 | greenfield | non-agrivoltaic | -0.23647
404380 | single | 64871 | MN | Renville | 44.7945 | -95.0996 | 26643 | 20211223 | 4 | USS Danube Solar, LLC | 2021 | MISO | PV | missing | single-axis | 180 | -9999 | missing | 1 | 1.4 | greenfield | es | -0.36554
404389 | single | 64906 | MN | Fillmore | 43.778 | -91.951 | 59595 | 20211026 | 4 | Hazel | 2021 | MISO | PV | missing | single-axis | 180 | -9999 | missing | 3 | 3.8 | greenfield | grazing | -0.12789
404390 | single | 64907 | MN | Fillmore | 43.7273 | -92.1433 | 74682 | 20220904 | 4 | Fountain | 2021 | MISO | PV | missing | single-axis | 180 | -9999 | missing | 3 | 3.8 | greenfield | non-agrivoltaic | -0.40079
404391 | single | 64930 | MN | Winona | 44.041 | -91.7674 | 53601 | 20211016 | 4 | Stockton (MN) | 2021 | MISO | PV | missing | single-axis | 180 | -9999 | missing | 2 | 2.6 | greenfield | non-agrivoltaic | -0.45113
404402 | single | 64990 | MN | Chisago | 45.4859 | -92.784 | 28698 | 20211010 | 4 | Medin (CSG) | 2021 | MISO | PV | missing | single-axis | 180 | -9999 | missing | 1 | 1.5 | greenfield | non-agrivoltaic | -0.37144
403540 | single | 63309 | MN | McLeod | 44.9035 | -94.0314 | 20264 | 20220620 | 2 | Honeysuckle Solar, LLC | 2020 | MISO | PV | missing | single-axis | 180 | -9999 | missing | 1 | 1.5 | greenfield | non-agrivoltaic | 0.089492
401887 | single | 60715 | MN | Stearns | 45.4028 | -94.7155 | 117445 | 20210715 | 4 | Paynesville Community Solar | 2017 | MISO | PV | thin-film | fixed-tilt | 185 | 35 | missing | 4.5 | 6.5 | greenfield | grazing,es | -0.30625
402181 | single | 61175 | MN | Stearns | 45.5085 | -95.1257 | 43821 | 20210724 | 4 | Pegasus Community Solar | 2017 | MISO | PV | thin-film | fixed-tilt | 185 | 35 | missing | 1.8 | 2.6 | greenfield | non-agrivoltaic | -0.22176
403892 | single | 63934 | MN | Waseca | 44 | -93.5011 | 16099 | 20220319 | 4 | Severson Garden | 2020 | MISO | PV | c-si | fixed-tilt | 180 | 25 | missing | 1 | 1.3 | greenfield | non-agrivoltaic | 0.23195
403850 | single | 63819 | MN | Goodhue | 44.3965 | -92.6047 | 24543 | 20220929 | 2 | Betcher (CSG) 1, LLC | 2020 | MISO | PV | c-si | fixed-tilt | 180 | 30 | missing | 1 | 1.4 | greenfield | es | -0.27028
404377 | single | 64866 | MN | Goodhue | 44.3968 | -92.6123 | 20974 | 20220929 | 2 | USS Wildcat Solar, LLC | 2021 | MISO | PV | missing | single-axis | 180 | -9999 | missing | 1 | 1.4 | greenfield | non-agrivoltaic | -0.064633
403151 | single | 62696 | MN | Dakota | 44.5267 | -92.9763 | 17994 | 20210713 | 4 | FastSun 2 (CSG) | 2020 | MISO | PV | c-si | single-axis | 180 | 0 | missing | 1 | 1.4 | greenfield | grazing,es | 0.16956
403152 | multi | 62706 | MN | McLeod | 44.7883 | -94.0572 | 106838 | 20220620 | 4 | Helen Solar (CSG) | 2020 | MISO | PV | c-si | single-axis | 180 | 0 | missing | 4 | 5.6 | greenfield | non-agrivoltaic | -0.36831
404379 | single | 64869 | MN | McLeod | 44.7884 | -94.0523 | 27387 | 20220620 | 4 | Helen (CSG) 1, LLC | 2021 | MISO | PV | missing | single-axis | 180 | -9999 | missing | 1 | 1.4 | greenfield | es | -0.39579
401838 | multi | 60631 | MN | Dakota | 44.6681 | -93.11 | 90642 | 20220313 | 2 | Empire Solar | 2016 | MISO | PV | c-si | fixed-tilt | 180 | 20 | missing | 5 | 7 | greenfield | non-agrivoltaic | 0.15735
403173 | single | 62740 | MN | Dakota | 44.6626 | -93.1143 | 17465 | 20220829 | 4 | MSC-Empire 01, LLC | 2019 | MISO | PV | c-si | single-axis | 180 | 0 | missing | 1 | 1.5 | greenfield | non-agrivoltaic | 0.3408
403296 | single | 62963 | MN | Renville | 44.7879 | -95.3592 | 17861 | 20210205 | 4 | Novel Historical Society Solar (CSG) | 2019 | MISO | PV | missing | fixed-tilt | 180 | 45 | missing | 1 | 1.3 | greenfield | non-agrivoltaic | 0.063192
403749 | multi | 63598 | MN | Renville | 44.7824 | -95.3622 | 50532 | 20210205 | 4 | Sacred Heart (CSG) 1, LLC | 2021 | MISO | PV | missing | single-axis | 180 | -9999 | missing | 1 | 1.4 | greenfield | non-agrivoltaic | -0.89184
402277 | single | 61329 | MN | Benton | 45.6207 | -94.0905 | 11810 | 20220717 | 4 | Delphinus Community Solar | 2018 | MISO | PV | thin-film | fixed-tilt | 180 | 35 | missing | 1.8 | 2.6 | greenfield | es | 3.1856
403307 | single | 62979 | MN | Olmsted | 44.017 | -92.6361 | 24322 | 20220928 | 4 | Novel DeCook Solar (CSG) | 2020 | MISO | PV | c-si | fixed-tilt | 180 | 30 | missing | 1 | 1 | greenfield | non-agrivoltaic | -0.60771
403328 | single | 63004 | MN | Dodge | 44.0376 | -92.6898 | 23401 | 20220928 | 4 | Novel Bartel Solar (CSG) | 2020 | MISO | PV | c-si | fixed-tilt | 180 | 30 | missing | 1 | 1 | greenfield | non-agrivoltaic | -0.57344
403539 | single | 63308 | MN | Le Sueur | 44.1974 | -93.6181 | 22261 | 20221031 | 4 | Marigold Community Solar Garden, LLC | 2021 | MISO | PV | missing | single-axis | 180 | -9999 | missing | 1 | 1.5 | greenfield | non-agrivoltaic | -0.051233
403332 | single | 63009 | MN | Le Sueur | 44.1975 | -93.6136 | 28166 | 20221031 | 4 | Novel Peter Solar (CSG) | 2021 | MISO | PV | missing | single-axis | 180 | -9999 | missing | 1 | 1.4 | greenfield | non-agrivoltaic | -0.42572
403353 | multi | 63040 | MN | Goodhue | 44.2963 | -92.6979 | 40228 | 20211010 | 4 | FastSun 9 (CSG) | 2020 | MISO | PV | c-si | single-axis | 180 | 0 | missing | 1 | 1.4 | greenfield | es | -0.74148
403422 | single | 63141 | MN | Chisago | 45.4904 | -92.8128 | 29714 | 20190919 | 4 | USS Sunrise Solar, LLC (CSG) | 2020 | MISO | PV | c-si | single-axis | 180 | 0 | missing | 1 | 1.4 | greenfield | es | -0.48059
403451 | multi | 63174 | MN | Sherburne | 45.489 | -94.1136 | 42017 | 20201012 | 2 | Hartmann Project (CSG) | 2019 | MISO | PV | c-si | single-axis | 180 | 0 | missing | 1 | 1.4 | greenfield | non-agrivoltaic | -0.77289
403535 | single | 63304 | MN | Stearns | 45.3991 | -94.7232 | 18663 | 20210715 | 4 | Allium Community Solar Garden, LLC | 2020 | MISO | PV | missing | single-axis | 180 | -9999 | missing | 1 | 1.5 | greenfield | non-agrivoltaic | 0.22397
403747 | multi | 63596 | MN | Stearns | 45.4018 | -94.7249 | 31039 | 20210715 | 2 | Paynesville (CSG) 1, LLC | 2021 | MISO | PV | missing | single-axis | 180 | -9999 | missing | 1 | 1.4 | greenfield | es | -0.52322
403734 | single | 63576 | MN | Washington | 45.1911 | -92.9572 | 16976 | 20220905 | 4 | FastSun 4 (CSG) | 2021 | MISO | PV | missing | single-axis | 180 | -9999 | missing | 1 | 1.4 | greenfield | non-agrivoltaic | 0.26841
403744 | single | 63593 | MN | Pope | 45.4975 | -95.1616 | 25547 | 20220912 | 4 | Brooten (CSG) 1, LLC | 2021 | MISO | PV | missing | single-axis | 180 | -9999 | missing | 1 | 1.4 | greenfield | non-agrivoltaic | -0.31777
403804 | single | 63742 | MN | Pope | 45.4971 | -95.1637 | 24499 | 20220912 | 4 | USS Viceroy Solar, LLC (CSG) | 2021 | MISO | PV | missing | single-axis | 180 | -9999 | missing | 1 | 1.4 | greenfield | es | -0.2681
403779 | single | 63683 | MN | Chisago | 45.4851 | -92.8138 | 13653 | 20211010 | 2 | Carlson Community (CSG) | 2021 | MISO | PV | c-si | fixed-tilt | 180 | 30 | missing | 1 | 1.4 | greenfield | non-agrivoltaic | 0.69364
404403 | single | 64991 | MN | Chisago | 45.4859 | -92.8126 | 11504 | 20211010 | 2 | Johnson (CSG) 1 | 2021 | MISO | PV | missing | fixed-tilt | 180 | -9999 | missing | 1 | 1.5 | greenfield | non-agrivoltaic | 1.2837
403852 | single | 63821 | MN | Goodhue | 44.2667 | -92.6672 | 28026 | 20220928 | 4 | Huneke (CSG) 2, LLC | 2020 | MISO | PV | c-si | single-axis | 180 | 0 | missing | 1 | 1.4 | greenfield | non-agrivoltaic | -0.42047
404226 | single | 64487 | MN | Goodhue | 44.2671 | -92.6643 | 19638 | 20220928 | 4 | Novel Huneke Solar, LLC (CSG) | 2021 | MISO | PV | missing | single-axis | 180 | -9999 | missing | 1 | 1.4 | greenfield | non-agrivoltaic | 0.031598
403920 | single | 63966 | MN | Rice | 44.2207 | -93.4557 | 20604 | 20220319 | 4 | FastSun 12 (CSG) | 2021 | MISO | PV | missing | single-axis | 180 | -9999 | missing | 1 | 1.4 | greenfield | non-agrivoltaic | -0.039224
404234 | single | 64504 | MN | Chisago | 45.4816 | -92.7827 | 24024 | 20211010 | 4 | Medin 2 Community Solar, LLC (CSG) | 2021 | MISO | PV | missing | single-axis | 180 | -9999 | batteries | 1 | 1.5 | greenfield | non-agrivoltaic | -0.15596
401976 | multi | 60830 | MN | Rice | 44.5235 | -93.4061 | 100485 | 20211220 | 4 | Webster Holdco Solar (CSG) | 2017 | MISO | PV | c-si | fixed-tilt | 180 | 30 | missing | 5 | 6.7 | greenfield | non-agrivoltaic | -0.066173
401883 | single | 60711 | MN | Chisago | 45.4131 | -92.6828 | 66123 | 20190919 | 4 | Chisago Community Solar | 2016 | MISO | PV | thin-film | fixed-tilt | 185 | 35 | missing | 3.6 | 5.2 | greenfield | grazing,es | 0.18732
401884 | single | 60712 | MN | Dakota | 44.6716 | -93.0818 | 109788 | 20220829 | 4 | Ursa Community Solar | 2017 | MISO | PV | thin-film | fixed-tilt | 185 | 35 | missing | 4.5 | 6.5 | greenfield | grazing,es | -0.22447
402184 | single | 61178 | MN | Pipestone | 44.0025 | -96.2695 | 102434 | 20200829 | 4 | Capella Community Solar | 2017 | MISO | PV | thin-film | fixed-tilt | 185 | 35 | missing | 4.5 | 6.5 | greenfield | non-agrivoltaic | -0.13442
402188 | single | 61182 | MN | Le Sueur | 44.2555 | -93.5836 | 50360 | 20220319 | 4 | Lyra Community Solar | 2018 | MISO | PV | thin-film | fixed-tilt | 180 | 35 | missing | 2.7 | 3.9 | greenfield | grazing,es | 0.1619
402189 | single | 61183 | MN | Washington | 45.2555 | -92.7686 | 67293 | 20211010 | 4 | Argo Navis Community Solar | 2018 | MISO | PV | thin-film | fixed-tilt | 180 | 35 | missing | 2.7 | 3.9 | greenfield | grazing,es | -0.25094
403424 | single | 63143 | MN | Goodhue | 44.2361 | -92.6692 | 16779 | 20220928 | 4 | USS Greenhouse Solar, LLC (CSG) | 2020 | MISO | PV | c-si | single-axis | 180 | 0 | missing | 1 | 1.4 | greenfield | es | 0.28892
403636 | single | 63426 | MN | Dodge | 44.0564 | -92.7624 | 86774 | 20180908 | 4 | Zumbro Solar Garden | 2020 | MISO | PV | c-si | fixed-tilt | 180 | 25 | missing | 1 | 1.3 | greenfield | es | -1.1614
403750 | single | 63599 | MN | McLeod | 44.7249 | -94.4959 | 25177 | 20220409 | 4 | Stewart (CSG) 1, LLC | 2021 | MISO | PV | missing | single-axis | 180 | -9999 | missing | 1 | 1.4 | greenfield | non-agrivoltaic | -0.30071
403356 | single | 63043 | MN | McLeod | 44.7183 | -94.491 | 15030 | 20220409 | 4 | FastSun 7 (CSG) | 2019 | MISO | PV | c-si | single-axis | 180 | 0 | missing | 1 | 1.2 | greenfield | es | 0.21273
403407 | single | 63119 | MN | McLeod | 44.718 | -94.4927 | 20393 | 20220409 | 4 | McLeod Community Solar One, LLC (CSG) | 2019 | MISO | PV | c-si | fixed-tilt | 180 | 30 | missing | 1 | 1.4 | greenfield | non-agrivoltaic | -0.024343
403805 | single | 63743 | MN | Freeborn | 43.824 | -93.4426 | 23365 | 20220319 | 4 | USS Solar Way, LLC (CSG) | 2020 | MISO | PV | c-si | single-axis | 180 | 0 | missing | 1 | 1.4 | greenfield | es | -0.20937
404356 | multi | 64818 | MN | Isanti | 45.4159 | -93.3929 | 161677 | 20220401 | 4 | Connexus Solar Stanford 1STF | 2021 | MISO | PV | missing | single-axis | 180 | -9999 | missing | 7.3 | 9.4 | greenfield | es | -0.24702
402048 | single | 60937 | MN | Pipestone | 43.9039 | -96.1367 | 43031 | 20220622 | 4 | Antlia Community Solar | 2017 | MISO | PV | thin-film | fixed-tilt | 185 | 35 | missing | 1.8 | 2.6 | greenfield | grazing,es | -0.1987
402276 | multi | 61328 | MN | Chippewa | 44.7953 | -95.4944 | 65647 | 20211025 | 4 | Crater Community Solar | 2017 | MISO | PV | thin-film | fixed-tilt | 185 | 35 | missing | 2.7 | 3.9 | greenfield | grazing,es | -0.22016
404469 | single | 64992 | MN | Chisago | 45.4606 | -92.8997 | 19776 | 20210618 | 4 | Cornillie Solar (CSG) | 2021 | MISO | PV | missing | single-axis | 180 | -9999 | missing | 1 | 1.2 | greenfield | non-agrivoltaic | -0.19326
404470 | single | 63938 | MN | Nicollet | 44.2531 | -94.2694 | 16745 | 20210813 | 4 | Nicollet Garden | 2020 | MISO | PV | c-si | fixed-tilt | 180 | 25 | missing | 1 | 1.3 | greenfield | non-agrivoltaic | 0.16596
404471 | single | 63594 | MN | Renville | 44.7322 | -94.6227 | 26667 | 20210619 | 4 | Buffalo Lake (CSG) 1, LLC | 2021 | MISO | PV | missing | single-axis | 180 | -9999 | missing | 1 | 1.4 | greenfield | non-agrivoltaic | -0.36653
404472 | multi | 63319 | MN | Nicollet | 44.2532 | -94.2118 | 51196 | 20210804 | 4 | Iris Solar, LLC (MN) | 2020 | MISO | PV | thin-film | single-axis | 180 | 0 | missing | 1 | 1.5 | greenfield | es | -0.85807
404473 | single | 63313 | MN | Chisago | 45.471 | -92.8927 | 28231 | 20210618 | 4 | Coral Bells Solar, LLC | 2020 | MISO | PV | thin-film | single-axis | 180 | 0 | missing | 1 | 1.5 | greenfield | non-agrivoltaic | -0.3531
404474 | single | 63249 | MN | Dodge | 44.1028 | -92.7452 | 28417 | 20210813 | 4 | Novel Wayne Solar, LLC (CSG) | 2021 | MISO | PV | missing | single-axis | 180 | -9999 | missing | 1 | 1.4 | greenfield | non-agrivoltaic | -0.43505
404475 | single | 63247 | MN | Dodge | 44.0933 | -92.7523 | 30831 | 20210813 | 4 | Novel Debra Solar, LLC (CSG) | 2020 | MISO | PV | c-si | single-axis | 180 | 0 | missing | 1 | 1.4 | greenfield | non-agrivoltaic | -0.51675
404476 | multi | 63159 | MN | Nicollet | 44.2689 | -94.2088 | 25707 | 20210804 | 4 | USS Flower Solar, LLC (CSG) | 2020 | MISO | PV | c-si | single-axis | 180 | 0 | missing | 1 | 1.4 | greenfield | es | -0.325
404477 | single | 63010 | MN | Dodge | 44.1114 | -92.747 | 30598 | 20210813 | 4 | Novel Benedix Solar (CSG) | 2020 | MISO | PV | c-si | single-axis | 180 | 0 | missing | 1 | 1.4 | greenfield | non-agrivoltaic | -0.50945
404478 | single | 61689 | MN | Renville | 44.7325 | -94.6082 | 26515 | 20210618 | 4 | Grimm Community Solar | 2018 | MISO | PV | c-si | fixed-tilt | 180 | 30 | missing | 1 | 1.4 | greenfield | non-agrivoltaic | -0.36016
404479 | single | 61058 | MN | Renville | 44.7471 | -94.7052 | 89234 | 20210619 | 4 | Kramer Solar (CSG) | 2017 | MISO | PV | c-si | fixed-tilt | 180 | 30 | missing | 3 | 4.5 | greenfield | non-agrivoltaic | -0.4104
404488 | single | 60716 | MN | Stearns | 45.588 | -94.403 | 91634 | 20220620 | 4 | Orion Community Solar | 2017 | MISO | PV | thin-film | fixed-tilt | 185 | 35 | missing | 2.7 | 3.9 | greenfield | grazing,es | -0.5771
404873 | single | 65632 | MN | Le Sueur | 44.3166 | -93.8953 | 32151 | 20230401 | 4 | MN CSG 2019-38 DE, LLC | 2022 | MISO | PV | c-si | single-axis | 181 | -9999 | missing | 1 | 1.8 | greenfield | non-agrivoltaic | -0.29268
404927 | multi | 65974 | MN | Lyon | 44.2344 | -95.8819 | 27261 | 20240328 | 4 | Timmerman (CSG) | 2023 | MISO | PV | c-si | single-axis | 181 | -9999 | missing | 1 | 1.7 | greenfield | non-agrivoltaic | -0.15764
404928 | single | 65989 | MN | McLeod | 44.9483 | -94.0757 | 24480 | 20230327 | 4 | South Garden | 2023 | MISO | PV | missing | single-axis | 180 | -9999 | missing | 1 | 1 | greenfield | non-agrivoltaic | -0.61336
404929 | multi | 65991 | MN | Carver | 44.8964 | -93.8339 | 20172 | 20230611 | 4 | USS Dressen Family Solar, LLC | 2023 | MISO | PV | missing | single-axis | 180 | -9999 | missing | 1 | 1 | greenfield | non-agrivoltaic | -0.42854
404930 | single | 65992 | MN | Yellow Medicine | 44.6143 | -95.5984 | 23025 | 20230905 | 4 | USS Wolf Solar, LLC | 2023 | MISO | PV | missing | single-axis | 180 | -9999 | missing | 1 | 1 | greenfield | non-agrivoltaic | -0.55868
404935 | multi | 66015 | MN | Murray | 43.9802 | -95.8726 | 25090 | 20240328 | 4 | Platt Solar | 2022 | MISO | PV | missing | single-axis | 180 | -9999 | missing | 1 | 1 | greenfield | non-agrivoltaic | -0.6344
404934 | single | 66004 | MN | Sibley | 44.5455 | -94.2229 | 15765 | 20230712 | 1 | Titlow Garden, LLC CSG | 2023 | MISO | PV | missing | single-axis | 180 | -9999 | missing | 1 | 1 | greenfield | non-agrivoltaic | -0.13489
404936 | multi | 66017 | MN | Chippewa | 44.9358 | -95.375 | 26982 | 20240310 | 4 | Andresen Solar | 2022 | MISO | PV | missing | single-axis | 180 | -9999 | missing | 1 | 1 | greenfield | non-agrivoltaic | -0.6936
404937 | single | 66030 | MN | Chisago | 45.4895 | -92.85 | 21783 | 20240320 | 4 | Johnson CSG 2 | 2023 | MISO | PV | missing | single-axis | 180 | -9999 | missing | 1 | 1 | greenfield | non-agrivoltaic | -0.50619
404948 | single | 66084 | MN | Meeker | 45.1379 | -94.7358 | 24812 | 20230217 | 4 | Rafterville Solar | 2022 | MISO | PV | missing | single-axis | 180 | -9999 | missing | 1 | 1 | greenfield | non-agrivoltaic | -0.62492
404988 | single | 66479 | MN | Stearns | 45.5976 | -94.8633 | 17245 | 20230217 | 4 | Pivot Energy Minnesota Solar 10 | 2023 | MISO | PV | missing | fixed-tilt | 180 | -9999 | missing | 1 | 1 | greenfield | non-agrivoltaic | -0.25027
404989 | multi | 66480 | MN | Steele | 44.1248 | -93.2802 | 19035 | 20230901 | 4 | Pivot Energy Minnesota Solar 1 | 2023 | MISO | PV | missing | single-axis | 180 | -9999 | missing | 1 | 1 | greenfield | non-agrivoltaic | -0.36581
404999 | multi | 66548 | MN | Blue Earth | 44.2322 | -93.9775 | 27699 | 20230529 | 4 | MN CSG 2019-54 ,LLC | 2023 | MISO | PV | missing | single-axis | 180 | -9999 | missing | 1 | 1 | greenfield | non-agrivoltaic | -0.71394
405003 | multi | 66683 | MN | Cass | 46.3244 | -94.3809 | 291631 | 20230531 | 4 | Sylvan Solar | 2023 | MISO | PV | missing | single-axis | 180 | -9999 | missing | 15.2 | 15.2 | greenfield | non-agrivoltaic | -0.37456
404636 | single | 63987 | MN | Nicollet | 44.4432 | -94.3851 | 26691 | 20240226 | 4 | Novel Martens Solar, LLC(CSG) | 2021 | MISO | PV | c-si | single-axis | 180 | -9999 | missing | 1 | 1.4 | greenfield | non-agrivoltaic | -0.36753
404660 | single | 64154 | MN | Lyon | 44.6135 | -95.6408 | 24650 | 20230727 | 4 | Novel Shelly Solar LLC (CSG) | 2023 | MISO | PV | c-si | single-axis | 180 | -9999 | missing | 1 | 1.4 | greenfield | non-agrivoltaic | -0.27554
404685 | multi | 64479 | MN | Yellow Medicine | 44.7826 | -95.7855 | 18902 | 20240328 | 4 | Novel Handeland Solar LLC (CSG) | 2021 | MISO | PV | c-si | single-axis | 180 | -9999 | missing | 1 | 1.4 | greenfield | non-agrivoltaic | 0.090411
404687 | single | 64483 | MN | Wabasha | 44.2466 | -92.5451 | 23774 | 20230523 | 4 | Novel Sunnyfield Farms Solar LLC CSG | 2023 | MISO | PV | c-si | single-axis | 180 | -9999 | missing | 1 | 1.4 | greenfield | non-agrivoltaic | -0.23117
404688 | single | 64484 | MN | Renville | 44.8048 | -95.2067 | 23900 | 20240301 | 4 | Novel Schroeder Solar LLC CSG | 2023 | MISO | PV | missing | single-axis | 180 | -9999 | missing | 1 | 1 | greenfield | non-agrivoltaic | -0.59234
404689 | single | 64485 | MN | Chisago | 45.4725 | -92.8996 | 24829 | 20230615 | 4 | Novel Caroline Solar, LLC CSG | 2022 | MISO | PV | missing | single-axis | 180 | -9999 | missing | 1 | 1 | greenfield | non-agrivoltaic | -0.62551
404691 | multi | 64488 | MN | Winona | 44.1007 | -91.7627 | 19629 | 20230828 | 4 | Novel Denzer Solar, LLC CSG | 2023 | MISO | PV | c-si | single-axis | 180 | -9999 | missing | 1 | 1.4 | greenfield | non-agrivoltaic | 0.032245
404702 | single | 64563 | MN | Chisago | 45.3881 | -92.6769 | 20370 | 20230616 | 4 | Novel Stein Solar, LLC CSG | 2022 | MISO | PV | c-si | single-axis | 180 | -9999 | missing | 1 | 1.4 | greenfield | non-agrivoltaic | -0.022665
404759 | single | 64987 | MN | Benton | 45.6823 | -93.9269 | 23215 | 20240327 | 4 | USS Foley Solar, LLC | 2022 | MISO | PV | c-si | single-axis | 180 | -9999 | missing | 1 | 1.4 | greenfield | es | -0.20115
404760 | multi | 64988 | MN | Renville | 44.7686 | -94.9071 | 24440 | 20230525 | 4 | USS Prokosch Solar, LLC | 2022 | MISO | PV | c-si | single-axis | 180 | -9999 | missing | 1 | 1.4 | greenfield | es | -0.2652
404761 | multi | 64989 | MN | Redwood | 44.4728 | -94.925 | 24459 | 20230525 | 4 | USS Rosebud Solar, LLC | 2021 | MISO | PV | c-si | single-axis | 180 | -9999 | missing | 1 | 1.4 | greenfield | es | -0.26615
404763 | single | 65004 | MN | Blue Earth | 44.2328 | -93.9626 | 18880 | 20230529 | 4 | MN CSG 2019-17, LLC | 2021 | MISO | PV | missing | fixed-tilt | 180 | -9999 | missing | 1 | 1 | greenfield | non-agrivoltaic | -0.35665
404777 | multi | 65066 | MN | Otter Tail | 46.2781 | -96.039 | 253546 | 20240511 | 4 | Hoot Lake Solar | 2022 | MISO | PV | missing | fixed-tilt | 180 | -9999 | missing | 49.9 | 49.9 | greenfield | es | 2.6909
404795 | multi | 65160 | MN | Waseca | 44.0798 | -93.5507 | 21045 | 20230130 | 4 | Lily Garden | 2022 | MISO | PV | missing | single-axis | 180 | -9999 | missing | 1 | 1 | greenfield | non-agrivoltaic | -0.47207
404690 | single | 64486 | MN | Waseca | 43.9938 | -93.499 | 23679 | 20230410 | 4 | Novel David Solar LLC CSG | 2021 | MISO | PV | c-si | single-axis | 180 | -9999 | missing | 1 | 1.4 | greenfield | non-agrivoltaic | -0.22618
404745 | single | 64870 | MN | Wright | 45.2588 | -93.7951 | 24074 | 20230712 | 4 | USS Quail Solar, LLC | 2021 | MISO | PV | c-si | single-axis | 180 | -9999 | missing | 1 | 1.4 | greenfield | non-agrivoltaic | -0.24676
402865 | multi | 62163 | MS | Lauderdale | 32.4496 | -88.5605 | 1445295 | 20220410 | 4 | Meridian III | 2019 | SOCO | PV | c-si | single-axis | 180 | 0 | missing | 52.5 | 75.1 | greenfield | non-agrivoltaic | -0.37793
401790 | multi | 60552 | MS | Forrest | 31.2719 | -89.3004 | 788869 | 20220312 | 4 | Hattiesburg Solar Farm | 2017 | SOCO | PV | c-si | fixed-tilt | 180 | 20 | missing | 50.6 | 67.5 | greenfield | non-agrivoltaic | 0.33402
402866 | single | 62164 | MS | Lauderdale | 32.549 | -88.5783 | 85788 | 20190912 | 4 | Meridian II | 2019 | TVA | PV | c-si | single-axis | 60 | 0 | missing | 5 | 6.5 | greenfield | non-agrivoltaic | 0.12644
401996 | multi | 60853 | MS | Chickasaw | 33.927 | -88.9974 | 89275 | 20220721 | 4 | SR Houston | 2016 | TVA | PV | thin-film | fixed-tilt | 180 | 15 | missing | 3.1 | 3.9 | greenfield | non-agrivoltaic | -0.55328
402205 | multi | 61208 | MS | Harrison | 30.3796 | -89.1193 | 49515 | 20211109 | 4 | Gulfport Naval Base (CSG) PV System | 2017 | SOCO | PV | c-si | single-axis | 135 | 0 | missing | 3.5 | 4.2 | greenfield | non-agrivoltaic | 0.31829
404885 | single | 65697 | MS | Leake | 32.5955 | -89.454 | 33326 | 20220921 | 4 | Walnut Grove Demonstration Plant | 2023 | SOCO | PV | missing | single-axis | 180 | -9999 | batteries | 1.3 | 1.3 | greenfield | non-agrivoltaic | -0.65237
404649 | multi | 64081 | MS | Sunflower | 33.7576 | -90.5323 | 2541275 | 20230115 | 4 | Sunflower County | 2019 | MISO | PV | c-si | single-axis | 180 | -9999 | missing | 100 | 110.1 | greenfield | non-agrivoltaic | -0.56092
401620 | multi | 60306 | MS | Lamar | 31.3999 | -89.4901 | 1382537 | 20211129 | 4 | Sumrall I Solar Farm | 2017 | SOCO | PV | c-si | single-axis | 180 | 0 | missing | 52 | 74.1 | greenfield | non-agrivoltaic | -0.34328
404529 | multi | 60303 | MS | Lamar | 31.4008 | -89.499 | 1271931 | 20211129 | 4 | Sumrall II Solar Farm | 2016 | MISO | PV | c-si | single-axis | 180 | 0 | missing | 52 | 74 | greenfield | non-agrivoltaic | -0.2462
401862 | multi | 60673 | MO | Christian | 37.0421 | -93.3404 | 154264 | 20220228 | 4 | Nixa Solar, LLC | 2017 | SWPP | PV | c-si | fixed-tilt | 180 | 25 | missing | 7.92 | 11.2 | greenfield | non-agrivoltaic | 0.059382
402465 | multi | 61588 | MO | Jackson | 39.1179 | -94.2889 | 68670 | 20220621 | 4 | Independence II Solar Farm | 2018 | SWPP | PV | c-si | fixed-tilt | 180 | 25 | missing | 4 | 4 | greenfield | non-agrivoltaic | 0.5418
400893 | single | 59110 | MO | Greene | 37.2463 | -93.167 | 102703 | 20220303 | 4 | Springfield Solar 1, LLC | 2014 | SWPP | PV | c-si | fixed-tilt | 180 | 20 | missing | 4.9 | 6.5 | greenfield | non-agrivoltaic | -0.13794
400821 | single | 58959 | MO | Bates | 38.2737 | -94.3528 | 45068 | 20211201 | 4 | Butler Solar Power Project | 2014 | SWPP | PV | c-si | fixed-tilt | 180 | 32 | missing | 2.8 | 3.2 | greenfield | non-agrivoltaic | 0.025511
400012 | single | 6074 | MO | Jackson | 38.8634 | -94.2974 | 37267 | 20220621 | 4 | Greenwood (MO) | 2016 | SWPP | PV | c-si | fixed-tilt | 185 | 15 | batteries | 3 | 3.6 | greenfield | non-agrivoltaic | 0.5678
401261 | single | 59729 | MO | Macon | 39.7636 | -92.4565 | 46436 | 20211203 | 4 | Macon Solar Power Project | 2015 | SWPP | PV | c-si | fixed-tilt | 180 | 30 | missing | 2.8 | 3.2 | greenfield | non-agrivoltaic | -0.018797
401876 | single | 60704 | MO | Grundy | 40.1155 | -93.6122 | 52070 | 20210909 | 4 | Trenton Solar Farm (MO) | 2015 | SWPP | PV | c-si | fixed-tilt | 180 | 27 | missing | 2.8 | 3.3 | greenfield | non-agrivoltaic | -0.13608
401877 | multi | 60705 | MO | Phelps | 37.9866 | -91.7165 | 44568 | 20211105 | 4 | Rolla Solar Farm (MO) | 2016 | SWPP | PV | c-si | fixed-tilt | 180 | 25 | missing | 2.8 | 3.2 | greenfield | non-agrivoltaic | 0.042371
401878 | multi | 60706 | MO | Pulaski | 37.8048 | -92.253 | 54012 | 20211212 | 4 | Waynesville Solar Farm (MO) | 2016 | SWPP | PV | c-si | fixed-tilt | 180 | 25 | missing | 2.8 | 3.2 | greenfield | non-agrivoltaic | -0.2236
401879 | single | 60707 | MO | Saline | 39.0949 | -93.211 | 46423 | 20200523 | 4 | Marshall Solar Farm (MO) | 2016 | SWPP | PV | c-si | fixed-tilt | 185 | 25 | missing | 2.8 | 3.2 | greenfield | non-agrivoltaic | -0.018404
402163 | single | 61135 | MO | Laclede | 37.6685 | -92.6703 | 47853 | 20220226 | 4 | Lebanon Solar Farm (MO) | 2017 | SWPP | PV | c-si | fixed-tilt | 180 | 25 | missing | 2.5 | 3.1 | greenfield | non-agrivoltaic | -0.10632
402214 | single | 61223 | MO | Livingston | 39.7884 | -93.5362 | 47974 | 20200825 | 4 | Chillicothe Solar Farm | 2017 | SWPP | PV | c-si | fixed-tilt | 180 | 25 | missing | 2.5 | 3.3 | greenfield | non-agrivoltaic | -0.02145
402268 | single | 61316 | MO | Lafayette | 39.0022 | -93.7275 | 47422 | 20200825 | 4 | Higginsville Solar Farm | 2017 | SWPP | PV | c-si | fixed-tilt | 180 | 25 | missing | 2.5 | 3.2 | greenfield | non-agrivoltaic | -0.049178
402357 | single | 61450 | MO | St. Francois | 37.7566 | -90.4258 | 45375 | 20220107 | 4 | Farmington Solar Farm | 2018 | MISO | PV | c-si | fixed-tilt | 180 | 25 | missing | 2.5 | 3.1 | greenfield | non-agrivoltaic | -0.031362
402449 | multi | 61566 | MO | Cedar | 37.8582 | -94.0032 | 49051 | 20220414 | 4 | El Dorado Springs Solar Farm | 2018 | AECI | PV | c-si | fixed-tilt | 180 | 25 | missing | 2.5 | 3.2 | greenfield | non-agrivoltaic | -0.096656
402624 | multi | 61826 | MO | St. Charles | 38.8278 | -90.6786 | 75360 | 20220529 | 4 | O'Fallon Renewable Energy Center | 2014 | MISO | PV | c-si | fixed-tilt | 180 | 20 | missing | 4.5 | 5.7 | greenfield | non-agrivoltaic | 0.12365
404072 | single | 64225 | MO | Jasper | 37.1279 | -94.4317 | 46818 | 20211225 | 4 | Prosperity Solar Farm (CSG) | 2021 | SWPP | PV | missing | single-axis | 180 | -9999 | missing | 2.3 | 2.3 | superfund | non-agrivoltaic | -0.438
404436 | multi | 65230 | MO | Boone | 38.9565 | -92.2442 | 204284 | 20211129 | 4 | Truman Solar | 2021 | MISO | PV | missing | single-axis | 180 | -9999 | missing | 10 | 14 | greenfield | non-agrivoltaic | -0.026864
402138 | single | 61092 | MO | Jackson | 39.1165 | -94.288 | 53222 | 20220621 | 4 | Independence Solar Farm | 2017 | SWPP | PV | c-si | fixed-tilt | 180 | 25 | missing | 3 | 3.6 | greenfield | non-agrivoltaic | -0.045727
404887 | multi | 65726 | MO | Montgomery | 38.8929 | -91.4249 | 106772 | 20221122 | 4 | Montgomery County Community Solar Center | 2022 | MISO | PV | c-si | single-axis | 180 | -9999 | missing | 5.7 | 6.5 | greenfield | non-agrivoltaic | -0.18904
404756 | multi | 64982 | MO | Howell | 36.7846 | -91.8727 | 128015 | 20230329 | 4 | West Plains Solar I | 2022 | SWPP | PV | c-si | fixed-tilt | 180 | -9999 | missing | 8 | 10.8 | greenfield | non-agrivoltaic | 0.30858
404809 | multi | 65296 | MO | Jackson | 39.133 | -94.4871 | 166566 | 20240522 | 4 | Hawthorn Solar I | 2021 | SWPP | PV | missing | single-axis | 180 | -9999 | missing | 10 | 10 | greenfield | non-agrivoltaic | -0.20686
402282 | multi | 61336 | MT | Cascade | 47.5476 | -111.25 | 89193 | 20220226 | 4 | Black Eagle Solar, LLC | 2017 | NWMT | PV | c-si | single-axis | 180 | 0 | missing | 3 | 4.1 | greenfield | non-agrivoltaic | -0.50492
402249 | single | 61289 | MT | Sweet Grass | 45.7041 | -109.5653 | 59329 | 20220808 | 4 | River Bend Solar, LLC | 2017 | NWMT | PV | c-si | single-axis | 180 | 0 | missing | 2 | 2.8 | greenfield | non-agrivoltaic | -0.47894
402250 | single | 61290 | MT | Big Horn | 45.7287 | -107.6356 | 107401 | 20200929 | 4 | South Mills Solar, LLC | 2017 | NWMT | PV | c-si | single-axis | 180 | 0 | missing | 3 | 4.2 | greenfield | non-agrivoltaic | -0.6503
402251 | single | 61291 | MT | Lewis and Clark | 46.6964 | -112.0658 | 83896 | 20220726 | 4 | Green Meadow Solar, LLC | 2017 | NWMT | PV | c-si | single-axis | 180 | 0 | missing | 3 | 4.2 | greenfield | non-agrivoltaic | -0.41818
402283 | single | 61337 | MT | Golden Valley | 46.2918 | -108.9352 | 65395 | 20220704 | 4 | Magpie Solar, LLC | 2017 | NWMT | PV | c-si | single-axis | 180 | 0 | missing | 3 | 4.1 | greenfield | non-agrivoltaic | -0.1505
402281 | single | 61335 | MT | Lewis and Clark | 46.8078 | -112.2513 | 95400 | 20220626 | 4 | Great Divide Solar, LLC | 2017 | NWMT | PV | c-si | single-axis | 180 | 0 | missing | 3 | 4.1 | greenfield | non-agrivoltaic | -0.56829
404640 | multi | 64032 | MT | Yellowstone | 45.8758 | -108.6553 | 1645649 | 20230919 | 4 | MTSUN | 2020 | NWMT | PV | missing | single-axis | 180 | -9999 | missing | 80 | 80 | greenfield | es | -0.44888
404663 | multi | 64189 | MT | Beaverhead | 45.2327 | -112.7533 | 1719421 | 20230816 | 4 | Apex Solar | 2015 | NWMT | PV | missing | single-axis | 180 | -9999 | missing | 80 | 80 | greenfield | non-agrivoltaic | -0.49306
402663 | single | 61884 | NE | Buffalo | 40.7221 | -99.0387 | 122144 | 20211109 | 4 | Kearney NPPD Solar Project | 2017 | SWPP | PV | c-si | single-axis | 180 | 0 | missing | 5.76 | 7.2 | greenfield | es | -0.22994
400009 | single | 2240 | NE | Dodge | 41.4299 | -96.458 | 32776 | 20220426 | 4 | Lon Wright | 2018 | SWPP | PV | c-si | single-axis | 180 | 0 | missing | 2.3 | 2.7 | greenfield | non-agrivoltaic | 0.26649
401254 | multi | 59713 | NE | Lancaster | 40.8237 | -96.8173 | 92996 | 20220301 | 4 | Holdrege Solar Center | 2016 | SWPP | PV | c-si | single-axis | 180 | 0 | missing | 4 | 4.7 | greenfield | non-agrivoltaic | -0.40806
402373 | single | 61467 | NE | Dawson | 40.7516 | -99.7339 | 66243 | 20210916 | 4 | City of Lexington | 2017 | SWPP | PV | c-si | single-axis | 180 | 0 | missing | 3.6 | 3.9 | greenfield | non-agrivoltaic | -0.23148
401972 | single | 60823 | NE | Dakota | 42.4315 | -96.4081 | 49323 | 20220724 | 4 | South Sioux City Solar | 2016 | SWPP | PV | c-si | single-axis | 180 | 0 | missing | 2.3 | 3.1 | greenfield | non-agrivoltaic | -0.14722
403228 | single | 62833 | NE | Adams | 40.6031 | -98.4381 | 41123 | 20220208 | 4 | Hastings Community Solar Farm | 2019 | SWPP | PV | c-si | single-axis | 216 | 0 | missing | 0.3 | 2 | greenfield | non-agrivoltaic | -0.44842
403861 | single | 63844 | NE | Washington | 41.4567 | -96.0048 | 127731 | 20210811 | 4 | Fort Calhoun Community Solar | 2019 | SWPP | PV | c-si | single-axis | 180 | 0 | missing | 5 | 7 | greenfield | non-agrivoltaic | -0.31774
404145 | multi | 64365 | NE | Scotts Bluff | 41.8893 | -103.651 | 72360 | 20220208 | 4 | Western Meadowlark Solar SCS NE 1, LLC | 2020 | SWPP | PV | c-si | single-axis | 180 | 0 | missing | 4.4 | 5.2 | greenfield | non-agrivoltaic | 0.04371
400555 | single | 58489 | NV | Clark | 36.3922 | -114.9647 | 539032 | 20220816 | 4 | Apex Solar PV Power Project | 2012 | NEVP | PV | c-si | single-axis | 190 | 0 | missing | 20 | 24.8 | greenfield | non-agrivoltaic | -0.50406
400086 | single | 57205 | NV | Clark | 35.781 | -114.9926 | 1346328 | 20210506 | 4 | CM48 | 2010 | CISO | PV | thin-film | fixed-tilt | 180 | 25 | missing | 48 | 60.5 | greenfield | non-agrivoltaic | -0.52676
400036 | multi | 56568 | NV | Clark | 36.2565 | -115.0544 | 487297 | 20220923 | 4 | Nellis Air Force Base Solar Array | 2007 | NEVP | PV | c-si | single-axis | 180 | 20 | missing | 12 | 14 | RCRA | non-agrivoltaic | -0.87013
400658 | multi | 58644 | NV | Clark | 35.6079 | -115.3373 | 6468343 | 20220923 | 4 | Silver State Solar Power South | 2016 | CISO | PV | thin-film | single-axis | 180 | 0 | missing | 250 | 338.6 | greenfield | non-agrivoltaic | -0.36976
400166 | multi | 57442 | NV | Clark | 35.6251 | -115.3502 | 1197330 | 20220923 | 4 | Silver State Solar Power North | 2012 | NEVP | PV | thin-film | fixed-tilt | 180 | 25 | missing | 52 | 63.5 | greenfield | non-agrivoltaic | -0.3552
400600 | single | 58544 | NV | Clark | 36.3865 | -114.9522 | 529728 | 20220816 | 4 | Mountain View Solar | 2014 | NEVP | PV | c-si | single-axis | 190 | 0 | missing | 20 | 25 | greenfield | non-agrivoltaic | -0.47894
401042 | multi | 59404 | NV | Clark | 35.4864 | -114.934 | 459291 | 20210506 | 4 | Searchlight Solar | 2014 | NEVP | PV | c-si | single-axis | 180 | 0 | missing | 17.49 | 21.4 | greenfield | non-agrivoltaic | -0.49166
400363 | multi | 58017 | NV | Clark | 35.7858 | -114.9616 | 3546586 | 20210506 | 4 | Copper Mountain Solar 2 | 2015 | CISO | PV | thin-film | fixed-tilt | 180 | 25 | missing | 154 | 187.6 | greenfield | non-agrivoltaic | -0.35814
401381 | single | 59919 | NV | Clark | 36.2076 | -115.0464 | 264952 | 20220828 | 4 | Nellis Solar PV II | 2015 | NEVP | PV | c-si | single-axis | 180 | 0 | missing | 15.5 | 18 | RCRA | non-agrivoltaic | -0.039474
400029 | single | 50765 | NV | Churchill | 39.5428 | -118.5609 | 422341 | 20210611 | 4 | Stillwater Facility | 2012 | NEVP | PV | c-si | fixed-tilt | 180 | 16 | missing | 21.8 | 26.2 | greenfield | non-agrivoltaic | -0.16451
400556 | multi | 58490 | NV | Clark | 36.2371 | -114.8736 | 937644 | 20220702 | 4 | Spectrum Solar PV Power Project | 2013 | NEVP | PV | c-si | single-axis | 180 | 0 | missing | 30 | 37.6 | greenfield | non-agrivoltaic | -0.62923
400802 | multi | 58915 | NV | Clark | 35.8818 | -114.9655 | 3835825 | 20220728 | 4 | Copper Mountain Solar 3 | 2015 | LDWP | PV | c-si | fixed-tilt | 180 | 16 | missing | 255 | 311.2 | greenfield | non-agrivoltaic | 0.24004
401274 | single | 59747 | NV | Clark | 36.0319 | -114.9278 | 287916 | 20220728 | 4 | River Mountains Solar | 2016 | NEVP | PV | c-si | single-axis | 180 | 0 | missing | 14.4 | 18 | greenfield | non-agrivoltaic | -0.15427
403107 | multi | 62636 | NV | Nye | 36.2753 | -115.9723 | 242077 | 20220907 | 4 | NVSS-II | 2017 | NEVP | PV | c-si | fixed-tilt | 180 | 30 | missing | 14 | 17.5 | greenfield | non-agrivoltaic | 0.052776
401308 | multi | 59814 | NV | Clark | 35.7888 | -114.9797 | 2387970 | 20210506 | 4 | Copper Mountain Solar 4, LLC | 2016 | CISO | PV | c-si | single-axis | 180 | 0 | missing | 93.6 | 125.2 | greenfield | non-agrivoltaic | -0.36802
400313 | multi | 57859 | NV | Clark | 36.5259 | -114.7546 | 3918802 | 20210727 | 4 | Moapa Southern Paiute | 2016 | NEVP | PV | thin-film | fixed-tilt | 181 | 30 | missing | 250 | 344.3 | greenfield | non-agrivoltaic | 0.3826
402017 | single | 60885 | NV | Clark | 35.8478 | -114.9459 | 793328 | 20210506 | 4 | Boulder Solar II, LLC | 2017 | NEVP | PV | c-si | single-axis | 180 | 0 | missing | 50 | 62.5 | greenfield | non-agrivoltaic | 0.1903
400468 | multi | 58319 | NV | Churchill | 39.5825 | -119.0689 | 310047 | 20210629 | 4 | Patua Acquisition Project, LLC | 2017 | NEVP | PV | c-si | single-axis | 180 | 0 | missing | 10.64 | 14.5 | greenfield | non-agrivoltaic | -0.48799
401596 | multi | 60261 | NV | Clark | 36.4107 | -114.9121 | 3135587 | 20220728 | 4 | Playa Solar 2 | 2017 | NEVP | PV | thin-film | single-axis | 180 | 0 | missing | 100 | 136.9 | greenfield | non-agrivoltaic | -0.55381
401319 | single | 59827 | NV | Clark | 36.4001 | -114.9019 | 1064416 | 20220728 | 4 | Playa Solar 1, LLC | 2017 | NEVP | PV | thin-film | single-axis | 180 | 0 | missing | 79 | 99 | greenfield | non-agrivoltaic | 0.4917
402690 | single | 61930 | NV | Clark | 35.8677 | -114.9555 | 3900518 | 20220728 | 4 | Techren Solar II, LLC | 2019 | NEVP | PV | c-si | single-axis | 180 | 0 | missing | 200 | 251.3 | greenfield | non-agrivoltaic | -0.11383
402485 | multi | 61611 | NV | Clark | 35.8528 | -114.9686 | 2103596 | 20210411 | 4 | Techren Solar I, LLC | 2019 | NEVP | PV | c-si | single-axis | 180 | 0 | missing | 100 | 132.1 | greenfield | non-agrivoltaic | -0.14837
403308 | single | 62980 | NV | Washoe | 39.5805 | -119.5174 | 219746 | 20220823 | 4 | Turquoise Liberty Solar | 2019 | NEVP | PV | thin-film | single-axis | 179 | 0 | missing | 10 | 11 | greenfield | non-agrivoltaic | -0.41827
401649 | multi | 60352 | NV | Clark | 35.8363 | -114.9816 | 2045406 | 20210506 | 4 | Boulder Solar Power, LLC | 2016 | NEVP | PV | c-si | single-axis | 180 | 0 | batteries | 100 | 124.9 | greenfield | non-agrivoltaic | -0.18509
402130 | single | 61084 | NV | Mineral | 38.5452 | -118.1937 | 1415667 | 20210814 | 4 | Luning Energy | 2017 | NEVP | PV | c-si | single-axis | 180 | 0 | missing | 50 | 54.5 | greenfield | non-agrivoltaic | -0.66319
401943 | multi | 60785 | NV | Churchill | 39.6665 | -117.6813 | 255236 | 20220928 | 4 | Tungsten Mountain | 2019 | NEVP | PV | c-si | single-axis | 180 | 0 | missing | 7.3 | 9.7 | greenfield | non-agrivoltaic | -0.67364
401318 | multi | 59826 | NV | Nye | 36.515 | -116.5153 | 2389885 | 20210203 | 4 | Sunshine Valley Solar | 2019 | CISO | PV | thin-film | single-axis | 180 | 0 | missing | 100 | 126 | greenfield | non-agrivoltaic | -0.36181
402609 | multi | 61809 | NV | Churchill | 39.5371 | -118.5637 | 598247 | 20210611 | 4 | EGP Stillwater Solar PV II, LLC | 2018 | NEVP | PV | c-si | fixed-tilt | 180 | 30 | missing | 20 | 24 | greenfield | non-agrivoltaic | -0.62887
400059 | multi | 56944 | NV | Clark | 35.7865 | -114.998 | 313570 | 20210506 | 4 | CM10 | 2008 | CISO | PV | thin-film | fixed-tilt | 180 | 25 | missing | 10 | 12.4 | greenfield | non-agrivoltaic | -0.641
400545 | single | 58477 | NV | Clark | 36.1347 | -115.0353 | 60945 | 20220827 | 4 | Las Vegas WPCF Solar Plant | 2013 | NEVP | PV | c-si | single-axis | 180 | 0 | missing | 3.3 | 3.5 | greenfield | non-agrivoltaic | -0.2621
400035 | single | 56500 | NV | Storey | 39.5604 | -119.5091 | 26217 | 20220823 | 4 | Western 102 Power Plant | 2007 | NEVP | PV | c-si | fixed-tilt | 180 | 21 | missing | 1 | 1.3 | greenfield | non-agrivoltaic | -0.42826
401086 | single | 59472 | NV | Lyon | 39.1215 | -119.1409 | 430712 | 20171111 | 4 | Ft. Churchill PV | 2015 | NEVP | PV | cpv | single-axis | 179 | 0 | missing | 18 | 20.3 | greenfield | non-agrivoltaic | -0.48027
401851 | multi | 60654 | NV | Clark | 35.9388 | -114.8866 | 3466255 | 20220828 | 4 | Townsite Solar Project Hybrid | 2021 | WALC | PV | thin-film | single-axis | 180 | -9999 | batteries | 160 | 180 | greenfield | non-agrivoltaic | -0.37862
402144 | multi | 61098 | NV | Humboldt | 40.7209 | -117.0638 | 2191228 | 20220116 | 4 | Battle Mountain Solar Project | 2021 | NEVP | PV | c-si | single-axis | 181 | -9999 | batteries | 101 | 122.9 | greenfield | non-agrivoltaic | -0.29052
402691 | single | 61931 | NV | Clark | 35.845 | -114.9721 | 447850 | 20220411 | 4 | Techren Solar III, LLC | 2020 | NEVP | PV | c-si | single-axis | 180 | 0 | missing | 25 | 32.7 | greenfield | non-agrivoltaic | 0.068125
402692 | single | 61932 | NV | Clark | 35.8924 | -114.936 | 541154 | 20220728 | 4 | Techren Solar IV, LLC | 2020 | NEVP | PV | c-si | single-axis | 180 | 0 | missing | 25 | 32.7 | greenfield | non-agrivoltaic | -0.19859
403001 | multi | 62440 | NV | Clark | 35.9013 | -114.9265 | 986176 | 20220728 | 4 | Techren Solar V | 2020 | NEVP | PV | c-si | single-axis | 180 | 0 | missing | 50 | 65.4 | greenfield | non-agrivoltaic | -0.073797
403884 | multi | 63906 | NV | Washoe | 39.587 | -119.5273 | 580968 | 20220823 | 4 | Turquoise Nevada, LLC | 2020 | NEVP | PV | c-si | fixed-tilt | 180 | 25 | missing | 54.6 | 61.2 | greenfield | non-agrivoltaic | 0.753
403688 | multi | 63504 | NV | Clark | 35.7718 | -114.9767 | 4084373 | 20210506 | 4 | Copper Mountain Solar 5, LLC | 2021 | NEVP | PV | c-si | single-axis | 180 | -9999 | missing | 250 | 332.3 | greenfield | non-agrivoltaic | 0.24489
403386 | single | 63080 | NV | Clark | 36.4255 | -114.9232 | 2262844 | 20220728 | 4 | Harry Allen Solar Energy, LLC | 2021 | NEVP | PV | c-si | single-axis | 180 | -9999 | missing | 100 | 123.5 | greenfield | non-agrivoltaic | -0.32251
404659 | multi | 64148 | NV | Washoe | 40.0806 | -119.9637 | 1549409 | 20221005 | 4 | Fish Springs | 2021 | NEVP | PV | c-si | single-axis | 180 | -9999 | batteries | 100 | 130 | greenfield | non-agrivoltaic | 0.29879
404971 | multi | 66357 | NV | Clark | 36.0577 | -115.7914 | 3194442 | 20230717 | 3 | Yellow Pine Solar | 2023 | NEVP | PV | missing | single-axis | 180 | -9999 | batteries | 93.8 | 93.8 | greenfield | non-agrivoltaic | -0.85671
404204 | single | 64454 | NH | Hillsborough | 42.8114 | -71.5004 | 36246 | 20211214 | 4 | Merrimack Solar Farm, LLC | 2019 | ISNE | PV | c-si | fixed-tilt | 180 | 20 | missing | 2.4 | 3 | greenfield | non-agrivoltaic | 0.27475
401597 | multi | 60265 | NJ | Hunterdon | 40.5237 | -74.8432 | 68439 | 20220124 | 4 | Junction Road | 2016 | PJM | PV | c-si | fixed-tilt | 180 | 20 | batteries | 4.7 | 5.4 | greenfield | non-agrivoltaic | 0.19285
400592 | single | 58536 | NJ | Monmouth | 40.352 | -74.1903 | 62109 | 20210629 | 4 | Cornerstone Power Holmdel, LLC | 2013 | PJM | PV | c-si | single-axis | 180 | 0 | missing | 3 | 3.7 | greenfield | non-agrivoltaic | -0.21667
400268 | single | 57746 | NJ | Cumberland | 39.5049 | -74.9976 | 46092 | 20210902 | 4 | The City of Vineland at North Vineland | 2011 | PJM | PV | c-si | fixed-tilt | 180 | 25 | missing | 2.3 | 3 | greenfield | non-agrivoltaic | -0.099844
400177 | single | 57486 | NJ | Hunterdon | 40.5217 | -75.0123 | 50253 | 20220214 | 4 | Frenchtown I Solar | 2012 | PJM | PV | c-si | fixed-tilt | 180 | 25 | missing | 3 | 3.5 | greenfield | non-agrivoltaic | -0.003229
400228 | single | 57660 | NJ | Cumberland | 39.4209 | -74.9736 | 97715 | 20210902 | 4 | Vineland Mays Landing Solar | 2011 | PJM | PV | c-si | single-axis | 180 | 0 | missing | 3.7 | 4.7 | greenfield | non-agrivoltaic | -0.45977
400267 | single | 57745 | NJ | Cumberland | 39.4624 | -75.0701 | 78251 | 20210825 | 4 | The City of Vineland at West Vineland | 2011 | PJM | PV | c-si | fixed-tilt | 180 | 25 | missing | 3.7 | 4.8 | greenfield | non-agrivoltaic | -0.17922
400047 | single | 56888 | NJ | Warren | 40.7887 | -75.1049 | 52232 | 20190820 | 4 | Warren County Solar | 2012 | PJM | PV | c-si | single-axis | 180 | 0 | missing | 2 | 2 | greenfield | non-agrivoltaic | -0.66757
400254 | single | 57724 | NJ | Hudson | 40.7508 | -74.1099 | 48695 | 20220302 | 4 | NJMC Landfill | 2011 | PJM | PV | c-si | fixed-tilt | 175 | 20 | missing | 2.5 | 3 | landfill | non-agrivoltaic | -0.17356
400516 | single | 58402 | NJ | Somerset | 40.4006 | -74.6694 | 61103 | 20210910 | 4 | Solar Star New Jersey NJ, LLC | 2012 | PJM | PV | c-si | single-axis | 180 | 0 | missing | 1.5 | 1.7 | greenfield | non-agrivoltaic | -0.88937
400173 | multi | 57471 | NJ | Union | 40.6841 | -74.4044 | 16475 | 20211002 | 4 | Murray Hill Solar | 2011 | PJM | PV | c-si | single-axis | 180 | 0 | missing | 1 | 1.1 | greenfield | non-agrivoltaic | -0.064215
400085 | single | 57204 | NJ | Warren | 40.8612 | -74.8219 | 51329 | 20220724 | 4 | PSEG Hackettstown | 2009 | PJM | PV | thin-film | fixed-tilt | 180 | 25 | missing | 2.2 | 2.2 | greenfield | non-agrivoltaic | -0.57075
400253 | multi | 57723 | NJ | Gloucester | 39.8252 | -75.22 | 69638 | 20211106 | 4 | Johnson Matthey, Inc. Solar | 2011 | PJM | PV | c-si | single-axis | 180 | 0 | missing | 4 | 5.2 | greenfield | non-agrivoltaic | 0.10322
400151 | multi | 57381 | NJ | Union | 40.6193 | -74.216 | 39055 | 20211109 | 4 | Linden Solar Farm | 2010 | PJM | PV | c-si | fixed-tilt | 180 | 20 | missing | 2.7 | 3.2 | PCSC | non-agrivoltaic | 0.25712
400178 | single | 57487 | NJ | Hunterdon | 40.5146 | -74.9768 | 44493 | 20211226 | 4 | Frenchtown II Solar | 2011 | PJM | PV | c-si | fixed-tilt | 180 | 25 | missing | 3 | 3.5 | greenfield | non-agrivoltaic | 0.1878
400752 | single | 58822 | NJ | Cumberland | 39.3749 | -75.0322 | 20539 | 20210825 | 4 | Millville City Sewer Auth WTP | 2013 | PJM | PV | c-si | fixed-tilt | 180 | 20 | missing | 1.3 | 1.5 | greenfield | non-agrivoltaic | 0.06847
400386 | multi | 58090 | NJ | Middlesex | 40.4246 | -74.4875 | 79761 | 20220318 | 4 | Middlesex Apple Orchard Solar | 2013 | PJM | PV | c-si | fixed-tilt | 149 | 20 | missing | 4.7 | 5.7 | greenfield | non-agrivoltaic | 0.035238
400574 | multi | 58512 | NJ | Cumberland | 39.4399 | -75.0449 | 74935 | 20210825 | 4 | Cornerstone Power Vineland I, LLC | 2012 | PJM | PV | c-si | single-axis | 180 | 0 | missing | 3.1 | 3.7 | greenfield | non-agrivoltaic | -0.43271
400993 | single | 59277 | NJ | Burlington | 39.9222 | -74.8067 | 20100 | 20210814 | 4 | Medford WWTP | 2013 | PJM | PV | c-si | fixed-tilt | 170 | 25 | missing | 1.3 | 1.5 | greenfield | non-agrivoltaic | 0.10226
400997 | single | 59297 | NJ | Somerset | 40.4705 | -74.6853 | 47009 | 20220625 | 4 | Carrier Clinic | 2009 | PJM | PV | thin-film | fixed-tilt | 173 | 25 | missing | 1.5 | 1.8 | greenfield | non-agrivoltaic | -0.66758
400580 | single | 58519 | NJ | Burlington | 40.0004 | -74.735 | 39912 | 20220124 | 4 | Alethea I | 2011 | PJM | PV | c-si | fixed-tilt | 180 | 25 | missing | 2.8 | 3 | greenfield | non-agrivoltaic | 0.11369
400257 | single | 57728 | NJ | Burlington | 40.0305 | -74.8263 | 77374 | 20220124 | 4 | Mill Creek Solar | 2011 | PJM | PV | thin-film | fixed-tilt | 191 | 22 | missing | 3.5 | 3.8 | greenfield | non-agrivoltaic | -0.43831
400367 | single | 58030 | NJ | Burlington | 39.9279 | -74.8145 | 108936 | 20210814 | 4 | Reeves Station Rd East | 2012 | PJM | PV | c-si | fixed-tilt | 180 | 25 | missing | 5.5 | 6.7 | greenfield | non-agrivoltaic | -0.17576
400496 | single | 58360 | NJ | Cumberland | 39.5184 | -75.0299 | 50836 | 20210825 | 4 | Atlantic Coast Freezers Solar Facility | 2012 | PJM | PV | c-si | single-axis | 188 | 0 | missing | 2.2 | 2.2 | greenfield | non-agrivoltaic | -0.56195
400937 | multi | 59166 | NJ | Gloucester | 39.7875 | -75.3489 | 23007 | 20210109 | 4 | Bridgeport Disposal Solar Farm | 2011 | PJM | PV | c-si | fixed-tilt | 180 | 20 | missing | 1.2 | 1.5 | landfill | non-agrivoltaic | -0.097485
400270 | single | 57750 | NJ | Cumberland | 39.4893 | -74.9802 | 49038 | 20210902 | 4 | Maple Solar | 2011 | PJM | PV | c-si | fixed-tilt | 180 | 27 | missing | 2.4 | 3 | greenfield | non-agrivoltaic | -0.18269
400229 | single | 57661 | NJ | Monmouth | 40.2566 | -74.3497 | 41840 | 20210926 | 4 | Manalapan Village Solar | 2011 | PJM | PV | c-si | fixed-tilt | 180 | 20 | missing | 3.5 | 3.6 | greenfield | non-agrivoltaic | 0.34413
400152 | multi | 57382 | NJ | Mercer | 40.1688 | -74.6578 | 59174 | 20220303 | 4 | Yardville Solar Farm | 2010 | PJM | PV | c-si | fixed-tilt | 195 | 15 | missing | 3.6 | 4.3 | greenfield | non-agrivoltaic | 0.060753
400994 | single | 59278 | NJ | Burlington | 39.9293 | -74.8177 | 53058 | 20210814 | 4 | Reeves South | 2013 | PJM | PV | c-si | fixed-tilt | 180 | 25 | missing | 1 | 1.4 | greenfield | non-agrivoltaic | -0.91978
400366 | single | 58029 | NJ | Burlington | 39.9285 | -74.8185 | 27795 | 20210814 | 2 | Constellation New Energy Inc | 2011 | PJM | PV | c-si | fixed-tilt | 180 | 20 | missing | 3.9 | 5 | greenfield | non-agrivoltaic | 2.3324
402722 | single | 61965 | NJ | Hunterdon | 40.5225 | -74.9435 | 130655 | 20211226 | 4 | Quakertown Solar Farm, LLC | 2018 | PJM | PV | c-si | fixed-tilt | 180 | 20 | missing | 8.8 | 10 | greenfield | non-agrivoltaic | 0.14274
402680 | single | 61907 | NJ | Burlington | 40.0319 | -74.6474 | 108149 | 20211203 | 4 | Springfield Solar Project | 2018 | PJM | PV | c-si | fixed-tilt | 180 | 25 | missing | 7.5 | 9.2 | greenfield | non-agrivoltaic | 0.32347
400258 | multi | 57733 | NJ | Morris | 40.8267 | -74.7159 | 37510 | 20221006 | 4 | Benjamin Moore & Co. Solar | 2010 | PJM | PV | c-si | fixed-tilt | 180 | 35 | missing | 1.4 | 1.8 | greenfield | non-agrivoltaic | -0.46214
401192 | single | 59601 | NJ | Burlington | 39.9816 | -74.7653 | 171770 | 20220124 | 4 | L&D Landfill Solar | 2015 | PJM | PV | c-si | fixed-tilt | 180 | 20 | missing | 10 | 12.9 | superfund | non-agrivoltaic | 0.1123
401881 | multi | 60709 | NJ | Monmouth | 40.4375 | -74.1602 | 45925 | 20221109 | 4 | IFF Hazlet | 2014 | PJM | PV | c-si | fixed-tilt | 178 | 8 | missing | 3.6 | 4 | greenfield | non-agrivoltaic | 0.3665
401961 | single | 60809 | NJ | Burlington | 39.9873 | -74.8017 | 15930 | 20220522 | 4 | Summit Water Nexus Mt. Holly, LLC Solar | 2013 | PJM | PV | c-si | fixed-tilt | 180 | 25 | missing | 1 | 1.1 | greenfield | non-agrivoltaic | -0.015864
402087 | multi | 60994 | NJ | Ocean | 40.1102 | -74.1316 | 76601 | 20210629 | 4 | French's Landfill PV | 2014 | PJM | PV | c-si | fixed-tilt | 180 | 9 | missing | 5 | 6.1 | superfund | non-agrivoltaic | 0.20835
402475 | multi | 61600 | NJ | Middlesex | 40.444 | -74.2432 | 97338 | 20210926 | 4 | Old Bridge Solar Farm | 2018 | PJM | PV | c-si | fixed-tilt | 180 | 12 | missing | 8.8 | 10.7 | PCSC | non-agrivoltaic | 0.85012
401928 | multi | 60765 | NJ | Somerset | 40.4871 | -74.5194 | 16003 | 20220318 | 4 | L'Oreal Franklin | 2012 | PJM | PV | c-si | fixed-tilt | 215 | 5 | missing | 1 | 1.2 | greenfield | non-agrivoltaic | 0.10982
400077 | single | 57081 | NJ | Cumberland | 39.4649 | -75.0676 | 52025 | 20210825 | 4 | Calpine Vineland Solar, LLC | 2009 | PJM | PV | c-si | fixed-tilt | 181 | 25 | missing | 4.1 | 4.3 | greenfield | non-agrivoltaic | 0.27231
400337 | single | 57948 | NJ | Cumberland | 39.3805 | -75.1895 | 194883 | 20210825 | 4 | NJ Oak Solar Plant | 2011 | PJM | PV | c-si | fixed-tilt | 182 | 15 | missing | 10 | 12.5 | greenfield | non-agrivoltaic | -0.11989
400167 | single | 57448 | NJ | Salem | 39.6136 | -75.3091 | 304587 | 20211106 | 4 | Pilesgrove | 2011 | PJM | PV | c-si | fixed-tilt | 180 | 25 | missing | 18 | 20 | greenfield | non-agrivoltaic | -0.087655
401740 | multi | 60489 | NJ | Mercer | 40.1689 | -74.6311 | 111566 | 20211123 | 4 | Hamilton Solar-Crosswicks | 2011 | PJM | PV | c-si | fixed-tilt | 180 | 22 | missing | 7.5 | 8.6 | greenfield | non-agrivoltaic | 0.15433
400956 | single | 59186 | NJ | Burlington | 40.0058 | -74.7304 | 121723 | 20210814 | 4 | West Pemberton | 2014 | PJM | PV | c-si | fixed-tilt | 180 | 20 | missing | 7 | 9.2 | greenfield | non-agrivoltaic | 0.12249
400610 | multi | 58564 | NJ | Hunterdon | 40.4832 | -75.0136 | 131455 | 20211226 | 4 | Frenchtown III Solar | 2013 | PJM | PV | c-si | fixed-tilt | 180 | 25 | missing | 8 | 11.5 | greenfield | non-agrivoltaic | 0.37463
401005 | single | 59319 | NJ | Monmouth | 40.2305 | -74.2267 | 123762 | 20210926 | 4 | Rock Solid | 2014 | PJM | PV | c-si | fixed-tilt | 180 | 20 | missing | 8 | 9.9 | greenfield | non-agrivoltaic | 0.21594
401211 | multi | 59631 | NJ | Somerset | 40.5594 | -74.7121 | 134203 | 20220722 | 4 | Imclone Solar Electric Facility | 2014 | PJM | PV | c-si | fixed-tilt | 180 | 20 | missing | 7.73 | 10 | greenfield | non-agrivoltaic | 0.099873
400785 | multi | 58877 | NJ | Gloucester | 39.7937 | -75.1066 | 159646 | 20201003 | 4 | Kinsley Landfill Solar | 2015 | PJM | PV | c-si | fixed-tilt | 180 | 10 | missing | 8.6 | 11.2 | landfill | non-agrivoltaic | 0.007526
400835 | multi | 59001 | NJ | Burlington | 40.1264 | -74.7103 | 124118 | 20211123 | 4 | Parkland Landfill Solar | 2015 | PJM | PV | c-si | fixed-tilt | 180 | 15 | missing | 7.8 | 10.1 | landfill | non-agrivoltaic | 0.24522
400612 | multi | 58569 | NJ | Gloucester | 39.8362 | -75.2222 | 93383 | 20210113 | 4 | Paradise Solar Energy Center | 2011 | PJM | PV | c-si | fixed-tilt | 180 | 25 | missing | 5.1 | 5.5 | PCSC | non-agrivoltaic | -0.23099
400230 | single | 57662 | NJ | Mercer | 40.2774 | -74.5567 | 185513 | 20220303 | 4 | McGraw Hill Solar | 2011 | PJM | PV | c-si | fixed-tilt | 180 | 25 | missing | 12 | 14.1 | greenfield | non-agrivoltaic | 0.13147
400176 | multi | 57485 | NJ | Hunterdon | 40.4866 | -74.8524 | 150642 | 20220124 | 4 | Flemington Solar | 2011 | PJM | PV | c-si | fixed-tilt | 180 | 25 | missing | 8 | 10 | greenfield | non-agrivoltaic | -0.072404
400492 | single | 58356 | NJ | Mercer | 40.2997 | -74.7198 | 119709 | 20190801 | 4 | The Lawrenceville School Solar Facility | 2012 | PJM | PV | c-si | single-axis | 160 | 0 | missing | 5.5 | 6.1 | greenfield | non-agrivoltaic | -0.39922
400550 | single | 58483 | NJ | Monmouth | 40.2627 | -74.084 | 279545 | 20191223 | 4 | Tinton Falls Solar Farm | 2012 | PJM | PV | c-si | fixed-tilt | 180 | 18 | missing | 15.9 | 19 | AML | non-agrivoltaic | -0.038822
400883 | single | 59097 | NJ | Warren | 40.6952 | -75.1467 | 193400 | 20210128 | 4 | Berry Plastics Solar | 2013 | PJM | PV | c-si | fixed-tilt | 180 | 25 | missing | 9.8 | 13.1 | greenfield | non-agrivoltaic | -0.043744
400789 | multi | 58882 | NJ | Mercer | 40.2532 | -74.6457 | 154512 | 20211123 | 4 | Mercer County Community College | 2013 | PJM | PV | thin-film | fixed-tilt | 180 | 30 | missing | 7.5 | 8.3 | greenfield | non-agrivoltaic | -0.34073
400315 | multi | 57863 | NJ | Atlantic | 39.4211 | -74.6401 | 60354 | 20210307 | 4 | McKee City Solar Phase 2 | 2011 | PJM | PV | c-si | fixed-tilt | 180 | 20 | missing | 2.4 | 2.5 | greenfield | non-agrivoltaic | -0.60123
400179 | single | 57488 | NJ | Hunterdon | 40.676 | -74.9122 | 33307 | 20220724 | 4 | Lebanon Solar | 2011 | PJM | PV | c-si | fixed-tilt | 180 | 25 | missing | 2 | 2.5 | greenfield | non-agrivoltaic | 0.11142
400231 | multi | 57667 | NJ | Cumberland | 39.4883 | -75.2224 | 139387 | 20210825 | 4 | Seabrook Solar Plant | 2014 | PJM | PV | c-si | fixed-tilt | 180 | 20 | missing | 6.8 | 7.5 | greenfield | non-agrivoltaic | -0.33883
400296 | single | 57815 | NJ | Mercer | 40.2925 | -74.8558 | 79723 | 20220124 | 4 | Titusville Solar | 2010 | PJM | PV | c-si | single-axis | 180 | 0 | missing | 4.1 | 4.1 | greenfield | non-agrivoltaic | -0.38924
400309 | single | 57848 | NJ | Warren | 40.8318 | -75.0156 | 20978 | 20220214 | 4 | WC Landfill Energy, LLC | 2013 | PJM | PV | c-si | fixed-tilt | 180 | 25 | missing | 1 | 1.2 | landfill-named | non-agrivoltaic | -0.26688
400619 | multi | 58584 | NJ | Mercer | 40.3349 | -74.647 | 168932 | 20211123 | 4 | Princeton University Cogeneration | 2012 | PJM | PV | c-si | single-axis | 180 | 6 | missing | 4.5 | 6.8 | greenfield | non-agrivoltaic | -0.626
401208 | single | 59627 | NJ | Warren | 40.755 | -75.1717 | 52026 | 20210315 | 4 | Harmony | 2015 | PJM | PV | c-si | fixed-tilt | 180 | 20 | missing | 3.3 | 3.9 | greenfield | non-agrivoltaic | 0.10938
401278 | single | 59751 | NJ | Bergen | 40.8218 | -74.096 | 16486 | 20220220 | 4 | Wilzig Associates, LLC | 2013 | PJM | PV | c-si | fixed-tilt | 180 | 30 | missing | 1.2 | 1.5 | PCSC | non-agrivoltaic | 0.44888
401599 | single | 60267 | NJ | Monmouth | 40.1806 | -74.5378 | 49654 | 20220303 | 4 | Sharon Station | 2016 | PJM | PV | c-si | fixed-tilt | 180 | 25 | missing | 2.8 | 3.3 | greenfield | non-agrivoltaic | -0.070759
401633 | single | 60327 | NJ | Hunterdon | 40.4431 | -74.8762 | 29884 | 20220124 | 4 | East Amwell | 2016 | PJM | PV | c-si | fixed-tilt | 180 | 25 | batteries | 1.9 | 2.2 | greenfield | non-agrivoltaic | 0.080905
401662 | single | 60378 | NJ | Warren | 40.7596 | -74.9354 | 88410 | 20220208 | 4 | NHA at Mansfield NJ | 2016 | PJM | PV | c-si | fixed-tilt | 180 | 25 | missing | 5 | 6 | greenfield | non-agrivoltaic | -0.040979
401704 | single | 60437 | NJ | Somerset | 40.7003 | -74.5819 | 42971 | 20220318 | 4 | Bernards Solar | 2016 | PJM | PV | c-si | fixed-tilt | 180 | 20 | missing | 2.6 | 3.7 | landfill | non-agrivoltaic | 0.34545
401903 | single | 60733 | NJ | Monmouth | 40.1937 | -74.1552 | 25778 | 20210629 | 4 | Brickyard Solar | 2015 | PJM | PV | c-si | fixed-tilt | 180 | 20 | missing | 1.5 | 2 | greenfield | non-agrivoltaic | 0.16497
401909 | single | 60739 | NJ | Warren | 40.8453 | -75.0612 | 67267 | 20210108 | 4 | DSM Solar | 2014 | PJM | PV | c-si | fixed-tilt | 148 | 10 | missing | 4.5 | 6 | greenfield | non-agrivoltaic | 0.41095
401910 | single | 60740 | NJ | Salem | 39.5353 | -75.1805 | 35130 | 20210825 | 4 | Pittsgrove Solar | 2014 | PJM | PV | c-si | fixed-tilt | 180 | 23 | missing | 2 | 2.3 | greenfield | non-agrivoltaic | -0.091702
401914 | single | 60746 | NJ | Somerset | 40.4512 | -74.7164 | 44394 | 20220625 | 4 | Silvi Gibraltar Rock | 2016 | PJM | PV | c-si | fixed-tilt | 180 | 15 | missing | 3 | 3 | greenfield | non-agrivoltaic | -0.047117
401915 | single | 60747 | NJ | Monmouth | 40.233 | -74.0891 | 44405 | 20201017 | 4 | Seabrook Village | 2016 | PJM | PV | c-si | fixed-tilt | 180 | 15 | missing | 3.1 | 4 | greenfield | non-agrivoltaic | 0.42966
401917 | single | 60752 | NJ | Gloucester | 39.777 | -75.1229 | 36250 | 20201003 | 4 | Gloucester Community College Solar | 2014 | PJM | PV | c-si | fixed-tilt | 209 | 15 | missing | 2.3 | 3 | greenfield | non-agrivoltaic | 0.27453
401926 | multi | 60763 | NJ | Hunterdon | 40.5998 | -75.1076 | 58449 | 20210128 | 4 | Holland Solar | 2015 | PJM | PV | c-si | fixed-tilt | 180 | 25 | missing | 3 | 3.5 | greenfield | non-agrivoltaic | -0.21015
401930 | single | 60769 | NJ | Cape May | 38.9773 | -74.9068 | 23006 | 20220402 | 4 | Lower Cape May HS | 2012 | PJM | PV | c-si | fixed-tilt | 180 | 20 | missing | 1.5 | 1.8 | greenfield | non-agrivoltaic | 0.17884
401932 | multi | 60772 | NJ | Atlantic | 39.409 | -74.5323 | 110528 | 20211109 | 4 | Adams Ave MS and HS | 2012 | PJM | PV | c-si | fixed-tilt | 180 | 30 | missing | 3.1 | 4 | superfund | non-agrivoltaic | -0.71208
402400 | single | 61507 | NJ | Gloucester | 39.5742 | -75.0151 | 82592 | 20210825 | 4 | DG New Jersey Solar RLS Logistics | 2018 | PJM | PV | c-si | single-axis | 180 | 0 | missing | 4 | 4.1 | greenfield | non-agrivoltaic | -0.42709
402579 | multi | 61751 | NJ | Somerset | 40.5386 | -74.5318 | 39689 | 20210910 | 4 | Rotor Clip | 2018 | PJM | PV | c-si | fixed-tilt | 163 | 25 | missing | 2.7 | 2.7 | greenfield | non-agrivoltaic | -0.037519
403687 | multi | 63503 | NJ | Ocean | 40.0235 | -74.3137 | 178030 | 20220212 | 4 | Lakehurst Solar | 2020 | PJM | PV | c-si | fixed-tilt | 180 | 20 | missing | 9.6 | 14.4 | greenfield | non-agrivoltaic | 0.23486
403624 | multi | 63413 | NJ | Cape May | 39.0034 | -74.933 | 21947 | 20220402 | 4 | LTMUA | 2012 | PJM | PV | c-si | fixed-tilt | 180 | 25 | missing | 1 | 1.3 | greenfield | non-agrivoltaic | -0.22388
403616 | multi | 63404 | NJ | Somerset | 40.5717 | -74.6648 | 10715 | 20220625 | 4 | Thermo Fisher | 2013 | PJM | PV | c-si | fixed-tilt | 176 | 5 | missing | 1.5 | 1.7 | greenfield | non-agrivoltaic | 1.8825
403579 | single | 63357 | NJ | Gloucester | 39.8173 | -75.1968 | 49623 | 20210123 | 4 | Colonial Pipeline Woodbury West Deptford | 2018 | PJM | PV | c-si | fixed-tilt | 180 | 15 | missing | 3.7 | 4.9 | greenfield | non-agrivoltaic | 0.61322
403578 | single | 63356 | NJ | Burlington | 40.1524 | -74.6577 | 23788 | 20220303 | 4 | Colonial Pipeline Allentown Chesterfield | 2018 | PJM | PV | c-si | fixed-tilt | 180 | 20 | missing | 1.9 | 2.5 | greenfield | non-agrivoltaic | 0.7478
403505 | single | 63260 | NJ | Burlington | 40.0481 | -74.9347 | 19974 | 20220724 | 4 | AC Power | 2019 | PJM | PV | c-si | fixed-tilt | 180 | 25 | missing | 1.3 | 1.6 | landfill | non-agrivoltaic | 0.21829
403462 | single | 63185 | NJ | Middlesex | 40.4371 | -74.3357 | 41127 | 20210929 | 4 | Sayreville Solar Project | 2019 | PJM | PV | c-si | fixed-tilt | 180 | 12 | missing | 3.1 | 4.4 | greenfield | non-agrivoltaic | 0.78784
403431 | single | 63150 | NJ | Warren | 40.6697 | -75.1651 | 110244 | 20210315 | 4 | Pohatcong Solar Farm | 2020 | PJM | PV | c-si | fixed-tilt | 180 | 25 | missing | 8 | 10 | greenfield | non-agrivoltaic | 0.44296
403430 | single | 63149 | NJ | Warren | 40.7254 | -75.0586 | 123026 | 20211226 | 4 | Franklin Solar | 2020 | PJM | PV | c-si | fixed-tilt | 180 | 25 | missing | 8.8 | 10 | greenfield | non-agrivoltaic | 0.2433
403263 | single | 62906 | NJ | Sussex | 41.1 | -74.732 | 47311 | 20210315 | 4 | Augusta Solar Farm | 2016 | PJM | PV | c-si | fixed-tilt | 180 | 25 | missing | 2.9 | 3.7 | greenfield | non-agrivoltaic | 0.17809
403262 | single | 62905 | NJ | Burlington | 40.0533 | -74.5559 | 67150 | 20210929 | 4 | Day Four Solar, LLC | 2016 | PJM | PV | c-si | fixed-tilt | 180 | 15 | missing | 4.5 | 6 | greenfield | non-agrivoltaic | 0.41424
403261 | single | 62904 | NJ | Monmouth | 40.2549 | -74.3809 | 19922 | 20210929 | 4 | Milhurst Solar | 2015 | PJM | PV | c-si | fixed-tilt | 180 | 25 | missing | 1.3 | 1.6 | greenfield | non-agrivoltaic | 0.22275
403260 | multi | 62903 | NJ | Monmouth | 40.2566 | -74.4414 | 162394 | 20220303 | 4 | North Park Solar | 2016 | PJM | PV | c-si | fixed-tilt | 180 | 25 | missing | 10.6 | 12.3 | greenfield | non-agrivoltaic | 0.12588
403172 | multi | 62739 | NJ | Cumberland | 39.4091 | -75.2224 | 62340 | 20210825 | 4 | KDC Solar ASGM | 2019 | PJM | PV | c-si | fixed-tilt | 180 | 20 | missing | 3.8 | 5.5 | greenfield | non-agrivoltaic | 0.39038
403158 | multi | 62713 | NJ | Warren | 40.8376 | -75.0665 | 133578 | 20210108 | 4 | DSM Nutritional Products Solar | 2018 | PJM | PV | c-si | fixed-tilt | 180 | 10 | missing | 10 | 14 | greenfield | non-agrivoltaic | 0.74169
403157 | multi | 62712 | NJ | Burlington | 40.0911 | -74.8076 | 35364 | 20220124 | 4 | Burlington Coat Factory Solar | 2018 | PJM | PV | c-si | fixed-tilt | 180 | 10 | missing | 2.6 | 3.8 | greenfield | non-agrivoltaic | 0.79774
403000 | single | 62439 | NJ | Camden | 39.8379 | -75.053 | 52058 | 20200922 | 4 | Owens Corning | 2016 | PJM | PV | c-si | fixed-tilt | 180 | 30 | missing | 2.8 | 3.4 | landfill | non-agrivoltaic | -0.095082
402898 | single | 62225 | NJ | Hunterdon | 40.6517 | -74.907 | 23107 | 20220322 | 4 | Hunterdon Health System Solar Project | 2019 | PJM | PV | c-si | fixed-tilt | 180 | 25 | missing | 1.5 | 2 | greenfield | non-agrivoltaic | 0.35497
401518 | single | 60113 | NJ | Ocean | 40.0903 | -74.2652 | 13271 | 20210929 | 4 | Jackson Board of Education-Liberty HS | 2016 | PJM | PV | c-si | fixed-tilt | 180 | 20 | missing | 1.2 | 1.4 | greenfield | non-agrivoltaic | 0.75616
400734 | single | 58793 | NJ | Burlington | 39.977 | -74.621 | 107469 | 20210811 | 4 | JMB Mcguire-Dix-Lakehurst Solar Project | 2013 | PJM | PV | c-si | fixed-tilt | 200 | 27 | missing | 11.4 | 12.3 | superfund | non-agrivoltaic | 0.94601
400137 | multi | 57341 | NJ | Middlesex | 40.495 | -74.3969 | 25032 | 20220606 | 4 | Silver Lake Solar Farm | 2010 | PJM | PV | c-si | fixed-tilt | 180 | 20 | missing | 1.7 | 2 | PCSC | non-agrivoltaic | 0.21392
401958 | multi | 60805 | NJ | Sussex | 41.1529 | -74.6397 | 117215 | 20210315 | 4 | Beaver Run | 2015 | PJM | PV | c-si | fixed-tilt | 180 | 20 | missing | 7.85 | 10 | greenfield | non-agrivoltaic | 0.32867
401904 | multi | 60734 | NJ | Burlington | 40.038 | -74.7768 | 111034 | 20210814 | 4 | Bordentown Solar | 2015 | PJM | PV | c-si | fixed-tilt | 195 | 19 | missing | 6.8 | 8.5 | greenfield | non-agrivoltaic | 0.14308
401598 | multi | 60266 | NJ | Atlantic | 39.5027 | -74.9617 | 89391 | 20201126 | 4 | Cedar Branch | 2016 | PJM | PV | c-si | fixed-tilt | 184 | 20 | missing | 5.9 | 7.1 | greenfield | non-agrivoltaic | 0.20394
400814 | single | 58951 | NJ | Atlantic | 39.4162 | -74.5452 | 146948 | 20211109 | 4 | Delilah Road Landfill | 2016 | PJM | PV | c-si | fixed-tilt | 180 | 15 | missing | 8.5 | 10.7 | superfund | non-agrivoltaic | 0.063874
402084 | multi | 60990 | NJ | Burlington | 40.0959 | -74.7836 | 115061 | 20220124 | 4 | Florence Solar W3-080, LLC | 2016 | PJM | PV | c-si | fixed-tilt | 180 | 15 | missing | 7.92 | 9.9 | greenfield | non-agrivoltaic | 0.3441
401902 | multi | 60732 | NJ | Sussex | 41.1651 | -74.7029 | 121616 | 20210315 | 4 | Frankford Solar | 2012 | PJM | PV | c-si | fixed-tilt | 180 | 25 | missing | 8.16 | 9.8 | greenfield | non-agrivoltaic | 0.22842
401898 | multi | 60728 | NJ | Monmouth | 40.1357 | -74.1753 | 117597 | 20220228 | 4 | Howell Solar | 2016 | PJM | PV | c-si | fixed-tilt | 180 | 20 | missing | 7 | 8.9 | greenfield | non-agrivoltaic | 0.12462
402933 | multi | 62306 | NJ | Monmouth | 40.4457 | -74.1543 | 76616 | 20210910 | 4 | IFF Union Beach Project | 2019 | PJM | PV | c-si | fixed-tilt | 180 | 15 | missing | 5.5 | 6.8 | greenfield | non-agrivoltaic | 0.40157
400568 | single | 58504 | NJ | Middlesex | 40.5232 | -74.4298 | 29631 | 20211002 | 4 | Livingston Solar Farm | 2009 | PJM | PV | c-si | fixed-tilt | 180 | 40 | missing | 1.2 | 1.4 | greenfield | non-agrivoltaic | -0.4778
401374 | single | 59910 | NJ | Ocean | 40.1337 | -74.4224 | 116739 | 20220606 | 4 | KDC Solar PR1, LLC | 2019 | PJM | PV | c-si | fixed-tilt | 180 | 15 | missing | 8.8 | 23.4 | greenfield | non-agrivoltaic | 2.7679
401209 | single | 59628 | NJ | Burlington | 40.064 | -74.593 | 86604 | 20211203 | 4 | Hanover | 2015 | PJM | PV | c-si | fixed-tilt | 180 | 20 | missing | 5 | 6 | greenfield | non-agrivoltaic | -0.010999
401004 | single | 59318 | NJ | Burlington | 40.0695 | -74.5849 | 38352 | 20211123 | 4 | North Run | 2015 | PJM | PV | c-si | fixed-tilt | 180 | 20 | missing | 5.2 | 6.3 | greenfield | non-agrivoltaic | 2.0014
400955 | multi | 59185 | NJ | Burlington | 40.0649 | -74.5829 | 108901 | 20211203 | 4 | Jacobstown | 2014 | PJM | PV | c-si | fixed-tilt | 180 | 20 | missing | 5 | 6.1 | greenfield | non-agrivoltaic | -0.29207
402647 | single | 61864 | NJ | Burlington | 39.9766 | -74.6234 | 100146 | 20210811 | 4 | Dix Solar, LLC | 2017 | PJM | PV | c-si | fixed-tilt | 180 | 25 | missing | 13 | 16.5 | greenfield | non-agrivoltaic | 2.0119
403109 | single | 62638 | NJ | Warren | 40.7574 | -74.9576 | 130654 | 20220724 | 4 | McCullough Road Solar Farm | 2019 | PJM | PV | c-si | fixed-tilt | 180 | 23 | missing | 7.6 | 10 | greenfield | non-agrivoltaic | 0.14275
401925 | single | 60762 | NJ | Somerset | 40.7148 | -74.6659 | 100391 | 20220318 | 4 | Pfizer Peapack Solar | 2016 | PJM | PV | c-si | fixed-tilt | 180 | 15 | missing | 6.2 | 8 | greenfield | non-agrivoltaic | 0.2095
401920 | multi | 60755 | NJ | Burlington | 40.0449 | -74.6104 | 128862 | 20210929 | 4 | Spartan | 2017 | PJM | PV | c-si | fixed-tilt | 180 | 25 | missing | 8.3 | 9.9 | greenfield | non-agrivoltaic | 0.14886
401899 | multi | 60729 | NJ | Hunterdon | 40.4643 | -74.8571 | 140080 | 20220124 | 4 | Raritan Solar | 2016 | PJM | PV | c-si | fixed-tilt | 180 | 25 | missing | 7.5 | 10 | greenfield | non-agrivoltaic | 0.033639
402476 | multi | 61601 | NJ | Hunterdon | 40.4511 | -74.8679 | 116916 | 20220124 | 4 | Raritan Solar-53 Highway | 2018 | PJM | PV | c-si | fixed-tilt | 180 | 25 | missing | 8.4 | 10 | greenfield | non-agrivoltaic | 0.33329
400138 | multi | 57352 | NJ | Mercer | 40.2315 | -74.7535 | 19186 | 20210722 | 4 | Trenton Solar Farm | 2010 | PJM | PV | c-si | fixed-tilt | 180 | 20 | missing | 1 | 1.3 | PCSC | non-agrivoltaic | -0.043276
401022 | multi | 59366 | NJ | Sussex | 41.1883 | -74.5908 | 95322 | 20210315 | 3 | G&S Wantage Solar, LLC | 2014 | PJM | PV | c-si | fixed-tilt | 180 | 10 | missing | 7 | 9.4 | greenfield | non-agrivoltaic | 0.61044
401897 | multi | 60727 | NJ | Essex | 40.7568 | -74.3399 | 69310 | 20210926 | 4 | East Orange Solar | 2015 | PJM | PV | c-si | fixed-tilt | 180 | 20 | missing | 4.5 | 5.5 | greenfield | non-agrivoltaic | 0.20241
401931 | multi | 60771 | NJ | Camden | 39.76 | -75.0149 | 18457 | 20201126 | 4 | Timber Creek HS | 2013 | PJM | PV | c-si | fixed-tilt | 208 | 20 | missing | 1.3 | 1.4 | greenfield | non-agrivoltaic | 0.1282
402129 | multi | 61074 | NJ | Burlington | 39.9797 | -74.7021 | 119102 | 20210814 | 4 | Pemberton Road II | 2017 | PJM | PV | c-si | fixed-tilt | 180 | 20 | missing | 8.8 | 10 | greenfield | non-agrivoltaic | 0.30003
402128 | multi | 61073 | NJ | Burlington | 39.9834 | -74.6965 | 107238 | 20210814 | 4 | Pemberton Road I | 2017 | PJM | PV | c-si | fixed-tilt | 180 | 20 | missing | 8.8 | 10 | greenfield | non-agrivoltaic | 0.49683
402222 | single | 61248 | NJ | Middlesex | 40.5755 | -74.3926 | 7908 | 20211002 | 4 | Glopak Solar PV Power Plant | 2012 | PJM | PV | c-si | fixed-tilt | 180 | -9999 | missing | 1 | 1 | greenfield | non-agrivoltaic | 1.2001
402298 | multi | 61354 | NJ | Mercer | 40.3794 | -74.6254 | 29086 | 20220303 | 4 | Princeton Solar Project | 2017 | PJM | PV | c-si | fixed-tilt | 180 | 25 | missing | 2.5 | 2.9 | landfill | non-agrivoltaic | 0.6336
402474 | multi | 61599 | NJ | Middlesex | 40.4031 | -74.5694 | 160101 | 20220606 | 4 | New Road Solar, LLC | 2018 | PJM | PV | c-si | fixed-tilt | 180 | 20 | missing | 10 | 13 | superfund | non-agrivoltaic | 0.2415
403654 | multi | 63452 | NJ | Gloucester | 39.8491 | -75.2103 | 89916 | 20211106 | 4 | Solvay Solar | 2020 | PJM | PV | c-si | single-axis | 161 | 0 | missing | 6.5 | 7.9 | greenfield | non-agrivoltaic | 0.38262
400046 | multi | 56883 | NJ | Camden | 39.987 | -75.0373 | 82179 | 20220722 | 4 | Pennsauken Solar | 2018 | PJM | PV | c-si | fixed-tilt | 195 | 25 | missing | 3.9 | 5.3 | landfill | non-agrivoltaic | -0.11243
400494 | multi | 58358 | NJ | Morris | 40.9263 | -74.4926 | 62646 | 20220318 | 4 | North Jersey Media Group Solar Facility | 2013 | PJM | PV | c-si | fixed-tilt | 217 | 20 | missing | 4.1 | 4.9 | greenfield | non-agrivoltaic | 0.17832
400499 | single | 58364 | NJ | Sussex | 41.2001 | -74.4922 | 25111 | 20201014 | 4 | Tissington Solar | 2019 | PJM | PV | c-si | fixed-tilt | 180 | 25 | missing | 3 | 3.6 | greenfield | non-agrivoltaic | 1.5585
400863 | multi | 59055 | NJ | Somerset | 40.5738 | -74.6474 | 23113 | 20220318 | 1 | Rariton OMP | 2012 | PJM | PV | c-si | fixed-tilt | 90 | 30 | missing | 2.4 | 2.4 | greenfield | non-agrivoltaic | 0.72117
401149 | multi | 59544 | NJ | Middlesex | 40.4568 | -74.3289 | 24473 | 20210926 | 4 | Parlin Solar, LLC | 2012 | PJM | PV | c-si | fixed-tilt | 180 | 15 | missing | 1.3 | 1.3 | greenfield | non-agrivoltaic | -0.35337
403925 | single | 63971 | NJ | Cumberland | 39.4145 | -75.2353 | 18171 | 20210825 | 4 | CCUA Solar | 2021 | PJM | PV | missing | single-axis | 180 | -9999 | missing | 1.5 | 1.9 | greenfield | non-agrivoltaic | 0.73648
403467 | single | 63198 | NJ | Sussex | 40.9265 | -74.6751 | 13683 | 20220625 | 4 | ACCP NJ 1 | 2020 | PJM | PV | c-si | fixed-tilt | 180 | 15 | missing | 1.2 | 1.5 | landfill | non-agrivoltaic | 0.84377
403484 | single | 63229 | NJ | Burlington | 40.1191 | -74.7149 | 21395 | 20210304 | 4 | Manheim New Jersey | 2013 | PJM | PV | c-si | fixed-tilt | 180 | 12 | missing | 2.2 | 2.7 | greenfield | non-agrivoltaic | 1.1948
403653 | single | 63451 | NJ | Middlesex | 40.3144 | -74.4245 | 137155 | 20220606 | 4 | Monroe Solar Farm, LLC | 2020 | PJM | PV | c-si | fixed-tilt | 180 | 15 | missing | 13 | 14.7 | greenfield | non-agrivoltaic | 0.79191
403659 | single | 63459 | NJ | Sussex | 41.153 | -74.7417 | 28504 | 20201014 | 4 | Selective Insurance | 2019 | PJM | PV | c-si | fixed-tilt | 180 | 20 | missing | 2.2 | 3 | greenfield | non-agrivoltaic | 0.75103
403833 | multi | 63786 | NJ | Monmouth | 40.2759 | -74.0928 | 308470 | 20201017 | 4 | Ben Moreell Solar Farm | 2020 | PJM | PV | c-si | fixed-tilt | 180 | 20 | missing | 20 | 28 | superfund | non-agrivoltaic | 0.44429
403959 | single | 64023 | NJ | Somerset | 40.5572 | -74.5755 | 38998 | 20220606 | 4 | 10 Finderne Avenue Solar, LLC | 2017 | PJM | PV | c-si | fixed-tilt | 180 | 25 | missing | 2.3 | 3.1 | greenfield | non-agrivoltaic | 0.20534
404129 | multi | 64327 | NJ | Ocean | 39.9887 | -74.2409 | 303978 | 20220628 | 4 | EDF Ph1 Toms River | 2021 | PJM | PV | c-si | fixed-tilt | 180 | -9999 | batteries | 21.3 | 28.9 | superfund | es | 0.53544
404417 | single | 65094 | NJ | Ocean | 40.0642 | -74.3505 | 44321 | 20220628 | 4 | Jackson Legler Solar 1, LLC | 2021 | PJM | PV | missing | fixed-tilt | 180 | -9999 | missing | 2.9 | 4 | superfund | non-agrivoltaic | 0.43328
404418 | single | 65095 | NJ | Morris | 40.9321 | -74.6231 | 24878 | 20220722 | 4 | Mt. Arlington Solar 1, LLC | 2021 | PJM | PV | missing | fixed-tilt | 180 | -9999 | missing | 1.6 | 2.3 | landfill | non-agrivoltaic | 0.47991
401210 | multi | 59630 | NJ | Monmouth | 40.2352 | -74.3209 | 87713 | 20210926 | 4 | CentraState Medical Center PV Facility | 2014 | PJM | PV | c-si | fixed-tilt | 180 | 15 | missing | 5.34 | 6.3 | greenfield | non-agrivoltaic | 0.042906
401661 | single | 60375 | NJ | Middlesex | 40.4875 | -74.3588 | 83258 | 20211002 | 4 | ILR Landfill | 2016 | PJM | PV | c-si | fixed-tilt | 180 | 10 | missing | 7.7 | 7.7 | landfill-named | non-agrivoltaic | 0.48058
404176 | single | 64411 | NJ | Burlington | 40.0497 | -74.935 | 36212 | 20220724 | 4 | Delanco | 2021 | PJM | PV | missing | fixed-tilt | 180 | -9999 | missing | 2.4 | 3.1 | greenfield | non-agrivoltaic | 0.33488
404598 | single | 63195 | NJ | Burlington | 39.8197 | -74.8946 | 32446 | 20221108 | 4 | Aero Haven Solar | 2020 | PJM | PV | missing | fixed-tilt | 180 | -9999 | missing | 2.6 | 2.6 | greenfield | non-agrivoltaic | 0.2189
404615 | single | 63698 | NJ | Monmouth | 40.1681 | -74.0324 | 22561 | 20230530 | 4 | Galloway Landfill | 2020 | PJM | PV | c-si | fixed-tilt | 180 | 25 | missing | 2.3 | 3.3 | landfill-named | non-agrivoltaic | 1.6202
404822 | single | 65348 | NJ | Morris | 40.883 | -74.7133 | 209113 | 20220722 | 4 | Mount Olive Solar Farm | 2022 | PJM | PV | missing | fixed-tilt | 180 | -9999 | missing | 19.8 | 25.6 | superfund | non-agrivoltaic | 1.1149
404828 | multi | 65387 | NJ | Hunterdon | 40.6188 | -75.1509 | 86841 | 20221120 | 4 | Holland Solar Farm | 2022 | PJM | PV | c-si | fixed-tilt | 180 | -9999 | missing | 6.7 | 8 | greenfield | non-agrivoltaic | 0.47294
404858 | single | 65563 | NJ | Mercer | 40.1936 | -74.5675 | 9594 | 20220606 | 4 | Robin NJ | 2022 | PJM | PV | c-si | fixed-tilt | 220 | -9999 | missing | 2.2 | 2.7 | greenfield | non-agrivoltaic | 4.4836
404886 | multi | 65705 | NJ | Essex | 40.7514 | -74.3519 | 79478 | 20221011 | 4 | Canoe Brook Solar | 2022 | PJM | PV | missing | fixed-tilt | 180 | -9999 | missing | 6.3 | 8.9 | greenfield | non-agrivoltaic | 0.89365
404949 | multi | 66089 | NJ | Somerset | 40.5346 | -74.5667 | 62276 | 20221210 | 4 | Canal Road Solar | 2023 | PJM | PV | missing | fixed-tilt | 180 | -9999 | missing | 5.5 | 5.5 | greenfield | non-agrivoltaic | 0.39231
405007 | multi | 66751 | NJ | Ocean | 39.9865 | -74.2364 | 56700 | 20230711 | 4 | Toms River CSG | 2023 | PJM | PV | missing | fixed-tilt | 180 | -9999 | missing | 4 | 4 | greenfield | non-agrivoltaic | 0.015821
403108 | multi | 62637 | NJ | Hunterdon | 40.6138 | -75.1589 | 69495 | 20210128 | 4 | Milford Solar Farm (NJ), LLC | 2019 | PJM | PV | c-si | fixed-tilt | 180 | 15 | missing | 7.5 | 8.9 | superfund | non-agrivoltaic | 1.2345
400581 | multi | 58520 | NM | Otero | 32.9768 | -105.9718 | 182224 | 20220302 | 4 | Otero Solar | 2013 | PNM | PV | thin-film | fixed-tilt | 180 | 25 | missing | 7.5 | 9.6 | greenfield | non-agrivoltaic | -0.36266
402988 | single | 62406 | NM | McKinley | 35.5238 | -108.7727 | 130601 | 20200816 | 4 | City of Gallup Solar | 2018 | PNM | PV | c-si | single-axis | 180 | 0 | missing | 8 | 9.8 | greenfield | non-agrivoltaic | 0.11097
403736 | multi | 63579 | NM | Torrance | 35.0165 | -106.0971 | 1203702 | 20200430 | 4 | Britton Solar Energy Center | 2019 | PNM | PV | c-si | single-axis | 180 | 0 | missing | 50 | 67.7 | greenfield | non-agrivoltaic | -0.28722
400207 | single | 57571 | NM | Valencia | 34.8328 | -106.7722 | 154117 | 20220308 | 4 | Los Lunas Solar Energy Center | 2013 | PNM | PV | thin-film | fixed-tilt | 180 | 25 | missing | 7 | 8.9 | greenfield | non-agrivoltaic | -0.25533
400216 | single | 57591 | NM | Dona Ana | 32.6286 | -107.2599 | 119289 | 20211011 | 4 | Hatch Solar Energy Center I, LLC | 2011 | EPE | PV | cpv | dual-axis | 180 | -9999 | missing | 5.04 | 5.6 | greenfield | non-agrivoltaic | -0.48422
400135 | single | 57338 | NM | Dona Ana | 31.8031 | -106.6704 | 681807 | 20210222 | 4 | Roadrunner Solar | 2011 | EPE | PV | thin-film | single-axis | 180 | 0 | missing | 20.16 | 23.8 | greenfield | non-agrivoltaic | -0.73925
400104 | single | 57243 | NM | Colfax | 36.4685 | -104.6351 | 912545 | 20210704 | 4 | Cimarron Solar Facility | 2010 | WACM | PV | thin-film | fixed-tilt | 180 | 25 | missing | 30.64 | 37.4 | greenfield | non-agrivoltaic | -0.6105
400838 | multi | 59010 | NM | Luna | 32.5712 | -107.4847 | 1780533 | 20211019 | 4 | Macho Springs | 2014 | EPE | PV | thin-film | single-axis | 180 | 0 | missing | 52.2 | 64.6 | greenfield | non-agrivoltaic | -0.71014
401201 | single | 59618 | NM | Valencia | 34.8097 | -106.5171 | 304913 | 20220216 | 4 | Meadow Lake Solar Energy Center | 2015 | PNM | PV | thin-film | single-axis | 180 | 0 | missing | 9.12 | 11.4 | greenfield | non-agrivoltaic | -0.6867
401161 | single | 59558 | NM | Sandoval | 35.2829 | -106.811 | 160031 | 20220303 | 4 | Sandoval Solar Energy Center | 2014 | PNM | PV | thin-film | single-axis | 180 | 0 | missing | 6.08 | 7.4 | greenfield | non-agrivoltaic | -0.49913
401202 | single | 59619 | NM | Cibola | 35.2558 | -107.2486 | 223799 | 20210406 | 4 | Cibola | 2015 | PNM | PV | thin-film | single-axis | 180 | 0 | missing | 7.6 | 9.4 | greenfield | non-agrivoltaic | -0.58894
400260 | multi | 57736 | NM | Lea | 32.1299 | -103.1384 | 289614 | 20220418 | 4 | SPS1 Dollarhide | 2011 | SWPP | PV | c-si | single-axis | 181 | 0 | missing | 9.9 | 10.7 | greenfield | non-agrivoltaic | -0.69607
400262 | multi | 57738 | NM | Lea | 32.6817 | -103.3014 | 297623 | 20211224 | 4 | SPS3 Lea | 2011 | SWPP | PV | c-si | single-axis | 181 | 0 | missing | 10.08 | 10.6 | greenfield | non-agrivoltaic | -0.72425
400342 | single | 57985 | NM | Dona Ana | 32.2479 | -106.9113 | 498054 | 20210821 | 4 | SunE EPE2, LLC | 2012 | EPE | PV | c-si | single-axis | 180 | 38 | missing | 12 | 13.6 | greenfield | non-agrivoltaic | -0.90029
400343 | single | 57986 | NM | Otero | 32.0359 | -106.3369 | 544545 | 20201215 | 4 | SunE EPE1, LLC | 2012 | EPE | PV | c-si | single-axis | 180 | 38 | missing | 10 | 11.3 | greenfield | non-agrivoltaic | -1.0392
400582 | single | 58521 | NM | Valencia | 34.7465 | -106.6542 | 151657 | 20220308 | 4 | Manzano Solar | 2013 | PNM | PV | thin-film | fixed-tilt | 180 | 25 | missing | 8 | 10.1 | greenfield | non-agrivoltaic | -0.067846
401563 | multi | 60195 | NM | Bernalillo | 34.9855 | -106.731 | 257335 | 20220907 | 4 | South Valley Solar Energy Center | 2015 | PNM | PV | c-si | single-axis | 180 | 0 | missing | 10 | 12.4 | greenfield | non-agrivoltaic | -0.45792
401566 | multi | 60198 | NM | Valencia | 34.6379 | -106.702 | 240758 | 20220131 | 4 | Rio Communities Solar Energy Center | 2015 | PNM | PV | c-si | single-axis | 180 | 0 | missing | 10 | 12.4 | greenfield | non-agrivoltaic | -0.38763
401565 | multi | 60197 | NM | Bernalillo | 35.0127 | -106.861 | 276627 | 20220115 | 4 | Santolina Solar Energy Center | 2015 | PNM | PV | c-si | single-axis | 180 | 0 | missing | 10.5 | 12.4 | greenfield | non-agrivoltaic | -0.52912
401564 | single | 60196 | NM | Santa Fe | 35.5618 | -106.0847 | 227729 | 20220614 | 4 | Santa Fe Solar Energy Center | 2015 | PNM | PV | c-si | single-axis | 180 | 0 | missing | 9.5 | 11.6 | greenfield | non-agrivoltaic | -0.39962
401681 | multi | 60405 | NM | Chaves | 33.4476 | -104.4436 | 2022772 | 20220313 | 4 | Chaves Solar, LLC | 2016 | SWPP | PV | c-si | single-axis | 180 | 0 | missing | 70 | 95.9 | greenfield | non-agrivoltaic | -0.47436
401682 | multi | 60406 | NM | Chaves | 33.4471 | -104.458 | 1911687 | 20220313 | 4 | Roswell Solar, LLC | 2016 | SWPP | PV | c-si | single-axis | 180 | 0 | missing | 70 | 95.6 | greenfield | non-agrivoltaic | -0.41932
400979 | single | 59251 | NM | Quay | 34.9868 | -103.6283 | 799694 | 20190202 | 4 | Caprock Solar 1, LLC | 2016 | SWPP | PV | c-si | single-axis | 180 | 0 | missing | 25 | 32 | greenfield | non-agrivoltaic | -0.63103
401595 | multi | 60258 | NM | Luna | 32.5698 | -107.4683 | 662560 | 20200525 | 4 | Alta Luna | 2017 | PNM | PV | c-si | single-axis | 180 | 0 | batteries | 28.1 | 33.8 | greenfield | non-agrivoltaic | -0.398
402441 | single | 61556 | NM | Valencia | 34.8336 | -106.7814 | 234111 | 20220308 | 4 | Facebook 1 Solar Energy Center | 2017 | PNM | PV | c-si | single-axis | 180 | 0 | missing | 10 | 12.5 | greenfield | non-agrivoltaic | -0.3476
402442 | single | 61557 | NM | Bernalillo | 35.0791 | -106.865 | 238517 | 20220707 | 4 | Facebook 2 Solar Energy Center | 2018 | PNM | PV | c-si | single-axis | 180 | 0 | missing | 10 | 12.5 | greenfield | non-agrivoltaic | -0.36849
402443 | single | 61558 | NM | Bernalillo | 35.0754 | -106.8647 | 238596 | 20220707 | 4 | Facebook 3 Solar Energy Center | 2018 | PNM | PV | c-si | single-axis | 180 | 0 | missing | 10 | 12.5 | greenfield | non-agrivoltaic | -0.36886
400264 | multi | 57740 | NM | Eddy | 32.344 | -104.2354 | 286804 | 20220206 | 1 | SPS5 Hopi | 2011 | SWPP | PV | c-si | single-axis | 180 | 0 | missing | 9.9 | 10.9 | greenfield | non-agrivoltaic | -0.67362
400209 | single | 57575 | NM | Luna | 32.1686 | -107.7556 | 201597 | 20210306 | 4 | Deming Solar Energy Center | 2013 | PNM | PV | thin-film | fixed-tilt | 180 | 25 | missing | 9 | 11.2 | greenfield | non-agrivoltaic | -0.30177
400261 | multi | 57737 | NM | Lea | 32.1866 | -103.1842 | 293016 | 20220208 | 4 | SPS2 Jal | 2011 | SWPP | PV | c-si | single-axis | 181 | 0 | missing | 9.9 | 10.8 | greenfield | non-agrivoltaic | -0.69792
401617 | single | 60301 | NM | Otero | 32.921 | -106.0737 | 129140 | 20220302 | 4 | Holloman Solar Facility | 2018 | EPE | PV | thin-film | single-axis | 180 | 0 | missing | 5 | 6.5 | greenfield | non-agrivoltaic | -0.41244
403011 | single | 62467 | NM | Valencia | 34.7411 | -106.6574 | 234691 | 20220308 | 4 | Vista Solar Energy Center | 2019 | PNM | PV | c-si | single-axis | 180 | 0 | missing | 10 | 12.8 | greenfield | non-agrivoltaic | -0.32331
403084 | multi | 62597 | NM | Valencia | 34.6921 | -106.6871 | 223254 | 20220308 | 4 | Rio De Oro Solar Energy Center | 2019 | PNM | PV | c-si | single-axis | 180 | 0 | missing | 10 | 12.5 | greenfield | non-agrivoltaic | -0.29258
403387 | single | 63081 | NM | San Miguel | 35.6343 | -105.176 | 440171 | 20220517 | 1 | San Miguel I Solar Energy Center | 2019 | PNM | PV | c-si | single-axis | 180 | 0 | missing | 10 | 12.8 | greenfield | non-agrivoltaic | -0.86272
400735 | single | 58794 | NM | San Miguel | 35.6584 | -105.1837 | 29203 | 20220511 | 4 | Storrie Lake Solar Project | 2014 | PNM | PV | c-si | fixed-tilt | 180 | 25 | missing | 1.5 | 1.9 | greenfield | non-agrivoltaic | -0.10039
400427 | single | 58240 | NM | Taos | 36.9663 | -105.4374 | 37409 | 20211121 | 4 | Kit Carson | 2012 | PNM | PV | c-si | single-axis | 180 | 0 | missing | 1.3 | 1.3 | greenfield | non-agrivoltaic | -0.74257
400211 | single | 57577 | NM | Otero | 32.8661 | -106.0002 | 113817 | 20210817 | 4 | Alamogordo Solar Energy Center | 2011 | PNM | PV | thin-film | fixed-tilt | 180 | 25 | missing | 4.9 | 6.4 | greenfield | non-agrivoltaic | -0.28749
400434 | multi | 58256 | NM | Los Alamos | 35.8761 | -106.3109 | 22346 | 20210808 | 4 | Los Alamos PV Site | 2012 | PNM | PV | c-si | fixed-tilt | 180 | 37 | batteries | 1 | 1.1 | landfill | non-agrivoltaic | -0.43591
400210 | single | 57576 | NM | San Miguel | 35.6447 | -105.2073 | 111244 | 20220511 | 4 | Las Vegas Solar Energy Center | 2011 | PNM | PV | thin-film | fixed-tilt | 180 | 25 | missing | 5 | 6.4 | greenfield | non-agrivoltaic | -0.25993
400354 | single | 58010 | NM | Dona Ana | 32.3959 | -106.476 | 155303 | 20210825 | 4 | WSMR I | 2012 | EPE | PV | c-si | fixed-tilt,single-axis | 180 | 8 | missing | 4.6 | 4.5 | greenfield | non-agrivoltaic | -0.86492
400596 | single | 58540 | NM | Grant | 32.713 | -108.2477 | 17078 | 20220117 | 4 | Silver City WWTP PV Project | 2013 | PNM | PV | c-si | fixed-tilt | 180 | 30 | missing | 1 | 1.1 | greenfield | non-agrivoltaic | -0.11419
400614 | single | 58576 | NM | Chaves | 33.1627 | -104.3854 | 13256 | 20220313 | 4 | GSE NM1 | 2011 | SWPP | PV | c-si | fixed-tilt | 180 | 25 | missing | 1.7 | 2.9 | greenfield | non-agrivoltaic | 3.1561
400623 | multi | 58588 | NM | Sandoval | 35.3122 | -106.6383 | 21876 | 20220726 | 4 | Sue Cleveland High School | 2013 | PNM | PV | c-si | fixed-tilt | 180 | 20 | missing | 1 | 1.2 | greenfield | non-agrivoltaic | -0.31665
400624 | multi | 58589 | NM | Sandoval | 35.2664 | -106.6665 | 23084 | 20220726 | 4 | Rio Rancho High School | 2013 | PNM | PV | c-si | fixed-tilt | 180 | 20 | missing | 1 | 1.2 | greenfield | non-agrivoltaic | -0.37748
401038 | single | 59393 | NM | Bernalillo | 35.0484 | -106.5293 | 39930 | 20220630 | 4 | Eubank Landfill Solar Array | 2013 | PNM | PV | c-si | single-axis | 180 | 0 | missing | 2 | 2.5 | PCSC | non-agrivoltaic | -0.15235
401162 | single | 59560 | NM | Colfax | 36.3987 | -104.5939 | 21919 | 20210704 | 4 | Springer Solar 1 | 2015 | PNM | PV | c-si | single-axis | 91 | 0 | missing | 0.9 | 1.2 | greenfield | non-agrivoltaic | -0.31892
401225 | single | 59653 | NM | Sierra | 33.1204 | -107.2902 | 40174 | 20200212 | 4 | City of Truth or Consequences PV | 2015 | PNM | PV | c-si | single-axis | 180 | 0 | missing | 1.9 | 2 | greenfield | non-agrivoltaic | -0.42409
402177 | single | 61165 | NM | Luna | 31.8677 | -107.5891 | 45064 | 20210115 | 4 | Columbus Solar Project | 2017 | PNM | PV | c-si | single-axis | 180 | 0 | missing | 1.9 | 2.3 | greenfield | non-agrivoltaic | -0.39749
402519 | multi | 61662 | NM | Lincoln | 33.6119 | -105.7492 | 73526 | 20200310 | 4 | Carrizozo Solar | 2018 | PNM | PV | c-si | single-axis | 180 | 0 | missing | 3 | 3.6 | greenfield | es | -0.44148
402530 | single | 61681 | NM | Lea | 32.9787 | -103.3713 | 142418 | 20220408 | 4 | Middle Daisy | 2017 | SWPP | PV | c-si | single-axis | 180 | 0 | missing | 5 | 6.8 | greenfield | non-agrivoltaic | -0.46723
402854 | single | 62149 | NM | Colfax | 36.5445 | -105.2769 | 26976 | 20191207 | 4 | Syncarpha Eagle Nest | 2018 | PNM | PV | c-si | single-axis | 180 | 0 | missing | 1 | 1.3 | greenfield | non-agrivoltaic | -0.45781
402876 | single | 62191 | NM | Torrance | 34.7809 | -106.0559 | 49469 | 20191007 | 4 | CNMEC Solar Energy Center | 2018 | PNM | PV | c-si | single-axis | 180 | 0 | missing | 2 | 2.6 | greenfield | non-agrivoltaic | -0.36529
403178 | single | 62756 | NM | Bernalillo | 35.1526 | -106.5471 | 23356 | 20220630 | 4 | RC Energy AA, LLC Solar Facility | 2011 | PNM | PV | c-si | fixed-tilt | 180 | 30 | missing | 1 | 1.1 | greenfield | non-agrivoltaic | -0.48098
403321 | single | 62994 | NM | Cibola | 35.2419 | -107.9519 | 62932 | 20220106 | 4 | Bluewater CDEC 1 | 2019 | PNM | PV | c-si | single-axis | 180 | 0 | missing | 2.4 | 3.1 | greenfield | non-agrivoltaic | -0.43517
403322 | single | 62995 | NM | Cibola | 35.1419 | -107.8204 | 107252 | 20210618 | 4 | Grants CDEC 2 | 2019 | PNM | PV | c-si | single-axis | 180 | 0 | missing | 4.5 | 5.8 | greenfield | non-agrivoltaic | -0.33309
403411 | multi | 63123 | NM | Taos | 36.3707 | -105.6596 | 110612 | 20220205 | 4 | Syncarpha Taos | 2020 | PNM | PV | c-si | single-axis | 180 | 0 | batteries | 3.1 | 4.2 | greenfield | non-agrivoltaic | -0.67435
403412 | single | 63124 | NM | Rio Arriba | 36.3312 | -106.19 | 29639 | 20220908 | 4 | Syncarpha El Rito | 2019 | PNM | PV | c-si | single-axis | 180 | 0 | missing | 1.6 | 2 | greenfield | non-agrivoltaic | -0.049181
403413 | single | 63125 | NM | Taos | 36.8104 | -105.5896 | 42775 | 20211202 | 4 | Syncarpha Questa | 2020 | PNM | PV | c-si | single-axis | 180 | 0 | missing | 1.6 | 2.1 | greenfield | non-agrivoltaic | -0.43867
403604 | single | 63391 | NM | Bernalillo | 35.1816 | -106.8107 | 245942 | 20220807 | 4 | City of Rio Rancho WWTP | 2019 | PNM | PV | c-si | fixed-tilt | 180 | 30 | missing | 1.2 | 1.3 | greenfield | non-agrivoltaic | -1.3668
403675 | single | 63477 | NM | Rio Arriba | 36.0914 | -106.0414 | 47167 | 20210711 | 4 | Alcalde Solar Array | 2020 | PNM | PV | c-si | single-axis | 180 | 0 | missing | 2.4 | 3.1 | greenfield | non-agrivoltaic | -0.086372
403868 | multi | 63860 | NM | Sandoval | 35.3512 | -106.8599 | 1097161 | 20220115 | 4 | Encino Solar Energy Center | 2020 | PNM | PV | c-si | single-axis | 180 | 0 | missing | 55 | 66.7 | greenfield | non-agrivoltaic | -0.19082
400546 | single | 58479 | NM | Chaves | 33.3491 | -104.5388 | 44730 | 20220313 | 4 | SEV NM Phase 2 | 2013 | SWPP | PV | c-si | fixed-tilt | 180 | 25 | missing | 1.4 | 2.5 | greenfield | non-agrivoltaic | -0.29468
400206 | single | 57567 | NM | Bernalillo | 35.1689 | -106.6001 | 45526 | 20221025 | 4 | Albuquerque Solar Energy Center | 2011 | PNM | PV | thin-film | fixed-tilt | 180 | 25 | missing | 2 | 2.4 | greenfield | non-agrivoltaic | -0.36191
400146 | single | 57369 | NM | Taos | 36.7167 | -105.6069 | 52530 | 20211105 | 4 | Questa Solar Facility | 2011 | PNM | PV | c-si | dual-axis | 180 | -9999 | missing | 1 | 1 | superfund | non-agrivoltaic | -1.0755
404618 | multi | 63728 | NM | Taos | 36.4499 | -105.6334 | 364883 | 20221110 | 4 | Taos Mesa Energy Facility Hybrid | 2021 | PNM | PV | c-si | single-axis | 180 | -9999 | batteries | 15 | 19.66 | greenfield | non-agrivoltaic | -0.33728
404648 | multi | 64076 | NM | Cibola | 35.0914 | -107.6127 | 1196914 | 20231030 | 4 | Route 66 Energy Center, LLC | 2017 | PNM | PV | c-si | single-axis | 180 | -9999 | missing | 49.5 | 74.8 | greenfield | non-agrivoltaic | -0.15478
404698 | single | 64524 | NM | Curry | 34.4107 | -103.2518 | 54651 | 20221212 | 4 | SoCore Clovis 1 | 2020 | SWPP | PV | c-si | single-axis | 180 | -9999 | missing | 2 | 2.5 | greenfield | es | -0.50965
404724 | multi | 64695 | NM | Colfax | 36.4167 | -105.2832 | 161644 | 20230127 | 4 | Angel Fire Energy Facility | 2021 | PNM | PV | missing | single-axis | 180 | -9999 | batteries | 9.8 | 9.8 | greenfield | non-agrivoltaic | -0.19434
404748 | single | 64903 | NM | Sandoval | 36.0177 | -106.9456 | 38516 | 20221113 | 4 | Cuba 2.5ac, LLC | 2021 | PNM | PV | c-si | single-axis | 185 | -9999 | missing | 2.5 | 3.1 | greenfield | non-agrivoltaic | 0.22642
404980 | single | 66405 | NM | Chaves | 33.4316 | -104.4319 | 712477 | 20230326 | 4 | Chaves County Solar II | 2023 | SWPP | PV | missing | single-axis | 180 | -9999 | missing | 30 | 30 | greenfield | non-agrivoltaic | -0.58672
404981 | multi | 66408 | NM | Otero | 32.0747 | -106.3306 | 3385515 | 20240114 | 4 | Buena Vista Energy Center | 2023 | EPE | PV | missing | single-axis | 180 | -9999 | batteries | 120 | 120 | greenfield | non-agrivoltaic | -0.72786
404982 | single | 66412 | NM | Eddy | 32.0718 | -104.1628 | 484012 | 20230530 | 4 | Hayhurst New Mexico Solar | 2023 | SWPP | PV | missing | single-axis | 180 | -9999 | missing | 20 | 20 | greenfield | non-agrivoltaic | -0.60336
400215 | multi | 57589 | NY | Suffolk | 40.8661 | -72.8506 | 677106 | 20210302 | 4 | Long Island Solar Farm, LLC | 2011 | NYIS | PV | c-si | fixed-tilt | 180 | 28 | missing | 31.5 | 37.7 | superfund | non-agrivoltaic | -0.29919
400992 | single | 59276 | NY | Suffolk | 40.9421 | -72.8903 | 185510 | 20210624 | 4 | Leavenworth Greenworks, LLC | 2016 | NYIS | PV | c-si | fixed-tilt | 181 | 25 | missing | 9.5 | 14.3 | greenfield | non-agrivoltaic | 0.15434
402402 | multi | 61510 | NY | Monroe | 43.3209 | -77.7439 | 94431 | 20200730 | 4 | Monroe County Sites C, D, & E | 2017 | NYIS | PV | c-si | fixed-tilt | 180 | 20 | missing | 6 | 8.4 | greenfield | non-agrivoltaic | 0.40581
402385 | multi | 61487 | NY | Suffolk | 40.7324 | -73.3752 | 127923 | 20210918 | 4 | SL Babylon | 2017 | NYIS | PV | c-si | fixed-tilt | 180 | 20 | missing | 9 | 10.6 | greenfield | non-agrivoltaic | 0.27675
401464 | multi | 60045 | NY | Suffolk | 40.9335 | -72.8884 | 418159 | 20200609 | 4 | Shoreham Solar Commons | 2018 | NYIS | PV | c-si | fixed-tilt | 180 | 25 | missing | 24.9 | 32 | greenfield | non-agrivoltaic | 0.1425
400990 | single | 59274 | NY | Suffolk | 40.9202 | -72.7655 | 344863 | 20220802 | 1 | Sutter Greenworks, LLC | 2015 | NYIS | PV | c-si | fixed-tilt | 180 | 25 | missing | 4 | 7.2 | greenfield | non-agrivoltaic | -1.0365
403077 | multi | 62582 | NY | Tompkins | 42.3854 | -76.5998 | 124340 | 20220711 | 4 | Newfield Community Solar, LLC | 2019 | NYIS | PV | c-si | fixed-tilt | 180 | 20 | missing | 6 | 7.5 | greenfield | grazing | -0.20088
403201 | single | 62788 | NY | Saratoga | 42.8229 | -73.8485 | 102654 | 20220512 | 4 | Sugarhill Road-Solitude Solar (CSG) | 2019 | NYIS | PV | c-si | single-axis | 180 | 0 | missing | 4.7 | 6.9 | greenfield | non-agrivoltaic | -0.054744
402979 | multi | 62389 | NY | Tioga | 42.2138 | -76.5226 | 303923 | 20210322 | 4 | Pasto Solar | 2019 | NYIS | PV | c-si | fixed-tilt | 180 | 20 | missing | 16 | 24 | greenfield | non-agrivoltaic | 0.19422
402993 | multi | 62413 | NY | Tompkins | 42.4371 | -76.4311 | 352859 | 20210426 | 4 | Ellis Solar | 2019 | NYIS | PV | c-si | fixed-tilt | 180 | 20 | missing | 18 | 27 | greenfield | non-agrivoltaic | 0.14233
400604 | multi | 58550 | NY | Albany | 42.5858 | -73.8659 | 47368 | 20200821 | 4 | Owens Corning at Bethlehem | 2013 | NYIS | PV | c-si | fixed-tilt | 180 | 25 | missing | 2 | 2.3 | greenfield | non-agrivoltaic | -0.45009
402758 | single | 62017 | NY | Suffolk | 40.9125 | -72.7437 | 117066 | 20220802 | 4 | Riverhead Solar Farm | 2019 | NYIS | PV | c-si | single-axis | 180 | 0 | missing | 20 | 22.9 | greenfield | non-agrivoltaic | 2.6656
401085 | multi | 59470 | NY | Tompkins | 42.4997 | -76.4621 | 31322 | 20220622 | 4 | Cornell Snyder Road Solar Array | 2014 | NYIS | PV | c-si | fixed-tilt | 180 | 17 | missing | 1.8 | 2 | greenfield | non-agrivoltaic | -0.12602
401200 | single | 59613 | NY | Wayne | 43.2452 | -77.1734 | 27858 | 20180304 | 4 | Town of Williamson Landfill PV | 2014 | NYIS | PV | c-si | fixed-tilt | 185 | 20 | missing | 1.2 | 1.5 | landfill | non-agrivoltaic | -0.33806
401204 | single | 59623 | NY | St. Lawrence | 44.6721 | -74.9499 | 45795 | 20180524 | 4 | Clarkson Solar | 2014 | NYIS | PV | c-si | fixed-tilt | 135 | 25 | missing | 2 | 2.3 | greenfield | non-agrivoltaic | -0.41475
401250 | single | 59705 | NY | Erie | 42.8127 | -78.8519 | 60901 | 20220512 | 4 | Steel Sun | 2016 | NYIS | PV | c-si | fixed-tilt | 180 | 25 | missing | 2 | 2.8 | RCRA | non-agrivoltaic | -0.50474
401301 | single | 59789 | NY | Dutchess | 41.8475 | -73.625 | 26539 | 20211221 | 4 | Millbrook School | 2015 | NYIS | PV | c-si | single-axis | 170 | 0 | missing | 1.4 | 1.7 | greenfield | non-agrivoltaic | -0.12166
401360 | single | 59880 | NY | Suffolk | 40.8714 | -73.2602 | 38091 | 20220322 | 4 | Kings Park Solar I | 2019 | NYIS | PV | c-si | fixed-tilt | 180 | 20 | missing | 2 | 3 | landfill | non-agrivoltaic | 0.1898
401435 | single | 60004 | NY | Rockland | 41.0884 | -73.9527 | 41602 | 20210625 | 4 | Clarkstown Landfill Solar Facility | 2014 | NYIS | PV | thin-film | fixed-tilt | 109 | 45 | missing | 2 | 2 | landfill | non-agrivoltaic | -0.46028
401508 | single | 60098 | NY | Onondaga | 43.2017 | -76.2087 | 37134 | 20220615 | 4 | Onondaga County-Oak Orchard WWTP | 2017 | NYIS | PV | c-si | single-axis | 180 | 0 | missing | 2 | 2.5 | greenfield | non-agrivoltaic | -0.052448
401519 | single | 60114 | NY | Oneida | 43.1497 | -75.3709 | 35319 | 20220429 | 4 | Oneida County-DPW | 2017 | NYIS | PV | c-si | fixed-tilt | 180 | 25 | missing | 1.5 | 2 | greenfield | non-agrivoltaic | -0.27908
401520 | single | 60115 | NY | Saratoga | 42.8341 | -73.6755 | 20394 | 20210728 | 4 | Town of Halfmoon | 2017 | ISNE | PV | c-si | fixed-tilt | 180 | 30 | missing | 1 | 1.3 | greenfield | non-agrivoltaic | -0.12829
401540 | single | 60150 | NY | Ontario | 42.8627 | -77.0329 | 41352 | 20220508 | 4 | Cornell Geneva Solar Farm | 2015 | NYIS | PV | c-si | fixed-tilt | 180 | 17 | missing | 2 | 2.8 | greenfield | grazing | -0.04424
401578 | multi | 60229 | NY | Orange | 41.406 | -74.3571 | 29630 | 20220221 | 4 | Orange County Solar Farm (NY) | 2017 | ISNE | PV | c-si | fixed-tilt | 180 | 20 | batteries | 1.5 | 2.1 | greenfield | non-agrivoltaic | 0.022736
401581 | single | 60232 | NY | Onondaga | 42.985 | -76.06 | 42255 | 20220521 | 4 | Onondaga County-Jamesville | 2018 | NYIS | PV | c-si | single-axis | 180 | 0 | missing | 2 | 2.5 | greenfield | non-agrivoltaic | -0.22533
401695 | single | 60425 | NY | Saratoga | 43.0963 | -73.808 | 33037 | 20211223 | 4 | Skidmore College | 2014 | NYIS | PV | c-si | fixed-tilt | 180 | 25 | missing | 2 | 2.1 | greenfield | non-agrivoltaic | -0.13209
401700 | single | 60431 | NY | Tompkins | 42.5058 | -76.2876 | 39054 | 20211201 | 4 | Tompkins Cortland Community College | 2015 | NYIS | PV | c-si | fixed-tilt | 180 | 25 | missing | 2 | 2.6 | greenfield | non-agrivoltaic | -0.068341
401716 | single | 60452 | NY | Suffolk | 40.9208 | -72.7431 | 46059 | 20220413 | 4 | Calverton | 2015 | NYIS | PV | c-si | fixed-tilt | 174 | 20 | missing | 3.9 | 3.9 | greenfield | non-agrivoltaic | 0.31515
401718 | single | 60454 | NY | Allegany | 42.4282 | -78.1461 | 39298 | 20210312 | 4 | Houghton | 2015 | NYIS | PV | c-si | fixed-tilt | 180 | 25 | missing | 2.6 | 2.6 | greenfield | non-agrivoltaic | -0.077102
401719 | multi | 60455 | NY | Oneida | 43.167 | -75.3928 | 42008 | 20220429 | 4 | Oneida-South | 2015 | NYIS | PV | c-si | fixed-tilt | 180 | 25 | missing | 1.9 | 2.6 | greenfield | non-agrivoltaic | -0.16751
401720 | single | 60456 | NY | Oneida | 43.1683 | -75.4037 | 40205 | 20220429 | 4 | Oneida-West | 2015 | NYIS | PV | c-si | fixed-tilt | 180 | 25 | missing | 1.9 | 2.6 | greenfield | non-agrivoltaic | -0.10872
401723 | single | 60462 | NY | Oswego | 43.4307 | -76.5197 | 37565 | 20210623 | 4 | Onondaga County-Clearwater | 2017 | NYIS | PV | c-si | fixed-tilt | 180 | 25 | missing | 2 | 2.5 | greenfield | non-agrivoltaic | -0.068817
401724 | single | 60463 | NY | Greene | 42.2916 | -74.0054 | 30491 | 20220921 | 4 | Greene County Meter #1 | 2018 | ISNE | PV | c-si | single-axis | 180 | 0 | missing | 1.6 | 2.3 | greenfield | non-agrivoltaic | 0.1193
401733 | single | 60477 | NY | Albany | 42.5403 | -73.8267 | 37578 | 20220921 | 4 | Bethlehem-East | 2016 | NYIS | PV | c-si | fixed-tilt | 180 | 25 | missing | 1.7 | 2.4 | greenfield | non-agrivoltaic | -0.12571
401734 | single | 60478 | NY | Albany | 42.5421 | -73.8306 | 21139 | 20220921 | 4 | Bethlehem-West | 2016 | NYIS | PV | c-si | fixed-tilt | 180 | 25 | missing | 1 | 1.2 | greenfield | non-agrivoltaic | -0.27611
401863 | multi | 60677 | NY | Oneida | 43.2399 | -75.5414 | 44241 | 20180508 | 4 | Tannery Road Landfill | 2016 | NYIS | PV | c-si | fixed-tilt | 180 | 25 | missing | 2 | 2.8 | landfill | non-agrivoltaic | -0.13794
401966 | multi | 60817 | NY | Sullivan | 41.7981 | -74.7081 | 33363 | 20220720 | 4 | Sullivan County-Adult Care Solar | 2017 | NYIS | PV | c-si | fixed-tilt | 180 | 30 | batteries | 2 | 2.5 | greenfield | non-agrivoltaic | 0.10876
401967 | single | 60818 | NY | Oswego | 43.3422 | -76.3477 | 36876 | 20220615 | 4 | Oswego County-Fulton Solar | 2018 | NYIS | PV | c-si | fixed-tilt | 180 | 30 | missing | 2 | 2.5 | greenfield | non-agrivoltaic | -0.042491
401968 | multi | 60819 | NY | Jefferson | 43.9691 | -75.9664 | 32158 | 20210805 | 4 | Jefferson-Lewis BOCES Solar | 2017 | NYIS | PV | thin-film | fixed-tilt | 180 | 25 | missing | 2 | 2.4 | greenfield | non-agrivoltaic | 0.10237
402028 | single | 60904 | NY | Steuben | 42.3347 | -77.3767 | 37605 | 20210925 | 4 | Time Warner Cable-Knowles | 2018 | NYIS | PV | c-si | single-axis | 180 | 0 | missing | 2 | 2.8 | greenfield | non-agrivoltaic | 0.098682
402070 | multi | 60967 | NY | Oneida | 43.1823 | -75.4734 | 91803 | 20180616 | 4 | Onyx-Lamphear Road (CSG) | 2016 | NYIS | PV | c-si | fixed-tilt | 180 | 20 | missing | 2 | 2.8 | greenfield | non-agrivoltaic | -0.83262
402311 | single | 61376 | NY | Nassau | 40.6486 | -73.5061 | 33456 | 20210811 | 4 | Cedar Creek PV | 2017 | NYIS | PV | c-si | fixed-tilt | 171 | 15 | missing | 1.8 | 2.7 | greenfield | non-agrivoltaic | 0.231
402320 | single | 61389 | NY | Wyoming | 42.6245 | -78.1143 | 26239 | 20220115 | 4 | Letchworth Solar Project | 2017 | NYIS | PV | c-si | fixed-tilt | 180 | 28 | missing | 1.2 | 1.2 | greenfield | non-agrivoltaic | -0.5099
402375 | single | 61469 | NY | Genesee | 43.0199 | -78.1555 | 39564 | 20220107 | 4 | Lichtenthal | 2018 | NYIS | PV | c-si | fixed-tilt | 180 | 25 | missing | 2 | 2.8 | greenfield | non-agrivoltaic | 0.020596
402376 | single | 61470 | NY | Genesee | 43.0386 | -78.1857 | 40231 | 20220107 | 4 | Call Farms 1 | 2018 | NYIS | PV | c-si | fixed-tilt | 180 | 25 | missing | 2 | 2.9 | greenfield | non-agrivoltaic | 0.048399
402377 | multi | 61471 | NY | Genesee | 43.0231 | -78.1824 | 39709 | 20220107 | 4 | Call Farms 3 | 2018 | NYIS | PV | c-si | fixed-tilt | 180 | 25 | missing | 2 | 2.8 | greenfield | non-agrivoltaic | 0.015113
402401 | single | 61509 | NY | Monroe | 43.1714 | -77.392 | 53424 | 20220914 | 4 | Monroe County Sites A & B | 2017 | NYIS | PV | c-si | fixed-tilt | 180 | 20 | missing | 3.4 | 4.8 | greenfield | non-agrivoltaic | 0.42472
402455 | single | 61575 | NY | Onondaga | 43.1517 | -76.4143 | 38698 | 20220615 | 4 | Anheuser-Busch Baldwinsville | 2018 | NYIS | PV | c-si | fixed-tilt | 180 | 25 | missing | 2 | 2.8 | greenfield | non-agrivoltaic | 0.054131
402456 | single | 61576 | NY | Orange | 41.3794 | -74.2631 | 42097 | 20220221 | 4 | Columbia University-Johnson Farms | 2018 | NYIS | PV | c-si | fixed-tilt | 180 | 25 | missing | 2 | 2.9 | greenfield | non-agrivoltaic | -0.019325
402457 | single | 61577 | NY | Oneida | 43.1847 | -75.4335 | 42380 | 20180708 | 4 | Time Warner Cable Enterprises-Martino | 2018 | NYIS | PV | c-si | fixed-tilt | 180 | 25 | missing | 2 | 2.8 | greenfield | non-agrivoltaic | -0.079059
402458 | single | 61578 | NY | Orange | 41.2943 | -74.5541 | 39486 | 20201014 | 4 | Columbia University-Minisink | 2018 | NYIS | PV | c-si | fixed-tilt | 180 | 25 | missing | 2 | 2.9 | greenfield | non-agrivoltaic | 0.077206
402459 | single | 61579 | NY | Jefferson | 43.9333 | -75.8721 | 39779 | 20220512 | 4 | St. Lawrence University-Sutton | 2018 | NYIS | PV | c-si | fixed-tilt | 180 | 25 | missing | 2 | 2.9 | greenfield | non-agrivoltaic | 0.065725
402479 | multi | 61604 | NY | Oneida | 43.3136 | -75.6962 | 36743 | 20210916 | 4 | Camden CSD Solar Array | 2017 | NYIS | PV | c-si | single-axis | 184 | 0 | missing | 1.8 | 2.4 | greenfield | non-agrivoltaic | -0.094953
402563 | multi | 61724 | NY | Saratoga | 43.092 | -73.7454 | 35789 | 20211221 | 4 | Onyx-Saratoga Springs Landfill Solar (CSG) | 2017 | NYIS | PV | c-si | fixed-tilt | 193 | 20 | missing | 2 | 2.6 | landfill | non-agrivoltaic | 0.060322
402564 | single | 61725 | NY | Madison | 43.0415 | -75.7013 | 37000 | 20200608 | 4 | Madison County | 2017 | NYIS | PV | c-si | fixed-tilt | 180 | 30 | missing | 1.8 | 2.4 | landfill | non-agrivoltaic | -0.10456
402586 | single | 61764 | NY | Washington | 43.5439 | -73.323 | 30881 | 20220509 | 4 | Gore Mountain Solar II | 2016 | NYIS | PV | c-si | fixed-tilt | 180 | 20 | missing | 2 | 2.5 | greenfield | non-agrivoltaic | 0.23633
402587 | single | 61765 | NY | Washington | 43.5439 | -73.3251 | 33790 | 20220509 | 4 | HGS Solar I | 2016 | NYIS | PV | c-si | fixed-tilt | 180 | 20 | missing | 2 | 2.8 | greenfield | non-agrivoltaic | 0.27677
402606 | single | 61804 | NY | Monroe | 43.1778 | -77.6765 | 27631 | 20200815 | 4 | City of Rochester Solar | 2017 | NYIS | PV | c-si | fixed-tilt | 180 | 15 | missing | 1.8 | 2.6 | landfill | non-agrivoltaic | 0.51474
402639 | single | 61847 | NY | Fulton | 43.063 | -74.1588 | 41679 | 20220530 | 4 | Broadalbin | 2018 | NYIS | PV | c-si | fixed-tilt | 180 | 22 | missing | 2 | 3 | greenfield | non-agrivoltaic | 0.046173
402646 | multi | 61863 | NY | Schenectady | 42.7553 | -74.2041 | 37759 | 20200821 | 4 | Duanesburg | 2018 | NYIS | PV | c-si | fixed-tilt | 180 | 2 | missing | 2 | 3 | greenfield | non-agrivoltaic | 0.20449
402671 | multi | 61898 | NY | Cattaraugus | 42.0915 | -78.4418 | 112079 | 20220104 | 4 | Solean Solar Project | 2016 | NYIS | PV | c-si | fixed-tilt | 180 | 25 | missing | 4 | 5.7 | PCSC | non-agrivoltaic | -0.40133
402672 | single | 61899 | NY | Suffolk | 40.7796 | -73.0807 | 43227 | 20210519 | 4 | Lincoln Ave Solar Project | 2018 | NYIS | PV | c-si | fixed-tilt | 144 | 20 | missing | 2 | 3 | landfill | non-agrivoltaic | -0.008466
402673 | single | 61900 | NY | Suffolk | 40.8183 | -73.1821 | 32123 | 20220429 | 4 | Blydenburgh Solar Project | 2018 | NYIS | PV | c-si | fixed-tilt | 180 | 20 | missing | 1.5 | 2.3 | superfund | non-agrivoltaic | 0.038145
402675 | single | 61902 | NY | Suffolk | 40.7999 | -73.0364 | 21139 | 20210519 | 4 | Holtsville Solar Project | 2017 | NYIS | PV | c-si | fixed-tilt | 175 | 20 | missing | 1.2 | 1.7 | landfill | non-agrivoltaic | 0.22499
402676 | single | 61903 | NY | Schoharie | 42.7747 | -74.5661 | 46184 | 20220518 | 4 | Sharon Springs | 2018 | NYIS | PV | c-si | fixed-tilt | 180 | 22 | missing | 2 | 3 | greenfield | non-agrivoltaic | -0.10258
402677 | single | 61904 | NY | Montgomery | 42.9545 | -74.1222 | 37708 | 20200821 | 4 | Amsterdam North | 2018 | NYIS | PV | c-si | fixed-tilt | 180 | 22 | missing | 2 | 3 | greenfield | non-agrivoltaic | 0.20675
402678 | multi | 61905 | NY | Montgomery | 42.9485 | -74.1265 | 38626 | 20200821 | 4 | Amsterdam South | 2018 | NYIS | PV | c-si | fixed-tilt | 180 | 22 | missing | 2 | 3 | greenfield | non-agrivoltaic | 0.16668
402683 | multi | 61917 | NY | Fulton | 43.0596 | -74.736 | 73094 | 20200823 | 4 | Kearsarge Oppenheim (CSG) | 2018 | NYIS | PV | c-si | fixed-tilt | 180 | 30 | missing | 1.4 | 1.9 | greenfield | non-agrivoltaic | -0.9281
402687 | single | 61922 | NY | Dutchess | 41.4915 | -73.9802 | 35490 | 20220909 | 4 | Sunlight Beacon | 2018 | NYIS | PV | c-si | fixed-tilt | 180 | 15 | missing | 2 | 2 | landfill | non-agrivoltaic | -0.28489
402772 | multi | 62034 | NY | Sullivan | 41.7959 | -75.0629 | 37405 | 20220415 | 4 | Baer Road (CSG) | 2018 | NYIS | PV | c-si | fixed-tilt | 180 | 20 | missing | 2 | 2.7 | greenfield | non-agrivoltaic | 0.050497
402851 | single | 62145 | NY | Orange | 41.3214 | -74.5139 | 38132 | 20210320 | 4 | Minisink Solar 1, LLC | 2018 | NYIS | PV | c-si | fixed-tilt | 180 | 25 | missing | 1.8 | 2.8 | greenfield | non-agrivoltaic | 0.076881
402852 | single | 62146 | NY | Orange | 41.3191 | -74.5149 | 44492 | 20210320 | 4 | Minisink Community Solar 2, LLC | 2018 | NYIS | PV | c-si | fixed-tilt | 180 | 25 | missing | 2.8 | 2.8 | greenfield | non-agrivoltaic | -0.1455
402858 | multi | 62154 | NY | Sullivan | 41.7749 | -74.7742 | 36604 | 20220720 | 4 | Kelly Bridge Road Community Solar Farm | 2020 | NYIS | PV | c-si | fixed-tilt | 180 | 20 | missing | 2 | 2.7 | greenfield | non-agrivoltaic | 0.083945
402859 | single | 62155 | NY | Sullivan | 41.7748 | -75.0339 | 21297 | 20220917 | 4 | Hospital Rd Community Solar Farm (CSG) | 2019 | NYIS | PV | c-si | fixed-tilt | 189 | 20 | missing | 1.4 | 1.7 | greenfield | non-agrivoltaic | 0.21235
402861 | single | 62157 | NY | Chemung | 42.0873 | -76.7121 | 32875 | 20220715 | 4 | Breesport Road Community Solar Farm | 2019 | NYIS | PV | c-si | fixed-tilt | 180 | 25 | missing | 2 | 2.8 | greenfield | non-agrivoltaic | 0.32568
402864 | single | 62160 | NY | Chemung | 42.0948 | -76.6774 | 43861 | 20210325 | 4 | Turner Rd Community Solar Project | 2019 | NYIS | PV | c-si | fixed-tilt | 180 | 25 | missing | 2 | 2.7 | greenfield | grazing | -0.17461
402930 | single | 62303 | NY | Montgomery | 42.894 | -74.2157 | 39469 | 20200821 | 4 | Mattas Farms | 2018 | NYIS | PV | c-si | fixed-tilt | 180 | 25 | missing | 2 | 2.8 | greenfield | non-agrivoltaic | 0.024186
402957 | single | 62357 | NY | Fulton | 43.0533 | -74.3081 | 92242 | 20211007 | 4 | Gloversville Landfill Solar | 2021 | NYIS | PV | missing | single-axis | 180 | -9999 | missing | 5 | 6.9 | landfill | non-agrivoltaic | 0.10601
402992 | multi | 62412 | NY | Yates | 42.758 | -77.2473 | 62710 | 20200629 | 4 | Daum Solar | 2020 | NYIS | PV | c-si | fixed-tilt | 180 | 20 | missing | 4 | 5.5 | greenfield | non-agrivoltaic | 0.37936
403018 | single | 62474 | NY | Tioga | 42.1161 | -76.1855 | 97501 | 20210319 | 4 | Gaskill Rd Community Solar Farm (CSG) | 2019 | NYIS | PV | c-si | fixed-tilt | 192 | 25 | missing | 5 | 6.3 | greenfield | grazing | -0.10986
403019 | multi | 62476 | NY | Erie | 42.7613 | -78.5595 | 41872 | 20210824 | 4 | Big Tree Community Solar Farm | 2021 | NYIS | PV | missing | fixed-tilt | 180 | -9999 | missing | 2 | 2.8 | greenfield | non-agrivoltaic | -0.062083
403021 | multi | 62479 | NY | Sullivan | 41.5929 | -75.0274 | 48615 | 20220917 | 4 | Woodoak Drive Community Solar Farm (CSG) | 2019 | NYIS | PV | c-si | fixed-tilt | 185 | 25 | missing | 2 | 2.7 | greenfield | non-agrivoltaic | -0.30216
403022 | multi | 62480 | NY | Monroe | 43.2792 | -77.763 | 87188 | 20200815 | 4 | Burritt Rd Community Solar Farm | 2020 | NYIS | PV | c-si | fixed-tilt | 180 | 25 | missing | 2 | 2.8 | greenfield | non-agrivoltaic | -0.79842
403026 | single | 62486 | NY | Orange | 41.5624 | -74.3453 | 34653 | 20210926 | 4 | CMR Solar, LLC | 2019 | NYIS | PV | c-si | fixed-tilt | 180 | 0 | missing | 2 | 2.8 | greenfield | non-agrivoltaic | 0.23306
403032 | single | 62496 | NY | Wyoming | 42.5599 | -78.1788 | 83805 | 20210115 | 4 | Telegraph Rd #1 Community Solar Farm | 2021 | NYIS | PV | missing | fixed-tilt | 180 | -9999 | missing | 3.8 | 4.9 | greenfield | non-agrivoltaic | -0.24007
403033 | single | 62498 | NY | Wyoming | 42.5605 | -78.1804 | 25529 | 20210115 | 4 | Telegraph Rd #2 Community Solar Farm | 2021 | NYIS | PV | missing | fixed-tilt | 180 | -9999 | missing | 2 | 2.6 | greenfield | non-agrivoltaic | 0.67893
403035 | single | 62504 | NY | Wayne | 43.1035 | -77.3472 | 26935 | 20220806 | 4 | Frey Rd #1 Community Solar Farm | 2020 | NYIS | PV | c-si | fixed-tilt | 180 | 25 | missing | 2 | 2.4 | greenfield | non-agrivoltaic | 0.40898
403038 | single | 62508 | NY | Wayne | 43.2427 | -77.2682 | 55310 | 20200815 | 4 | Furnace Rd Community Solar Farm | 2020 | NYIS | PV | c-si | fixed-tilt | 180 | 25 | missing | 3 | 4 | greenfield | non-agrivoltaic | 0.053385
403039 | single | 62521 | NY | Wayne | 43.1033 | -77.3454 | 32476 | 20220806 | 4 | Frey Rd #2 Community Solar Farm | 2020 | NYIS | PV | c-si | fixed-tilt | 180 | 25 | missing | 1.4 | 2 | greenfield | non-agrivoltaic | -0.17407
403045 | single | 62530 | NY | Clinton | 44.9327 | -73.6727 | 45738 | 20190831 | 4 | Boas Rd #1 Community Solar Farm | 2019 | NYIS | PV | c-si | fixed-tilt | 180 | 25 | missing | 2 | 2.9 | greenfield | non-agrivoltaic | -0.13548
403046 | single | 62531 | NY | Clinton | 44.9327 | -73.6712 | 42201 | 20190831 | 4 | Boas Rd #2 Community Solar Farm | 2019 | NYIS | PV | c-si | fixed-tilt | 180 | 25 | missing | 2 | 2.8 | greenfield | non-agrivoltaic | -0.073098
403047 | multi | 62532 | NY | Clinton | 44.9335 | -73.6695 | 43250 | 20190831 | 1 | Boas Rd #3 Community Solar Farm | 2019 | NYIS | PV | c-si | fixed-tilt | 180 | 25 | missing | 2 | 2.8 | greenfield | non-agrivoltaic | -0.1072
403048 | single | 62533 | NY | Clinton | 44.9286 | -73.665 | 39045 | 20190831 | 4 | Boas Rd #4 Community Solar Farm | 2020 | NYIS | PV | c-si | fixed-tilt | 180 | 25 | missing | 2 | 2.8 | greenfield | non-agrivoltaic | 0.040507
403061 | single | 62549 | NY | Fulton | 43.066 | -74.3601 | 22527 | 20211007 | 4 | Kearsarge Johnstown 1 (CSG) | 2018 | NYIS | PV | c-si | fixed-tilt | 180 | 25 | missing | 1.5 | 2 | greenfield | non-agrivoltaic | 0.40217
403065 | single | 62556 | NY | Fulton | 43.0645 | -74.3602 | 35376 | 20211007 | 4 | Kearsarge Johnstown 2 (CSG) | 2018 | NYIS | PV | c-si | fixed-tilt | 180 | 25 | missing | 2 | 2.8 | greenfield | non-agrivoltaic | 0.1981
403075 | multi | 62580 | NY | Ontario | 42.8161 | -77.0401 | 69781 | 20220508 | 4 | Route 14A CDG Solar North and South, LLC | 2018 | NYIS | PV | c-si | fixed-tilt | 180 | 25 | missing | 4 | 5.2 | greenfield | grazing | 0.099985
403095 | single | 62614 | NY | Richmond | 40.5432 | -74.2373 | 35597 | 20220723 | 4 | Kinder Morgan Fordham | 2018 | NYIS | PV | c-si | fixed-tilt | 180 | 30 | missing | 1.7 | 3.1 | greenfield | non-agrivoltaic | 0.36624
403162 | single | 62721 | NY | Erie | 42.8181 | -78.8561 | 38852 | 20210824 | 4 | Steel Sun 2: 2303-III-9 Hamburg Turnpike | 2019 | NYIS | PV | c-si | fixed-tilt | 180 | 25 | missing | 2 | 3 | RCRA | non-agrivoltaic | 0.15711
403163 | single | 62722 | NY | Erie | 42.8111 | -78.8541 | 33588 | 20210824 | 4 | Steel Sun 2: 2303-III-4 Hamburg Turnpike | 2019 | NYIS | PV | c-si | fixed-tilt | 180 | 25 | missing | 2 | 3 | greenfield | non-agrivoltaic | 0.41349
403164 | single | 62723 | NY | Erie | 42.8091 | -78.8536 | 40439 | 20210824 | 4 | Steel Sun 2: 2303-III-2 Hamburg Turnpike | 2019 | NYIS | PV | c-si | fixed-tilt | 180 | 25 | missing | 2 | 3 | greenfield | non-agrivoltaic | 0.092912
403165 | single | 62724 | NY | Cattaraugus | 42.0975 | -78.4433 | 26939 | 20220104 | 4 | Homer Street West | 2019 | NYIS | PV | c-si | fixed-tilt | 180 | 25 | missing | 1.6 | 2 | greenfield | non-agrivoltaic | 0.094083
403166 | single | 62725 | NY | Cattaraugus | 42.0991 | -78.4411 | 26562 | 20220104 | 4 | Homer Street East | 2019 | NYIS | PV | c-si | fixed-tilt | 180 | 25 | missing | 1.6 | 2 | PCSC | non-agrivoltaic | 0.11644
403179 | single | 62759 | NY | Orange | 41.3558 | -74.6219 | 30297 | 20210315 | 4 | Greenville (CSG) | 2019 | NYIS | PV | c-si | fixed-tilt | 180 | 30 | missing | 2 | 2.8 | greenfield | non-agrivoltaic | 0.47921
403181 | single | 62761 | NY | Orange | 41.3388 | -74.2881 | 35091 | 20210926 | 4 | Chester (CSG) | 2019 | NYIS | PV | c-si | fixed-tilt | 180 | 20 | missing | 2 | 2.7 | greenfield | non-agrivoltaic | 0.15133
403183 | multi | 62764 | NY | Orange | 41.3446 | -74.5612 | 39114 | 20210125 | 4 | Westtown (CSG) | 2019 | ISNE | PV | c-si | fixed-tilt | 180 | 20 | missing | 2 | 2.8 | greenfield | non-agrivoltaic | 0.037827
403193 | single | 62777 | NY | Ulster | 41.9614 | -73.9816 | 28154 | 20220909 | 4 | Ulster County Solar | 2018 | NYIS | PV | c-si | fixed-tilt | 180 | 25 | missing | 1.4 | 1.9 | landfill | non-agrivoltaic | -0.049016
403198 | single | 62784 | NY | Franklin | 44.8693 | -74.3069 | 30082 | 20191008 | 4 | Franklin Solar Site | 2018 | NYIS | PV | c-si | fixed-tilt | 180 | 20 | missing | 1.6 | 2.1 | greenfield | non-agrivoltaic | 0.0002
403199 | single | 62785 | NY | Franklin | 44.8711 | -74.3074 | 20477 | 20191008 | 4 | Malone Solar Site | 2018 | NYIS | PV | c-si | fixed-tilt | 180 | 20 | missing | 1.1 | 1.4 | greenfield | non-agrivoltaic | -0.030303
403213 | multi | 62810 | NY | Monroe | 43.0763 | -77.6676 | 52567 | 20210620 | 4 | RIT Henrietta Solar 1, LLC | 2018 | NYIS | PV | c-si | fixed-tilt | 180 | 20 | missing | 1.6 | 2.3 | greenfield | non-agrivoltaic | -0.55183
404583 | single | 62832 | NY | Chemung | 42.1862 | -76.8463 | 32148 | 20220803 | 2 | Hickory Grove #2 | 2019 | NYIS | PV | c-si | fixed-tilt | 180 | 20 | missing | 1.7 | 2.7 | greenfield | non-agrivoltaic | 0.30058
403229 | multi | 62834 | NY | Tompkins | 42.4678 | -76.6541 | 38042 | 20220711 | 4 | Podunk Road (CSG) | 2019 | NYIS | PV | c-si | fixed-tilt | 180 | 25 | missing | 2.2 | 2.7 | greenfield | non-agrivoltaic | 0.024885
403237 | single | 62860 | NY | Chemung | 42.1881 | -76.8946 | 62819 | 20220801 | 4 | Chambers Road Solar | 2020 | NYIS | PV | c-si | fixed-tilt | 180 | 20 | missing | 4 | 5.5 | greenfield | non-agrivoltaic | 0.37612
403325 | single | 62998 | NY | Saratoga | 42.8817 | -73.8785 | 63939 | 20220512 | 4 | 25 Ashdown Road Solar, LLC | 2019 | NYIS | PV | c-si | fixed-tilt | 180 | 25 | missing | 4 | 5.8 | greenfield | non-agrivoltaic | 0.44303
403326 | multi | 62999 | NY | Orange | 41.4548 | -74.5511 | 102435 | 20210125 | 4 | Finchville Solar, LLC Hybrid (CSG) | 2020 | NYIS | PV | c-si | fixed-tilt | 220 | 25 | batteries | 5 | 6.8 | greenfield | non-agrivoltaic | -0.072382
403327 | single | 63000 | NY | Orange | 41.5805 | -74.2146 | 78939 | 20210926 | 4 | RT 52 Walden Solar 1, LLC Hybrid | 2019 | NYIS | PV | c-si | fixed-tilt | 210 | 25 | batteries | 5 | 5.8 | greenfield | non-agrivoltaic | 0.077847
403335 | single | 63012 | NY | Niagara | 43.2016 | -78.9484 | 57652 | 20210612 | 4 | Ransomville Solar 1, LLC | 2019 | NYIS | PV | c-si | fixed-tilt | 30 | 25 | missing | 5 | 5.2 | greenfield | non-agrivoltaic | 0.43213
403336 | multi | 63013 | NY | Fulton | 43.0735 | -74.3211 | 123809 | 20211007 | 4 | Johnstown Solar 1, LLC | 2019 | NYIS | PV | c-si | fixed-tilt | 29 | 25 | missing | 4 | 4.4 | greenfield | non-agrivoltaic | -0.72588
403364 | single | 63051 | NY | Wayne | 43.259 | -76.7244 | 36774 | 20220412 | 4 | Hollygrove (CSG) | 2018 | NYIS | PV | c-si | single-axis | 180 | 0 | missing | 2 | 3 | greenfield | non-agrivoltaic | 0.24955
403365 | single | 63052 | NY | Albany | 42.7266 | -74.0008 | 40462 | 20200522 | 4 | Guildlerland (CSG) | 2018 | NYIS | PV | c-si | single-axis | 180 | 0 | missing | 2 | 3 | greenfield | non-agrivoltaic | 0.092022
403367 | multi | 63055 | NY | Oswego | 43.6352 | -76.0848 | 81756 | 20210516 | 4 | Howland (CSG) | 2018 | NYIS | PV | c-si | single-axis | 180 | 0 | missing | 2 | 3 | greenfield | non-agrivoltaic | -0.70139
403368 | single | 63056 | NY | Schenectady | 42.8263 | -74.0593 | 39588 | 20220629 | 4 | Gifford (CSG) | 2018 | NYIS | PV | c-si | single-axis | 180 | 0 | missing | 2 | 3 | greenfield | non-agrivoltaic | 0.12672
403369 | single | 63057 | NY | Rensselaer | 42.9132 | -73.601 | 41142 | 20220512 | 4 | Czub (CSG) | 2018 | NYIS | PV | c-si | single-axis | 180 | 0 | missing | 2 | 3 | greenfield | non-agrivoltaic | 0.066052
403370 | single | 63058 | NY | Jefferson | 43.9643 | -75.9836 | 40681 | 20210516 | 4 | Mereand (CSG) | 2018 | NYIS | PV | c-si | single-axis | 180 | 0 | missing | 2 | 3 | greenfield | non-agrivoltaic | 0.083551
403371 | single | 63059 | NY | Ontario | 42.7662 | -77.3433 | 38735 | 20210925 | 4 | Aegis (CSG) | 2018 | NYIS | PV | c-si | single-axis | 180 | 0 | missing | 2 | 3 | greenfield | non-agrivoltaic | 0.16208
403372 | multi | 63060 | NY | Genesee | 42.9855 | -78.2895 | 45878 | 20210312 | 4 | Pearl (CSG) | 2018 | NYIS | PV | c-si | single-axis | 180 | 0 | missing | 4 | 6 | greenfield | non-agrivoltaic | 1.292
403385 | single | 63079 | NY | Albany | 42.5989 | -73.8819 | 26994 | 20220830 | 4 | Bethlehem Solar | 2019 | NYIS | PV | c-si | single-axis | 180 | 0 | missing | 1.7 | 2.2 | greenfield | non-agrivoltaic | 0.24784
403392 | single | 63086 | NY | Ulster | 41.7383 | -74.5003 | 38699 | 20211021 | 4 | Frog Hollow (CSG) | 2019 | NYIS | PV | c-si | single-axis | 180 | 0 | missing | 2 | 2 | greenfield | non-agrivoltaic | -0.38388
403398 | multi | 63106 | NY | Dutchess | 41.6819 | -73.5742 | 43438 | 20200215 | 4 | Dover (CSG) | 2019 | NYIS | PV | c-si | single-axis | 180 | 0 | missing | 2 | 3.1 | greenfield | non-agrivoltaic | 0.033183
403400 | multi | 63108 | NY | Ontario | 42.8895 | -76.989 | 117305 | 20200705 | 2 | Strauss (CSG) | 2019 | NYIS | PV | c-si | single-axis | 180 | 0 | missing | 2 | 3.1 | greenfield | non-agrivoltaic | -0.91892
403403 | single | 63112 | NY | Saratoga | 42.8969 | -73.7084 | 49646 | 20210728 | 4 | Ellsworth I (CSG) | 2019 | NYIS | PV | c-si | single-axis | 180 | 0 | missing | 2 | 3.1 | greenfield | non-agrivoltaic | -0.1559
403414 | single | 63129 | NY | Orleans | 43.2198 | -78.3592 | 81805 | 20200823 | 4 | Allis Medina Solar, LLC (CSG) | 2020 | NYIS | PV | c-si | single-axis | 31 | 0 | missing | 5 | 7.3 | greenfield | non-agrivoltaic | 0.4118
403415 | single | 63130 | NY | Orleans | 43.2253 | -78.3578 | 57486 | 20200823 | 4 | Beals Medina Solar, LLC (CSG) | 2020 | NYIS | PV | c-si | fixed-tilt | 31 | 25 | missing | 3.5 | 5.2 | greenfield | non-agrivoltaic | 0.43763
403442 | single | 63161 | NY | Erie | 42.9997 | -78.8868 | 41472 | 20220512 | 4 | AES Tonawanda Solar, LLC | 2020 | NYIS | PV | c-si | fixed-tilt | 180 | 25 | missing | 2 | 2.6 | landfill | non-agrivoltaic | -0.15058
403482 | single | 63224 | NY | Lewis | 43.9559 | -75.6178 | 126928 | 20210928 | 4 | NY 26 Carthage (CSG) | 2020 | NYIS | PV | c-si | single-axis | 25 | 0 | missing | 5 | 7.2 | greenfield | non-agrivoltaic | -0.27701
403485 | multi | 63230 | NY | Albany | 42.7317 | -73.9679 | 71279 | 20220819 | 4 | Knaggs Brothers Farm | 2018 | NYIS | PV | c-si | fixed-tilt | 180 | 25 | missing | 3.9 | 5.5 | greenfield | non-agrivoltaic | 0.15596
403518 | single | 63279 | NY | Oneida | 43.2494 | -75.1788 | 18841 | 20220509 | 4 | Barneveld Solar | 2019 | NYIS | PV | c-si | fixed-tilt | 180 | 20 | missing | 1 | 1.4 | greenfield | non-agrivoltaic | 0.095467
403530 | multi | 63297 | NY | Ontario | 42.8647 | -77.0496 | 40553 | 20200918 | 4 | Hobart & William Smith College Gates Rd. | 2017 | NYIS | PV | c-si | fixed-tilt | 189 | 25 | missing | 1.8 | 2.6 | greenfield | non-agrivoltaic | -0.12046
403563 | single | 63337 | NY | Tompkins | 42.5923 | -76.5655 | 84153 | 20220412 | 4 | Lansing Renewables, LLC | 2020 | NYIS | PV | c-si | single-axis | 180 | 0 | batteries | 5 | 6.7 | greenfield | non-agrivoltaic | 0.208
403565 | single | 63339 | NY | Fulton | 43.0159 | -74.3264 | 77285 | 20211007 | 4 | Hales Mills Solar, LLC | 2020 | NYIS | PV | c-si | fixed-tilt | 180 | 30 | missing | 3.6 | 5.7 | greenfield | non-agrivoltaic | 0.08375
403566 | single | 63340 | NY | Madison | 43.0781 | -75.7774 | 113651 | 20210803 | 4 | Owlville Creek Solar 2, LLC | 2020 | NYIS | PV | c-si | single-axis | 180 | 0 | batteries | 5 | 6.5 | greenfield | non-agrivoltaic | -0.2671
403567 | single | 63341 | NY | Madison | 43.0785 | -75.7827 | 123236 | 20210803 | 4 | Owlville Creek Solar, LLC | 2020 | NYIS | PV | c-si | single-axis | 180 | 0 | batteries | 5 | 6.7 | greenfield | non-agrivoltaic | -0.32697
403586 | multi | 63369 | NY | Orange | 41.4731 | -74.0804 | 69644 | 20210715 | 4 | Riley Road, LLC | 2019 | NYIS | PV | c-si | fixed-tilt | 180 | 20 | missing | 4 | 5.6 | greenfield | non-agrivoltaic | 0.22477
403588 | single | 63371 | NY | Rensselaer | 42.7263 | -73.6022 | 32940 | 20220512 | 4 | Hope Solar Farm, LLC | 2019 | NYIS | PV | c-si | fixed-tilt | 180 | 25 | missing | 2 | 2.9 | greenfield | non-agrivoltaic | 0.38643
403589 | multi | 63372 | NY | Chemung | 42.286 | -76.9536 | 93747 | 20220801 | 4 | Catlin Solar 1, LLC | 2019 | NYIS | PV | c-si | fixed-tilt | 180 | 25 | missing | 4 | 6.1 | greenfield | non-agrivoltaic | -0.10024
403590 | multi | 63373 | NY | Saratoga | 43.0747 | -73.9032 | 161369 | 20220516 | 4 | Saratoga Solar, LLC | 2019 | NYIS | PV | c-si | fixed-tilt | 180 | 30 | missing | 5 | 6.3 | greenfield | non-agrivoltaic | -0.65168
403617 | single | 63405 | NY | Genesee | 42.9868 | -78.2939 | 41396 | 20210312 | 4 | Pearl II | 2018 | NYIS | PV | c-si | single-axis | 180 | 0 | missing | 2 | 3 | greenfield | non-agrivoltaic | 0.056588
403619 | single | 63407 | NY | Wayne | 43.0585 | -77.3459 | 40236 | 20200815 | 4 | Macedon | 2019 | NYIS | PV | missing | single-axis | 180 | 0 | missing | 2 | 2.9 | greenfield | non-agrivoltaic | 0.048183
403620 | single | 63408 | NY | Monroe | 43.15 | -77.8615 | 36793 | 20210715 | 4 | Whittier | 2019 | NYIS | PV | missing | single-axis | 180 | 0 | missing | 2 | 2.6 | greenfield | non-agrivoltaic | 0.018319
403621 | single | 63409 | NY | Wayne | 43.2333 | -77.1524 | 38862 | 20180304 | 4 | Williamson | 2019 | NYIS | PV | missing | single-axis | 180 | 0 | missing | 2 | 2.8 | greenfield | non-agrivoltaic | 0.047681
403622 | multi | 63410 | NY | Ontario | 42.936 | -77.4712 | 29792 | 20200815 | 4 | Bennett | 2019 | NYIS | PV | missing | single-axis | 180 | 0 | missing | 1.4 | 2 | greenfield | non-agrivoltaic | -0.056537
403623 | single | 63411 | NY | Washington | 43.0782 | -73.5349 | 84941 | 20211221 | 4 | Greenwich Solar 1, LLC (CSG) | 2020 | NYIS | PV | c-si | fixed-tilt | 181 | 25 | missing | 5 | 7.3 | greenfield | non-agrivoltaic | 0.34198
403626 | single | 63415 | NY | Orange | 41.3912 | -74.5231 | 46864 | 20220221 | 4 | Middletown Solar 1, LLC Hybrid (CSG) | 2020 | NYIS | PV | c-si | fixed-tilt | 196 | 26 | batteries | 1.6 | 3.2 | greenfield | non-agrivoltaic | -0.03215
403652 | multi | 63450 | NY | Broome | 42.1987 | -75.9288 | 66877 | 20220902 | 4 | Chenango Solar | 2019 | NYIS | PV | c-si | fixed-tilt | 180 | 20 | missing | 4.9 | 6.1 | greenfield | non-agrivoltaic | 0.45366
403683 | multi | 63497 | NY | Suffolk | 40.8222 | -72.8751 | 26951 | 20210728 | 4 | Calabro Airport North Solar Project | 2019 | NYIS | PV | c-si | fixed-tilt | 180 | 25 | missing | 1.3 | 1.8 | greenfield | non-agrivoltaic | -0.063837
403684 | single | 63498 | NY | Suffolk | 40.8114 | -72.8572 | 17043 | 20210728 | 4 | Calabro Airport South Solar Project | 2019 | NYIS | PV | c-si | fixed-tilt | 180 | 20 | missing | 1.2 | 1.7 | greenfield | non-agrivoltaic | 0.63445
403691 | single | 63511 | NY | Schenectady | 42.7653 | -73.9542 | 19891 | 20220830 | 4 | Mohonasen Central School District | 2019 | NYIS | PV | c-si | fixed-tilt | 180 | 25 | missing | 1.1 | 1.5 | greenfield | non-agrivoltaic | 0.1189
403773 | multi | 63675 | NY | Rensselaer | 42.699 | -73.6715 | 46899 | 20210728 | 4 | MSAP 13 | 2020 | NYIS | PV | c-si | fixed-tilt | 180 | 30 | missing | 2 | 2.1 | landfill | non-agrivoltaic | -0.53014
403799 | multi | 63729 | NY | Ulster | 41.8904 | -74.093 | 118947 | 20220909 | 4 | CES Marbletown Solar | 2021 | NYIS | PV | missing | fixed-tilt | 180 | -9999 | missing | 3 | 4.4 | greenfield | non-agrivoltaic | -0.6951
403809 | multi | 63747 | NY | Orange | 41.5112 | -74.3558 | 41704 | 20220909 | 4 | Fogarty (CSG) | 2021 | NYIS | PV | missing | single-axis | 180 | -9999 | missing | 2 | 3 | greenfield | non-agrivoltaic | 0.045237
403811 | single | 63749 | NY | Orange | 41.4607 | -74.504 | 37060 | 20210125 | 4 | Mount Hope East | 2019 | NYIS | PV | c-si | fixed-tilt | 180 | 25 | missing | 1.9 | 2.8 | greenfield | non-agrivoltaic | 0.12188
403810 | single | 63748 | NY | Orange | 41.4618 | -74.5047 | 61854 | 20210125 | 4 | Mount Hope West | 2020 | NYIS | PV | c-si | fixed-tilt | 180 | 80 | missing | 1.9 | 2.7 | greenfield | non-agrivoltaic | -0.554
403812 | multi | 63750 | NY | Ulster | 41.987 | -74.0278 | 45528 | 20220909 | 4 | Bluestone | 2019 | NYIS | PV | c-si | fixed-tilt | 180 | 25 | batteries | 2 | 3 | greenfield | non-agrivoltaic | -0.082768
403813 | single | 63751 | NY | Dutchess | 41.7137 | -73.8854 | 41450 | 20220909 | 4 | Underhill | 2019 | NYIS | PV | c-si | fixed-tilt | 180 | 25 | missing | 2 | 3 | greenfield | non-agrivoltaic | 0.054573
403814 | single | 63752 | NY | Orange | 41.5798 | -74.1782 | 38526 | 20210926 | 4 | Grabinski | 2019 | NYIS | PV | c-si | fixed-tilt | 180 | 25 | missing | 2 | 3 | greenfield | non-agrivoltaic | 0.17095
403827 | multi | 63772 | NY | Clinton | 44.8968 | -73.8441 | 25531 | 20190918 | 4 | Adirondack Solar | 2018 | NYIS | PV | c-si | fixed-tilt | 180 | 30 | missing | 1.1 | 1.7 | greenfield | non-agrivoltaic | -0.068099
403828 | multi | 63774 | NY | Westchester | 41.1999 | -73.7374 | 23928 | 20210403 | 4 | Mount Kisco Landfill Solar & Storage (CSG) | 2020 | NYIS | PV | thin-film | fixed-tilt | 180 | 15 | batteries | 1 | 1 | landfill | non-agrivoltaic | -0.59337
403831 | multi | 63780 | NY | Fulton | 43.0433 | -74.3761 | 28510 | 20200625 | 4 | NY-(CSG)-Johnstown 2 | 2020 | NYIS | PV | c-si | fixed-tilt | 180 | 30 | missing | 2 | 2.7 | greenfield | non-agrivoltaic | 0.52764
403832 | single | 63781 | NY | Livingston | 42.9235 | -77.7741 | 32123 | 20210601 | 4 | NY-(CSG)-Livingston 4 | 2020 | NYIS | PV | c-si | fixed-tilt | 180 | 30 | missing | 2 | 2.8 | greenfield | non-agrivoltaic | 0.36788
403841 | multi | 63800 | NY | Saratoga | 42.8968 | -73.7017 | 54532 | 20210728 | 4 | NY-(CSG)-Ellsworth II | 2019 | NYIS | PV | c-si | single-axis | 180 | 0 | missing | 2 | 3.1 | greenfield | non-agrivoltaic | -0.27442
403862 | single | 63854 | NY | Albany | 42.4667 | -74.0988 | 33396 | 20210715 | 4 | Medusa NY 1 | 2020 | NYIS | PV | c-si | fixed-tilt | 185 | 25 | missing | 2 | 2.8 | greenfield | non-agrivoltaic | 0.29752
403863 | single | 63855 | NY | Orange | 41.5531 | -74.1455 | 31078 | 20220909 | 4 | Walden NY 1 | 2020 | NYIS | PV | c-si | fixed-tilt | 187 | 25 | missing | 2 | 2.7 | greenfield | non-agrivoltaic | 0.36184
403864 | single | 63856 | NY | Orange | 41.3441 | -74.523 | 39602 | 20211123 | 4 | Westtown NY 2 | 2020 | NYIS | PV | c-si | fixed-tilt | 180 | 25 | missing | 2 | 2.8 | greenfield | non-agrivoltaic | 0.019149
403865 | multi | 63857 | NY | Orange | 41.408 | -74.5109 | 67364 | 20210125 | 4 | Middletown NY 1 | 2020 | NYIS | PV | c-si | fixed-tilt | 180 | 25 | missing | 2 | 2.8 | greenfield | non-agrivoltaic | -0.5982
403866 | multi | 63858 | NY | Albany | 42.4451 | -74.0117 | 204234 | 20200821 | 2 | Westerlo NY 1 | 2020 | NYIS | PV | c-si | fixed-tilt | 180 | 25 | missing | 2 | 2.8 | greenfield | non-agrivoltaic | -1.1884
403953 | multi | 64017 | NY | Rensselaer | 42.7589 | -73.5745 | 65853 | 20210825 | 4 | Brick Church Solar | 2019 | NYIS | PV | c-si | fixed-tilt | 180 | 20 | missing | 4 | 5.4 | greenfield | non-agrivoltaic | 0.25848
403971 | single | 64041 | NY | Dutchess | 41.5639 | -73.9343 | 35872 | 20220909 | 4 | Wappinger 9D Solar | 2019 | NYIS | PV | c-si | fixed-tilt | 180 | 25 | missing | 2 | 2.6 | greenfield | non-agrivoltaic | 0.056787
403974 | multi | 64044 | NY | Ulster | 41.812 | -74.2058 | 70295 | 20220909 | 4 | Off Airport Road-West | 2019 | NYIS | PV | c-si | fixed-tilt | 180 | 25 | missing | 4 | 5.6 | greenfield | non-agrivoltaic | 0.20898
403976 | single | 64046 | NY | Ulster | 41.786 | -74.2905 | 67921 | 20220909 | 4 | 6140 Route 209-North | 2019 | NYIS | PV | c-si | fixed-tilt | 180 | 25 | missing | 4 | 5.6 | AML | non-agrivoltaic | 0.26797
404025 | single | 64125 | NY | Allegany | 42.4159 | -78.2347 | 75918 | 20220104 | 4 | Podunque Road (CSG) | 2021 | NYIS | PV | missing | fixed-tilt | 180 | -9999 | missing | 5 | 6.8 | greenfield | non-agrivoltaic | 0.41886
404027 | multi | 64127 | NY | Schuyler | 42.3524 | -76.9346 | 85316 | 20220902 | 4 | Townsend Road (CSG) | 2021 | NYIS | PV | missing | fixed-tilt | 180 | -9999 | missing | 3.7 | 5.1 | greenfield | non-agrivoltaic | -0.21233
404126 | single | 64310 | NY | Erie | 42.9947 | -78.9119 | 75358 | 20210824 | 4 | Corning Riverview (CSG) | 2020 | NYIS | PV | c-si | single-axis | 180 | 0 | missing | 5 | 6 | greenfield | non-agrivoltaic | 0.20804
404150 | multi | 64371 | NY | Cortland | 42.6069 | -76.1513 | 100508 | 20210627 | 4 | Cortlandville I Solar (CSG) | 2021 | NYIS | PV | c-si | fixed-tilt | 180 | -9999 | missing | 5 | 6 | greenfield | non-agrivoltaic | -0.21405
404152 | multi | 64373 | NY | Onondaga | 43.1968 | -76.2071 | 108342 | 20220615 | 4 | Clay Solar (CSG) | 2021 | NYIS | PV | missing | fixed-tilt | 180 | -9999 | missing | 5 | 7.5 | greenfield | non-agrivoltaic | -0.012177
404185 | single | 64421 | NY | Onondaga | 43.0445 | -76.0425 | 45567 | 20210822 | 4 | Sunvestment Energy Group NY 63, LLC | 2020 | NYIS | PV | c-si | fixed-tilt | 180 | 30 | missing | 2 | 2.7 | landfill | non-agrivoltaic | -0.22343
404199 | multi | 64445 | NY | Dutchess | 41.6354 | -73.8743 | 29073 | 20210403 | 4 | County of Dutchess, NY (Airport) | 2020 | NYIS | PV | c-si | fixed-tilt | 180 | 25 | missing | 1.8 | 2.2 | greenfield | non-agrivoltaic | 0.12439
404203 | single | 64453 | NY | Oswego | 43.3394 | -76.355 | 56277 | 20220615 | 4 | Volney II | 2021 | NYIS | PV | missing | fixed-tilt | 180 | -9999 | batteries | 1.5 | 3 | greenfield | non-agrivoltaic | -0.34942
404243 | multi | 64525 | NY | Steuben | 42.0274 | -77.5577 | 71616 | 20211007 | 4 | Troupsburg | 2020 | NYIS | PV | c-si | fixed-tilt | 180 | 30 | missing | 7 | 8.7 | greenfield | non-agrivoltaic | 1.0949
404250 | single | 64554 | NY | Allegany | 42.4611 | -77.7359 | 49435 | 20211106 | 4 | Bright Field Solar, LLC (CSG) | 2021 | NYIS | PV | missing | fixed-tilt | 180 | -9999 | missing | 4 | 5.3 | greenfield | non-agrivoltaic | 0.79262
404251 | single | 64555 | NY | Genesee | 43.0352 | -78.244 | 66345 | 20220107 | 4 | Bright Oak Solar, LLC (CSG) | 2021 | NYIS | PV | missing | fixed-tilt | 180 | -9999 | missing | 4 | 5.8 | greenfield | non-agrivoltaic | 0.37334
404252 | multi | 64556 | NY | Steuben | 42.468 | -77.7065 | 71011 | 20211106 | 4 | Bright Hill Solar, LLC (CSG) | 2021 | NYIS | PV | missing | fixed-tilt | 180 | -9999 | missing | 5 | 6.8 | greenfield | non-agrivoltaic | 0.54999
404253 | multi | 64557 | NY | Cattaraugus | 42.0637 | -78.4777 | 73484 | 20220104 | 4 | River Valley, LLC (NY) (CSG) | 2021 | NYIS | PV | missing | fixed-tilt | 180 | -9999 | missing | 5 | 6.9 | greenfield | non-agrivoltaic | 0.51055
404255 | single | 64560 | NY | Tioga | 42.1404 | -76.2843 | 68782 | 20210319 | 4 | Tioga Solar South (CSG) | 2021 | NYIS | PV | missing | fixed-tilt | 180 | -9999 | missing | 5 | 6.6 | greenfield | non-agrivoltaic | 0.55414
404256 | single | 64561 | NY | Tioga | 42.1427 | -76.2848 | 68633 | 20210319 | 4 | Tioga Solar North (CSG) | 2021 | NYIS | PV | missing | fixed-tilt | 180 | -9999 | missing | 5 | 6.6 | greenfield | non-agrivoltaic | 0.55856
404257 | single | 64562 | NY | Orange | 41.4235 | -74.1626 | 38461 | 20210926 | 4 | Washingtonville (CSG) | 2021 | NYIS | PV | missing | single-axis | 180 | -9999 | missing | 2 | 2.8 | greenfield | non-agrivoltaic | 0.063589
404266 | single | 64577 | NY | Orange | 41.3532 | -74.5163 | 21357 | 20220221 | 4 | Minisink (CSG) | 2021 | NYIS | PV | missing | single-axis | 180 | -9999 | missing | 1 | 1 | greenfield | non-agrivoltaic | -0.48679
404267 | single | 64578 | NY | Orange | 41.3632 | -74.501 | 45556 | 20220221 | 4 | Slate Hill(CSG) | 2021 | NYIS | PV | missing | single-axis | 180 | -9999 | missing | 2 | 2.8 | greenfield | non-agrivoltaic | -0.17662
404279 | multi | 64593 | NY | Cortland | 42.452 | -76.1234 | 95387 | 20210704 | 4 | Bellisario Solar 1 | 2021 | NYIS | PV | missing | fixed-tilt | 180 | -9999 | missing | 5 | 7.5 | greenfield | non-agrivoltaic | 0.18701
404280 | single | 64594 | NY | Cortland | 42.4498 | -76.1233 | 76955 | 20210704 | 4 | Bellisario Solar 2 | 2021 | NYIS | PV | missing | fixed-tilt | 180 | -9999 | missing | 5 | 7.5 | greenfield | non-agrivoltaic | 0.58601
404281 | single | 64595 | NY | Cortland | 42.4532 | -76.1313 | 105339 | 20210704 | 4 | Bellisario Solar 3 | 2021 | NYIS | PV | missing | fixed-tilt | 180 | -9999 | missing | 5 | 7.5 | greenfield | non-agrivoltaic | 0.029634
404317 | single | 64692 | NY | Chautauqua | 42.4581 | -79.3436 | 16917 | 20210714 | 4 | Fredonia Solar, LLC | 2021 | ISNE | PV | missing | fixed-tilt | 180 | -9999 | missing | 1.1 | 1.4 | greenfield | non-agrivoltaic | 0.27454
404326 | multi | 64715 | NY | Rensselaer | 42.7691 | -73.6234 | 81731 | 20220512 | 4 | Dusenberry | 2021 | ISNE | PV | missing | fixed-tilt | 180 | -9999 | missing | 5 | 7.1 | greenfield | non-agrivoltaic | 0.36166
404327 | single | 64716 | NY | Genesee | 43.0166 | -78.455 | 72595 | 20210615 | 4 | Knapp East (CSG) | 2021 | ISNE | PV | missing | fixed-tilt | 210 | -9999 | missing | 5 | 6.3 | greenfield | non-agrivoltaic | 0.35981
404329 | single | 64720 | NY | Genesee | 43.0152 | -78.4588 | 71124 | 20210615 | 4 | Knapp West (CSG) | 2021 | ISNE | PV | missing | fixed-tilt | 210 | -9999 | missing | 5 | 6.1 | greenfield | non-agrivoltaic | 0.33825
404328 | single | 64719 | NY | Orange | 41.3695 | -74.3659 | 44009 | 20220221 | 4 | Glenmere Lake | 2021 | ISNE | PV | missing | fixed-tilt | 180 | -9999 | batteries | 2 | 3.8 | greenfield | non-agrivoltaic | 0.35057
404330 | multi | 64721 | NY | Cattaraugus | 42.0739 | -78.3828 | 220911 | 20220104 | 2 | Rowe (CSG) | 2021 | ISNE | PV | missing | fixed-tilt | 180 | -9999 | missing | 5 | 7.2 | greenfield | non-agrivoltaic | -0.7883
404332 | single | 64725 | NY | Niagara | 43.205 | -78.948 | 63406 | 20210824 | 4 | Williams Rd | 2021 | ISNE | PV | missing | fixed-tilt | 180 | -9999 | missing | 4 | 5.9 | greenfield | non-agrivoltaic | 0.49259
404352 | single | 64788 | NY | Greene | 42.3708 | -74.0406 | 40085 | 20211106 | 4 | Freehold (CSG) | 2021 | NYIS | PV | missing | single-axis | 180 | -9999 | missing | 2 | 3 | greenfield | non-agrivoltaic | 0.1068
404422 | multi | 65122 | NY | Washington | 42.9633 | -73.5973 | 366305 | 20220830 | 4 | NY8-Branscomb Solar | 2021 | NYIS | PV | missing | single-axis | 180 | -9999 | missing | 20 | 27 | greenfield | non-agrivoltaic | 0.082819
404433 | multi | 65217 | NY | Orange | 41.392 | -74.3479 | 83011 | 20220221 | 4 | South Goshen | 2021 | NYIS | PV | missing | fixed-tilt | 180 | -9999 | batteries | 5 | 6.9 | greenfield | non-agrivoltaic | 0.28223
404450 | multi | 65297 | NY | Oneida | 43.165 | -75.3098 | 61462 | 20220429 | 4 | DOCCS Midstate | 2021 | NYIS | PV | missing | fixed-tilt | 180 | -9999 | missing | 3.8 | 5 | greenfield | non-agrivoltaic | 0.24472
404451 | single | 65298 | NY | Ulster | 41.7389 | -74.3697 | 120673 | 20220909 | 4 | DOCCS Eastern | 2021 | NYIS | PV | missing | fixed-tilt | 180 | -9999 | missing | 5 | 7 | greenfield | non-agrivoltaic | -0.24983
404452 | multi | 65299 | NY | Erie | 42.9297 | -78.5552 | 139608 | 20210824 | 4 | DOCCS Wende | 2021 | NYIS | PV | missing | fixed-tilt | 180 | -9999 | missing | 5 | 7 | greenfield | non-agrivoltaic | -0.41652
401361 | single | 59881 | NY | Suffolk | 40.8714 | -73.2618 | 32583 | 20220322 | 4 | Kings Park Solar II | 2019 | NYIS | PV | c-si | fixed-tilt | 180 | 20 | missing | 2 | 3 | greenfield | non-agrivoltaic | 0.47188
402111 | multi | 61030 | NY | Cortland | 42.4441 | -76.2352 | 40882 | 20220207 | 4 | Harford Solar Farm | 2016 | NYIS | PV | c-si | fixed-tilt | 180 | 20 | missing | 2 | 2.8 | greenfield | non-agrivoltaic | -0.027762
402114 | single | 61043 | NY | Ontario | 42.8898 | -77.2558 | 39237 | 20220508 | 4 | Canandaigua Solar Array | 2016 | NYIS | PV | c-si | fixed-tilt | 180 | 30 | missing | 2 | 2.5 | greenfield | non-agrivoltaic | -0.1289
402113 | single | 61042 | NY | Ontario | 42.8886 | -77.2482 | 26462 | 20220508 | 4 | Canandaigua Westbrook Solar Array | 2017 | NYIS | PV | c-si | fixed-tilt | 180 | 25 | missing | 1.6 | 1.6 | greenfield | non-agrivoltaic | -0.19781
402207 | single | 61210 | NY | Ontario | 42.8174 | -77.0406 | 43736 | 20220508 | 4 | Finger Lakes Solar I | 2016 | NYIS | PV | c-si | fixed-tilt | 180 | 25 | missing | 2 | 2.9 | greenfield | non-agrivoltaic | -0.074006
404465 | multi | 64374 | NY | Chenango | 42.5512 | -75.5313 | 106428 | 20220428 | 4 | Norwich Solar and Energy Storage (CSG) | 2021 | NYIS | PV | c-si | fixed-tilt | 180 | -9999 | batteries | 5 | 7.5 | greenfield | non-agrivoltaic | 0.014199
404466 | single | 64372 | NY | Oneida | 42.9242 | -75.4226 | 93310 | 20220428 | 4 | Sangerfield Solar (CSG) | 2021 | NYIS | PV | missing | fixed-tilt | 180 | -9999 | missing | 5 | 6.5 | greenfield | non-agrivoltaic | -0.002957
404467 | single | 62524 | NY | Clinton | 44.7259 | -73.4648 | 72940 | 20211108 | 4 | Route 22 Community Solar Farm (CSG) | 2021 | NYIS | PV | missing | fixed-tilt | 180 | -9999 | missing | 3.7 | 5 | greenfield | non-agrivoltaic | -0.026504
404468 | multi | 62156 | NY | Otsego | 42.543 | -75.0843 | 61366 | 20220429 | 2 | Pool Brook Rd Community Solar Farm | 2019 | NYIS | PV | c-si | fixed-tilt | 180 | 25 | missing | 2 | 4 | greenfield | non-agrivoltaic | -0.097831
404595 | single | 63107 | NY | Orange | 41.2709 | -74.318 | 2381 | 20231028 | 4 | Howell CSG | 2019 | NYIS | PV | c-si | single-axis | 180 | 0 | missing | 2 | 3 | greenfield | non-agrivoltaic | 25.2116
404555 | single | 62158 | NY | Orange | 41.392 | -74.4548 | 6737 | 20231103 | 1 | Sacket Lake Rd #1 Community Solar Farm | 2019 | NYIS | PV | c-si | fixed-tilt | 180 | 25 | missing | 2 | 2.8 | greenfield | non-agrivoltaic | 7.326
404565 | single | 62500 | NY | Wyoming | 42.5405 | -78.1607 | 95743 | 20220115 | 2 | Route 19 #1 Community Solar Farm | 2022 | NYIS | PV | c-si | single-axis | 180 | -9999 | missing | 2 | 2.9 | greenfield | non-agrivoltaic | -0.83709
404639 | single | 64030 | NY | Sullivan | 41.7596 | -74.6707 | 33591 | 20231120 | 4 | Kenmare - Sullivan Community College | 2020 | NYIS | PV | c-si | fixed-tilt | 180 | 30 | missing | 2 | 2.1 | greenfield | non-agrivoltaic | -0.15432
404701 | single | 64542 | NY | Greene | 42.333 | -73.8477 | 88189 | 20230321 | 4 | Coxsackie Solar | 2020 | NYIS | PV | c-si | single-axis | 43 | -9999 | missing | 5 | 6.6 | greenfield | non-agrivoltaic | 0.10677
404728 | multi | 64717 | NY | Erie | 42.9925 | -78.5037 | 97691 | 20230402 | 4 | Main Rd Community Solar | 2022 | ISNE | PV | c-si | single-axis | 180 | -9999 | missing | 5 | 6.4 | greenfield | non-agrivoltaic | -0.090831
404730 | multi | 64722 | NY | Monroe | 43.2746 | -77.9555 | 117771 | 20230930 | 2 | Redman South Community Solar | 2019 | ISNE | PV | c-si | fixed-tilt | 180 | -9999 | missing | 5 | 6.6 | greenfield | non-agrivoltaic | -0.29151
404731 | multi | 64724 | NY | Genesee | 43.0423 | -78.1372 | 71365 | 20220107 | 4 | Townline Community Solar | 2021 | ISNE | PV | c-si | fixed-tilt | 25 | -9999 | missing | 5 | 6.4 | greenfield | non-agrivoltaic | 0.42118
404754 | multi | 64965 | NY | Erie | 42.8372 | -78.5728 | 75752 | 20230416 | 4 | Bullis Road Solar (CSG) | 2021 | NYIS | PV | c-si | single-axis | 180 | -9999 | missing | 4.5 | 5.7 | greenfield | non-agrivoltaic | 0.11536
404784 | multi | 65090 | NY | Cortland | 42.6081 | -76.1327 | 108889 | 20220812 | 4 | Cortlandville III Solar CSG | 2022 | NYIS | PV | missing | single-axis | 180 | -9999 | missing | 5 | 5 | greenfield | non-agrivoltaic | -0.50597
404788 | multi | 65121 | NY | Montgomery | 42.9722 | -74.3188 | 430088 | 20221221 | 4 | NY8 - Grissom Solar | 2021 | NYIS | PV | missing | single-axis | 180 | -9999 | missing | 20 | 20 | greenfield | non-agrivoltaic | -0.4936
404790 | multi | 65124 | NY | Montgomery | 42.9549 | -74.312 | 357099 | 20221221 | 4 | NY8 - Regan Solar | 2022 | NYIS | PV | c-si | single-axis | 180 | -9999 | missing | 20 | 27 | greenfield | non-agrivoltaic | 0.12308
404789 | multi | 65123 | NY | Cortland | 42.4574 | -75.9305 | 318549 | 20231116 | 4 | NY8 - Janis Solar | 2022 | NYIS | PV | missing | fixed-tilt | 180 | -9999 | missing | 20 | 20 | greenfield | non-agrivoltaic | -0.14863
404791 | multi | 65125 | NY | Broome | 42.2565 | -75.836 | 311280 | 20230420 | 4 | NY8 - Puckett Solar | 2021 | NYIS | PV | c-si | fixed-tilt | 180 | -9999 | missing | 20 | 27.2 | greenfield | non-agrivoltaic | 0.37248
404794 | multi | 65159 | NY | Oswego | 43.3283 | -76.3588 | 77599 | 20230916 | 4 | ASA Volney NY Solar I, LLC | 2023 | NYIS | PV | missing | fixed-tilt | 180 | -9999 | missing | 5 | 5 | greenfield | non-agrivoltaic | -0.1137
404796 | multi | 65163 | NY | Greene | 42.4345 | -73.8098 | 88773 | 20221126 | 4 | Orioles Community Solar | 2023 | NYIS | PV | c-si | fixed-tilt | 180 | -9999 | missing | 5.62 | 6.38 | greenfield | non-agrivoltaic | 0.043825
404797 | single | 65165 | NY | Oswego | 43.6449 | -76.1529 | 39524 | 20230723 | 4 | Ontario Sun | 2022 | NYIS | PV | missing | fixed-tilt | 180 | -9999 | missing | 2.4 | 2.4 | greenfield | non-agrivoltaic | -0.19231
404807 | single | 65222 | NY | Chenango | 42.2773 | -75.5407 | 60971 | 20220428 | 4 | County Road 17 (CSG) | 2021 | NYIS | PV | c-si | fixed-tilt | 180 | -9999 | missing | 3.3 | 4.5 | greenfield | non-agrivoltaic | 0.084867
404810 | multi | 65300 | NY | Dutchess | 41.5833 | -73.7277 | 67520 | 20221226 | 4 | DOCCS Greenhaven | 2023 | NYIS | PV | c-si | fixed-tilt | 180 | -9999 | missing | 3.7 | 5 | greenfield | non-agrivoltaic | 0.090092
404816 | multi | 65309 | NY | Erie | 42.994 | -78.7904 | 16687 | 20220512 | 4 | Millersport GM 1 | 2022 | NYIS | PV | missing | single-axis | 189 | -9999 | missing | 5 | 5 | greenfield | non-agrivoltaic | 4.8695
404819 | single | 65337 | NY | Orange | 41.4639 | -74.2496 | 77802 | 20221210 | 4 | Maybrook Solar, LLC (CSG) | 2022 | NYIS | PV | missing | fixed-tilt | 180 | -9999 | missing | 5 | 5 | greenfield | non-agrivoltaic | -0.11726
404825 | single | 65378 | NY | Jefferson | 44.2631 | -75.9915 | 133566 | 20220815 | 4 | OYA Robinson Road | 2022 | NYIS | PV | c-si | single-axis | 180 | -9999 | missing | 5 | 6.7 | greenfield | non-agrivoltaic | -0.41605
404826 | multi | 65385 | NY | Orange | 41.4278 | -74.3997 | 77979 | 20221210 | 4 | Airport Road Solar (CSG) | 2023 | NYIS | PV | c-si | fixed-tilt | 180 | -9999 | missing | 3.4 | 3.6 | greenfield | non-agrivoltaic | -0.50071
404842 | single | 65434 | NY | Jefferson | 44.0168 | -75.921 | 133485 | 20220815 | 4 | OYA Wayside Drive | 2022 | NYIS | PV | c-si | single-axis | 180 | -9999 | missing | 5 | 6.7 | greenfield | non-agrivoltaic | -0.41541
404843 | single | 65435 | NY | Oswego | 43.5828 | -76.1804 | 88262 | 20230723 | 4 | OYA Pulaski | 2022 | NYIS | PV | c-si | single-axis | 180 | -9999 | missing | 3.5 | 4.8 | greenfield | non-agrivoltaic | -0.32662
404844 | multi | 65436 | NY | Livingston | 42.8751 | -77.8727 | 94582 | 20220508 | 4 | OYA Main Street | 2023 | NYIS | PV | c-si | single-axis | 180 | -9999 | missing | 5 | 6.6 | greenfield | non-agrivoltaic | -0.000408
404846 | single | 65459 | NY | Onondaga | 43.1912 | -76.3899 | 142224 | 20230916 | 4 | OYA Church Road | 2022 | NYIS | PV | c-si | single-axis | 180 | -9999 | missing | 5 | 6.7 | greenfield | non-agrivoltaic | -0.48075
404869 | single | 65626 | NY | Onondaga | 43.0596 | -75.9371 | 85614 | 20230530 | 1 | North Eagle Village Solar | 2022 | NYIS | PV | c-si | fixed-tilt | 180 | -9999 | missing | 5 | 7.5 | greenfield | non-agrivoltaic | 0.37717
404870 | multi | 65628 | NY | Oneida | 43.1377 | -75.3547 | 84260 | 20231116 | 4 | Judd Road Solar | 2023 | NYIS | PV | c-si | fixed-tilt | 180 | -9999 | missing | 5 | 7.5 | greenfield | non-agrivoltaic | 0.40699
404914 | multi | 65839 | NY | Washington | 42.9672 | -73.5712 | 283596 | 20230403 | 4 | NY8 - Darby Solar | 2022 | NYIS | PV | missing | fixed-tilt | 180 | -9999 | missing | 20 | 20 | greenfield | non-agrivoltaic | 0.015315
404938 | multi | 66040 | NY | Niagara | 43.12 | -79.01 | 56963 | 20220710 | 4 | Niagara Depot Solar | 2022 | ISNE | PV | missing | fixed-tilt | 180 | -9999 | missing | 3.5 | 3.5 | greenfield | non-agrivoltaic | -0.17705
404942 | multi | 66061 | NY | Allegany | 42.3054 | -78.0719 | 99121 | 20220104 | 4 | Angelica Solar Site 1 | 2022 | NYIS | PV | c-si | fixed-tilt | 195 | -9999 | missing | 5 | 7.1 | greenfield | non-agrivoltaic | 0.038769
404943 | single | 66062 | NY | Allegany | 42.3027 | -78.0749 | 141316 | 20220104 | 4 | Angelica Solar Site 2 | 2022 | NYIS | PV | c-si | fixed-tilt | 195 | -9999 | missing | 5 | 7.1 | greenfield | non-agrivoltaic | -0.41436
404944 | single | 66063 | NY | Allegany | 42.3025 | -78.0726 | 76819 | 20220104 | 4 | Angelica Solar Site 3 | 2022 | NYIS | PV | c-si | fixed-tilt | 195 | -9999 | missing | 5 | 7.1 | greenfield | non-agrivoltaic | 0.47935
404945 | multi | 66065 | NY | Cattaraugus | 42.4464 | -78.6374 | 183104 | 20230315 | 4 | West Valley Solar | 2022 | NYIS | PV | c-si | fixed-tilt | 180 | -9999 | missing | 10 | 15 | greenfield | non-agrivoltaic | 0.25679
404950 | multi | 66094 | NY | Erie | 43.0061 | -78.7965 | 35015 | 20220512 | 4 | Bizer Creek | 2022 | NYIS | PV | missing | fixed-tilt | 180 | -9999 | missing | 1.5 | 1.5 | greenfield | non-agrivoltaic | -0.57122
404961 | multi | 66219 | NY | Cattaraugus | 42.3543 | -78.8563 | 115572 | 20221109 | 4 | Dunkleman Solar | 2023 | NYIS | PV | missing | single-axis | 180 | -9999 | missing | 5 | 5 | greenfield | non-agrivoltaic | -0.56222
404963 | single | 66274 | NY | Onondaga | 43.1607 | -76.2869 | 66395 | 20230916 | 4 | Summit - Lysander (CSG) | 2023 | NYIS | PV | missing | single-axis | 180 | -9999 | missing | 3.5 | 3.5 | greenfield | non-agrivoltaic | -0.36197
404965 | multi | 66322 | NY | Oswego | 43.4592 | -76.4649 | 94819 | 20220615 | 4 | Summit - Scriba CSG | 2023 | NYIS | PV | missing | single-axis | 180 | -9999 | missing | 5 | 5 | greenfield | non-agrivoltaic | -0.36161
404972 | single | 66360 | NY | St Lawrence | 44.6565 | -75.4921 | 127297 | 20230427 | 4 | Ruler Solar Partners (CSG) | 2023 | NYIS | PV | missing | single-axis | 180 | -9999 | missing | 4.9 | 4.9 | greenfield | non-agrivoltaic | -0.66329
404973 | single | 66361 | NY | St Lawrence | 44.6556 | -75.5017 | 124119 | 20230427 | 4 | Royal Solar Partners (CSG) | 2023 | NYIS | PV | missing | single-axis | 180 | -9999 | missing | 5 | 5 | greenfield | non-agrivoltaic | -0.62534
404975 | multi | 66387 | NY | Oswego | 43.4767 | -76.3393 | 79060 | 20230916 | 4 | Oswego | 2023 | NYIS | PV | missing | fixed-tilt | 180 | -9999 | missing | 5 | 5 | greenfield | non-agrivoltaic | -0.13891
404976 | multi | 66388 | NY | Oneida | 43.206 | -75.3851 | 93993 | 20220429 | 4 | Rome A CSG | 2023 | NYIS | PV | missing | fixed-tilt | 180 | -9999 | missing | 5 | 5 | greenfield | non-agrivoltaic | -0.35179
404986 | single | 66424 | NY | Columbia | 42.169 | -73.7687 | 65749 | 20221226 | 4 | ELP Livingston Solar | 2023 | NYIS | PV | missing | single-axis | 180 | -9999 | missing | 5 | 5 | greenfield | non-agrivoltaic | 0.13235
404987 | multi | 66425 | NY | Columbia | 42.2485 | -73.7396 | 92862 | 20221226 | 4 | ELP Claverack Solar | 2023 | NYIS | PV | missing | fixed-tilt | 180 | -9999 | missing | 5 | 5 | greenfield | non-agrivoltaic | -0.33807
404990 | single | 66488 | NY | Orange | 41.4248 | -74.3642 | 37683 | 20221210 | 4 | Davis Solar | 2023 | NYIS | PV | missing | fixed-tilt | 180 | -9999 | batteries | 2 | 2 | greenfield | non-agrivoltaic | -0.35435
404991 | multi | 66490 | NY | Oneida | 43.1942 | -75.2603 | 175405 | 20231116 | 4 | Bullitt Farm Solar | 2023 | NYIS | PV | missing | fixed-tilt | 180 | -9999 | missing | 5 | 5 | greenfield | non-agrivoltaic | -0.87488
404992 | multi | 66504 | NY | Schenectady | 42.8341 | -73.9463 | 213195 | 20221114 | 4 | Sunnyside 1 Solar | 2023 | NYIS | PV | missing | fixed-tilt | 180 | -9999 | missing | 5 | 5 | greenfield | non-agrivoltaic | -0.98193
404995 | single | 66522 | NY | Erie | 43.0498 | -78.7461 | 61492 | 20220512 | 4 | Amherst Community Solar | 2023 | NYIS | PV | missing | single-axis | 180 | -9999 | missing | 5 | 5 | greenfield | non-agrivoltaic | 0.24388
405001 | multi | 66645 | NY | Columbia | 42.2053 | -73.7983 | 147918 | 20230321 | 4 | ELP - Kipp | 2023 | NYIS | PV | missing | fixed-tilt | 180 | -9999 | missing | 3.5 | 3.5 | greenfield | non-agrivoltaic | -0.9775
405008 | single | 66752 | NY | Onondaga | 43.1005 | -76.2959 | 54971 | 20221109 | 4 | NY Van Buren II CSG | 2023 | NYIS | PV | missing | fixed-tilt | 180 | -9999 | missing | 3 | 3 | greenfield | non-agrivoltaic | -0.32258
404537 | multi | 61015 | NY | Cayuga | 42.7306 | -76.6628 | 41504 | 20210320 | 4 | Musgrave West Solar Farm | 2017 | NYIS | PV | c-si | fixed-tilt | 180 | 17 | missing | 2 | 2.8 | greenfield | grazing | -0.049491
402092 | single | 61003 | NY | Cayuga | 42.7318 | -76.6669 | 41622 | 20210320 | 4 | Musgrave East Solar Farm | 2016 | NYIS | PV | c-si | fixed-tilt | 180 | 17 | missing | 2 | 2.8 | greenfield | non-agrivoltaic | -0.053574
402717 | multi | 61958 | NY | Fulton | 43.0052 | -74.1857 | 94473 | 20211007 | 2 | Broadalbin-Perth Solar | 2018 | NYIS | PV | c-si | fixed-tilt | 180 | 30 | missing | 1.5 | 1.9 | greenfield | non-agrivoltaic | -1.0527
402768 | multi | 62029 | NY | Tompkins | 42.4543 | -76.5944 | 52236 | 20220622 | 4 | Enfield Community Solar | 2017 | NYIS | PV | c-si | fixed-tilt | 180 | 25 | missing | 1.8 | 2.3 | greenfield | grazing | -0.54596
403015 | multi | 62471 | NY | Monroe | 43.1721 | -77.8472 | 49676 | 20210601 | 2 | Washington St Community Solar Farm #4 | 2020 | NYIS | PV | c-si | fixed-tilt | 180 | 25 | missing | 2.5 | 3.4 | greenfield | non-agrivoltaic | -0.028733
404563 | single | 62472 | NY | Monroe | 43.1742 | -77.8453 | 50103 | 20210601 | 2 | Washington St Community Solar Farm #1 | 2020 | NYIS | PV | c-si | fixed-tilt | 180 | 25 | missing | 2.2 | 2.8 | greenfield | non-agrivoltaic | -0.29482
404564 | single | 62473 | NY | Monroe | 43.1733 | -77.8434 | 45944 | 20210601 | 2 | Washington St Community Solar Farm #3 | 2019 | NYIS | PV | c-si | fixed-tilt | 180 | 25 | missing | 2.5 | 3.4 | greenfield | non-agrivoltaic | 0.089049
403020 | single | 62477 | NY | Tompkins | 42.4847 | -76.3207 | 75713 | 20220207 | 2 | Dryden Rd #2 Community Solar Farm (CSG) | 2019 | NYIS | PV | c-si | fixed-tilt | 180 | 25 | missing | 1.3 | 1.7 | greenfield | non-agrivoltaic | -1.0031
404566 | single | 62502 | NY | Wyoming | 42.5394 | -78.163 | 40672 | 20220115 | 2 | Route 19 #2 Community Solar Farm | 2018 | NYIS | PV | c-si | single-axis | 180 | -9999 | missing | 5 | 6.6 | greenfield | non-agrivoltaic | 1.9592
403041 | single | 62525 | NY | Sullivan | 41.7557 | -74.9603 | 38590 | 20220415 | 2 | Villa Roma Rd #1 | 2020 | NYIS | PV | c-si | fixed-tilt | 194 | 20 | missing | 2 | 2.4 | greenfield | non-agrivoltaic | -0.16118
404568 | single | 62526 | NY | Sullivan | 41.7547 | -74.9591 | 19174 | 20221011 | 2 | Villa Roma Rd #2 | 2019 | NYIS | PV | c-si | fixed-tilt | 194 | 20 | missing | 2 | 2.3 | greenfield | non-agrivoltaic | 1.0626
404569 | single | 62527 | NY | Sullivan | 41.7534 | -74.9609 | 40001 | 20221011 | 2 | Villa Roma Rd #3 CSG | 2019 | NYIS | PV | c-si | fixed-tilt | 194 | 20 | missing | 2 | 2.3 | greenfield | non-agrivoltaic | -0.26062
404570 | single | 62528 | NY | Sullivan | 41.7545 | -74.9573 | 18210 | 20221011 | 2 | Villa Roma Rd #4 CSG | 2019 | NYIS | PV | c-si | fixed-tilt | 194 | 20 | missing | 2 | 2.3 | greenfield | non-agrivoltaic | 1.1971
403226 | single | 62831 | NY | Chemung | 42.1873 | -76.8456 | 30185 | 20220803 | 2 | Hickory Grove #1 | 2020 | NYIS | PV | c-si | fixed-tilt | 180 | 20 | missing | 2 | 2.7 | greenfield | non-agrivoltaic | 0.4163
404652 | single | 64092 | NY | Jefferson | 44.2545 | -76.0131 | 68802 | 20220815 | 4 | Great Lakes Seaway Community Solar | 2018 | NYIS | PV | c-si | single-axis | 180 | 0 | batteries | 5 | 7.6 | greenfield | non-agrivoltaic | 0.86148
403989 | multi | 64084 | NY | Jefferson | 44.2516 | -76.0115 | 88736 | 20220815 | 4 | Blanchard Road 1 Community Solar | 2019 | NYIS | PV | c-si | single-axis | 180 | 0 | batteries | 5 | 7.6 | greenfield | non-agrivoltaic | 0.33574
404651 | single | 64090 | NY | Jefferson | 44.2538 | -76.0087 | 101863 | 20220815 | 4 | NYS Rte 12 Community Solar | 2019 | NYIS | PV | c-si | single-axis | 180 | 0 | batteries | 5 | 7.6 | greenfield | non-agrivoltaic | 0.10191
404650 | multi | 64087 | NY | Jefferson | 44.2546 | -75.9978 | 200332 | 20220815 | 4 | Blanchard Road 2 Community Solar | 2019 | NYIS | PV | c-si | single-axis | 180 | 0 | batteries | 5 | 7.6 | greenfield | non-agrivoltaic | -0.67506
403993 | multi | 64091 | NY | Niagara | 43.2156 | -78.9015 | 100913 | 20210824 | 4 | Moore Road Community Solar | 2019 | NYIS | PV | c-si | single-axis | 180 | 0 | missing | 5 | 7.1 | greenfield | non-agrivoltaic | 0.011814
404003 | multi | 64102 | NY | Fulton | 42.9895 | -74.311 | 140180 | 20211007 | 4 | GE 19th Hole | 2018 | NYIS | PV | c-si | single-axis | 180 | 25 | missing | 7.7 | 10.4 | greenfield | non-agrivoltaic | 0.093015
402667 | single | 61888 | NY | Fulton | 42.9944 | -74.3144 | 42400 | 20211007 | 4 | Johnstown | 2018 | NYIS | PV | c-si | fixed-tilt | 180 | 22 | missing | 2 | 3 | greenfield | non-agrivoltaic | 0.020238
404729 | single | 64718 | NY | Monroe | 43.276 | -77.954 | 38753 | 20230930 | 2 | Redman North Community Solar | 2021 | ISNE | PV | c-si | fixed-tilt | 180 | -9999 | missing | 1.5 | 1.9 | greenfield | non-agrivoltaic | -0.44008
404867 | multi | 65624 | NY | Cayuga | 42.8471 | -76.6791 | 90703 | 20230921 | 4 | Union Springs 40 | 2022 | NYIS | PV | c-si | fixed-tilt | 180 | -9999 | missing | 5 | 7.5 | greenfield | non-agrivoltaic | 0.27303
404868 | single | 65625 | NY | Cayuga | 42.8489 | -76.6841 | 91851 | 20230921 | 4 | Union Springs 963 | 2022 | NYIS | PV | c-si | fixed-tilt | 180 | -9999 | missing | 5 | 7.4 | greenfield | non-agrivoltaic | 0.22807
401114 | single | 59507 | NC | Warren | 36.4224 | -78.1524 | 41275 | 20220214 | 4 | Kenneth Solar | 2016 | CPLE | PV | c-si | fixed-tilt | 180 | 20 | missing | 3 | 3.7 | greenfield | non-agrivoltaic | 0.42041
401941 | multi | 60783 | NC | Edgecombe | 36.0611 | -77.6292 | 137415 | 20220818 | 4 | Leggett Solar, LLC | 2016 | PJM | PV | c-si | single-axis | 180 | 0 | missing | 5 | 7 | greenfield | non-agrivoltaic | -0.39956
402843 | multi | 62136 | NC | Columbus | 34.1723 | -78.8359 | 196857 | 20220814 | 4 | Arthur Solar, LLC | 2018 | DUK | PV | thin-film | fixed-tilt | 180 | 20 | missing | 5 | 7.5 | greenfield | non-agrivoltaic | -0.67164
400958 | single | 59189 | NC | Wayne | 35.4418 | -77.8494 | 44906 | 20191101 | 4 | East Wayne Solar, LLC | 2014 | CPLE | PV | c-si | fixed-tilt | 180 | 20 | missing | 2 | 2.7 | greenfield | non-agrivoltaic | -0.20496
400594 | single | 58538 | NC | Person | 36.2882 | -78.989 | 55087 | 20210706 | 4 | PCSP3 Airport | 2011 | DUK | PV | c-si | fixed-tilt | 180 | 25 | missing | 2.5 | 3 | greenfield | non-agrivoltaic | -0.32502
401010 | single | 59333 | NC | Duplin | 35.0696 | -78.1154 | 33429 | 20210722 | 4 | Faison Solar | 2015 | CPLE | PV | c-si | fixed-tilt | 180 | 25 | missing | 2 | 2.2 | greenfield | non-agrivoltaic | -0.084523
400936 | multi | 59164 | NC | Wilson | 35.7849 | -77.8492 | 792498 | 20190131 | 4 | Elm City Solar Facility | 2016 | CPLE | PV | thin-film | fixed-tilt | 181 | 25 | missing | 40 | 53.6 | greenfield | non-agrivoltaic | -0.045885
400482 | multi | 58343 | NC | Caswell | 36.4365 | -79.2788 | 92465 | 20210731 | 4 | Yanceyville Farm | 2013 | CPLE | PV | c-si | fixed-tilt | 180 | 20 | missing | 5 | 6.2 | greenfield | non-agrivoltaic | -0.05821
400741 | single | 58801 | NC | Greene | 35.3953 | -77.7031 | 36872 | 20190922 | 4 | Arba Solar, LLC | 2014 | DUK | PV | c-si | fixed-tilt | 180 | 25 | missing | 2 | 2.3 | greenfield | non-agrivoltaic | -0.15724
400557 | single | 58491 | NC | Nash | 35.8683 | -77.9542 | 24620 | 20190621 | 4 | Sandy Cross Solar, LLC | 2012 | CPLE | PV | c-si | fixed-tilt | 180 | 25 | missing | 1.2 | 1.5 | greenfield | non-agrivoltaic | -0.18799
401029 | single | 59375 | NC | Duplin | 34.8212 | -77.9723 | 36270 | 20200603 | 4 | Rose Hill | 2012 | CPLE | PV | c-si | fixed-tilt | 180 | 20 | missing | 2 | 2.4 | greenfield | non-agrivoltaic | -0.076914
400672 | single | 58667 | NC | Montgomery | 35.3835 | -79.7701 | 87952 | 20220415 | 4 | Biscoe Solar, LLC | 2014 | DUK | PV | c-si | single-axis | 180 | 0 | missing | 4 | 6.6 | greenfield | non-agrivoltaic | 0.11104
401294 | multi | 59778 | NC | Richmond | 35.1553 | -79.6354 | 809993 | 20200903 | 4 | Eden Solar, LLC | 2015 | DUK | PV | c-si | fixed-tilt | 180 | 20 | missing | 47.7 | 62.1 | greenfield | non-agrivoltaic | 0.14549
400588 | single | 58529 | NC | Scotland | 34.7563 | -79.4446 | 43693 | 20220630 | 4 | Progress Manis I | 2012 | CPLE | PV | c-si | fixed-tilt | 180 | 24 | missing | 1 | 2.4 | greenfield | non-agrivoltaic | -0.31507
400560 | single | 58494 | NC | Robeson | 34.4754 | -79.0968 | 63006 | 20220104 | 4 | Progress Solar II, LLC | 2012 | CPLE | PV | c-si | fixed-tilt | 180 | 20 | missing | 3.5 | 4.5 | greenfield | non-agrivoltaic | 0.034355
400764 | single | 58845 | NC | Beaufort | 35.5674 | -77.0502 | 116980 | 20210715 | 4 | Washington Airport Solar, LLC | 2014 | CPLE | PV | c-si | fixed-tilt | 180 | 25 | missing | 5 | 7 | greenfield | non-agrivoltaic | -0.21103
400159 | single | 57402 | NC | Alexander | 35.909 | -81.1525 | 30068 | 20201114 | 4 | Taylorsville Solar, LLC | 2010 | DUK | PV | c-si | single-axis | 180 | 0 | missing | 1 | 1 | greenfield | non-agrivoltaic | -0.77421
400908 | single | 59127 | NC | Nash | 35.7874 | -78.1411 | 102005 | 20220922 | 4 | Bailey Farm, LLC | 2013 | CPLE | PV | c-si | fixed-tilt | 182 | 25 | missing | 5 | 6.5 | greenfield | non-agrivoltaic | -0.12876
400901 | single | 59120 | NC | Duplin | 35.0137 | -78.049 | 35740 | 20220220 | 4 | Warsaw II | 2013 | DUK | PV | c-si | fixed-tilt | 180 | 20 | missing | 2 | 2.6 | greenfield | non-agrivoltaic | 0.062454
400770 | single | 58853 | NC | Columbus | 34.3242 | -78.6926 | 92677 | 20190521 | 4 | McKenzie Farm | 2013 | CPLE | PV | c-si | fixed-tilt | 180 | 20 | missing | 5 | 7.1 | greenfield | non-agrivoltaic | 0.14428
400051 | multi | 56915 | NC | Wake | 35.8137 | -78.7499 | 51349 | 20220211 | 4 | SAS Solar Farm | 2010 | CPLE | PV | c-si | single-axis | 180 | 0 | missing | 2 | 2 | greenfield | non-agrivoltaic | -0.65361
401406 | single | 59956 | NC | Johnston | 35.5256 | -78.2892 | 33909 | 20200227 | 4 | ESA Selma | 2015 | CPLE | PV | c-si | fixed-tilt | 180 | 25 | missing | 1.8 | 2.3 | greenfield | non-agrivoltaic | -0.041771
401074 | multi | 59451 | NC | Wake | 35.6723 | -78.526 | 64413 | 20210408 | 4 | CBC Solar Energy Gen Fac Phase 2 | 2013 | CPLE | PV | c-si | fixed-tilt | 189 | 33 | missing | 2.5 | 3.1 | greenfield | non-agrivoltaic | -0.45917
400771 | single | 58854 | NC | Nash | 36.0485 | -78.0302 | 97111 | 20220216 | 4 | Nash 58 Farm | 2013 | CPLE | PV | c-si | fixed-tilt | 180 | 25 | missing | 5 | 6.5 | greenfield | non-agrivoltaic | -0.060721
401251 | single | 59706 | NC | Granville | 36.3681 | -78.6247 | 47976 | 20201221 | 4 | BRE | 2015 | DUK | PV | c-si | fixed-tilt | 180 | 20 | missing | 4.9 | 6.8 | greenfield | non-agrivoltaic | 1.5241
400461 | single | 58312 | NC | Warren | 36.4147 | -78.1748 | 95057 | 20220214 | 4 | Warrenton Farm | 2012 | CPLE | PV | c-si | fixed-tilt | 180 | 20 | missing | 4 | 5.6 | greenfield | non-agrivoltaic | -0.23068
401165 | multi | 59563 | NC | Moore | 35.2238 | -79.5514 | 103568 | 20210527 | 4 | Foxfire Solar Farm | 2015 | CPLE | PV | thin-film | fixed-tilt | 180 | 20 | missing | 5 | 6.5 | greenfield | non-agrivoltaic | -0.14914
400786 | single | 58879 | NC | Duplin | 35.0109 | -78.0828 | 67944 | 20210929 | 4 | Duplin Solar, LLC | 2013 | DUK | PV | c-si | fixed-tilt | 180 | 25 | missing | 4.9 | 6.5 | greenfield | non-agrivoltaic | 0.54804
400463 | multi | 58314 | NC | Cleveland | 35.4681 | -81.5098 | 96625 | 20211023 | 4 | Belwood Farm | 2012 | CPLE | PV | c-si | fixed-tilt | 180 | 25 | missing | 4 | 5.2 | greenfield | non-agrivoltaic | -0.33864
400455 | single | 58305 | NC | Person | 36.314 | -78.9704 | 30396 | 20210706 | 4 | PCIP Solar | 2011 | CPLE | PV | c-si | fixed-tilt | 180 | 26 | missing | 1 | 1.3 | greenfield | non-agrivoltaic | -0.57271
400489 | single | 58350 | NC | Robeson | 34.5442 | -79.2997 | 86445 | 20211214 | 4 | McCallum Farm | 2013 | CPLE | PV | c-si | fixed-tilt | 180 | 20 | missing | 5 | 6.5 | greenfield | non-agrivoltaic | 0.11425
400479 | multi | 58340 | NC | Person | 36.4793 | -78.9147 | 176233 | 20210706 | 4 | Roxboro Farm | 2014 | CPLE | PV | c-si | fixed-tilt | 180 | 25 | missing | 5 | 6.4 | greenfield | non-agrivoltaic | -0.70942
400487 | single | 58348 | NC | Catawba | 35.6281 | -81.3264 | 120375 | 20200903 | 4 | Two Lines Farm | 2013 | DUK | PV | c-si | fixed-tilt | 195 | 20 | missing | 5 | 6.4 | greenfield | non-agrivoltaic | -0.35239
400143 | single | 57363 | NC | Northampton | 36.498 | -77.6074 | 21178 | 20210114 | 4 | 510 REPP One | 2014 | PJM | PV | c-si | fixed-tilt | 171 | 20 | missing | 1.3 | 1.4 | greenfield | non-agrivoltaic | -0.078242
400742 | single | 58802 | NC | Franklin | 36.0969 | -78.1702 | 33701 | 20201221 | 4 | Franklin Solar, LLC | 2013 | CPLE | PV | c-si | fixed-tilt | 180 | 25 | missing | 2 | 2.5 | greenfield | non-agrivoltaic | 0.09283
400488 | multi | 58349 | NC | Warren | 36.4223 | -78.1312 | 101815 | 20220214 | 4 | Bolton Farm | 2013 | CPLE | PV | c-si | fixed-tilt | 176 | 20 | missing | 5 | 6.5 | greenfield | non-agrivoltaic | -0.12624
400862 | multi | 59052 | NC | Robeson | 34.5199 | -79.1279 | 67197 | 20210704 | 4 | Fairmont-FLS 100 | 2013 | DUK | PV | c-si | fixed-tilt | 180 | 20 | missing | 3 | 5.1 | greenfield | non-agrivoltaic | 0.12917
400674 | multi | 58669 | NC | Johnston | 35.5772 | -78.1838 | 85792 | 20191216 | 4 | Selma Solar, LLC | 2014 | DUK | PV | c-si | fixed-tilt | 180 | 20 | missing | 4 | 6.5 | greenfield | non-agrivoltaic | 0.12638
400941 | single | 59170 | NC | Martin | 35.8756 | -77.0807 | 125308 | 20210715 | 4 | Jakana Solar | 2014 | PJM | PV | thin-film | fixed-tilt | 180 | 20 | missing | 5 | 6.7 | greenfield | non-agrivoltaic | -0.34601
401412 | multi | 59966 | NC | Onslow | 34.7239 | -77.3512 | 223713 | 20211026 | 4 | Camp Lejeune Solar | 2015 | DUK | PV | c-si | fixed-tilt | 181 | 20 | batteries | 12.8 | 17.3 | greenfield | non-agrivoltaic | 0.15956
400477 | single | 58338 | NC | Wayne | 35.3039 | -77.83 | 90874 | 20220730 | 4 | Moorings Farm | 2013 | CPLE | PV | c-si | fixed-tilt | 182 | 25 | missing | 5 | 6 | greenfield | non-agrivoltaic | -0.079976
400855 | single | 59042 | NC | Richmond | 35.0987 | -79.7334 | 30278 | 20200903 | 4 | Ellerbe | 2013 | DUK | PV | c-si | fixed-tilt | 180 | 20 | missing | 1.5 | 2.3 | greenfield | non-agrivoltaic | 0.13056
400559 | single | 58493 | NC | Franklin | 35.9479 | -78.2514 | 74350 | 20210311 | 4 | Progress Solar I, LLC | 2012 | CPLE | PV | c-si | fixed-tilt | 180 | 25 | missing | 4 | 4.5 | greenfield | non-agrivoltaic | -0.19652
400485 | single | 58346 | NC | Rockingham | 36.472 | -79.5281 | 126102 | 20210821 | 4 | Dibrell Farm | 2013 | DUK | PV | c-si | fixed-tilt | 190 | 20 | missing | 5 | 6.5 | greenfield | non-agrivoltaic | -0.38675
400245 | single | 57687 | NC | Cherokee | 34.9895 | -84.1662 | 6854 | 20190122 | 4 | CS Murphy Point, LLC | 2011 | DUK | PV | c-si | fixed-tilt | 180 | 30 | missing | 0.9 | 1 | greenfield | non-agrivoltaic | 1.303
401115 | single | 59508 | NC | Nash | 35.8919 | -78.1823 | 80368 | 20220818 | 4 | Chei Solar | 2016 | CPLE | PV | c-si | fixed-tilt | 180 | 20 | batteries | 5 | 6.7 | greenfield | non-agrivoltaic | 0.28743
400699 | multi | 58725 | NC | Alamance | 36.1316 | -79.3335 | 81658 | 20210221 | 4 | Elliana Solar | 2015 | DUK | PV | c-si | fixed-tilt | 180 | 20 | missing | 5 | 7 | greenfield | non-agrivoltaic | 0.33735
400471 | multi | 58332 | NC | Lincoln | 35.5259 | -81.2356 | 85746 | 20191125 | 4 | Haynes Farm | 2013 | DUK | PV | c-si | fixed-tilt | 180 | 20 | missing | 5 | 6 | greenfield | non-agrivoltaic | 0.003692
400553 | multi | 58487 | NC | Granville | 36.4088 | -78.5988 | 79148 | 20211226 | 4 | Granville Solar PV Power Project | 2012 | CPLE | PV | c-si | single-axis | 180 | 0 | missing | 2.5 | 3 | greenfield | non-agrivoltaic | -0.67578
400170 | single | 57461 | NC | Cherokee | 35.0204 | -84.0157 | 11625 | 20190926 | 4 | Martins Creek Solar NC, LLC | 2011 | DUK | PV | c-si | fixed-tilt | 180 | 10 | missing | 0.9 | 1 | greenfield | non-agrivoltaic | 0.16141
400239 | single | 57677 | NC | Cherokee | 34.999 | -84.1574 | 15809 | 20190122 | 4 | Murphy Farm Power, LLC | 2011 | DUK | PV | c-si | fixed-tilt | 180 | 30 | missing | 0.9 | 1 | greenfield | non-agrivoltaic | -0.27272
400776 | single | 58862 | NC | Person | 36.4601 | -78.9567 | 108724 | 20211114 | 4 | Wagstaff Farm 1 | 2013 | CPLE | PV | c-si | fixed-tilt | 180 | 25 | missing | 5 | 6.5 | greenfield | non-agrivoltaic | -0.21219
400744 | single | 58805 | NC | Moore | 35.3132 | -79.6921 | 91029 | 20200903 | 4 | Samarcand Solar Farm, LLC | 2014 | DUK | PV | c-si | fixed-tilt | 180 | 20 | missing | 5 | 6 | greenfield | non-agrivoltaic | -0.082344
400464 | multi | 58315 | NC | Catawba | 35.7785 | -81.1777 | 109744 | 20191125 | 4 | Arndt Farm | 2012 | DUK | PV | c-si | fixed-tilt | 180 | 25 | missing | 5 | 6.5 | greenfield | non-agrivoltaic | -0.22397
401177 | single | 59579 | NC | Franklin | 36.127 | -78.1536 | 39854 | 20220216 | 4 | Franklin Solar 2 | 2014 | CPLE | PV | c-si | fixed-tilt | 180 | 20 | missing | 2 | 2.7 | greenfield | non-agrivoltaic | -0.04349
400677 | single | 58674 | NC | Franklin | 35.9687 | -78.2657 | 90868 | 20200227 | 4 | Cirrus Solar, LLC | 2014 | DUK | PV | c-si | fixed-tilt | 180 | 20 | missing | 5 | 6.5 | greenfield | non-agrivoltaic | 0.036704
400906 | single | 59125 | NC | Lenoir | 35.3707 | -77.6075 | 40370 | 20200403 | 4 | Kinston | 2014 | CPLE | PV | c-si | fixed-tilt | 180 | 25 | missing | 2 | 2.7 | greenfield | non-agrivoltaic | -0.061836
401156 | single | 59552 | NC | Robeson | 34.6007 | -78.9715 | 34656 | 20200107 | 4 | FLS Solar 170, LLC | 2014 | CPLE | PV | c-si | fixed-tilt | 180 | 20 | missing | 2 | 2.6 | greenfield | non-agrivoltaic | 0.11066
401164 | single | 59562 | NC | Scotland | 34.7395 | -79.4626 | 87253 | 20201117 | 4 | Eastover Farm | 2014 | CPLE | PV | c-si | fixed-tilt | 180 | 25 | missing | 5 | 6.4 | greenfield | non-agrivoltaic | 0.075201
400538 | single | 58453 | NC | Cleveland | 35.1999 | -81.411 | 82893 | 20211101 | 4 | Dixon Dairy Road Solar | 2011 | DUK | PV | c-si | fixed-tilt | 185 | 20 | missing | 4 | 5 | greenfield | non-agrivoltaic | -0.20088
401099 | single | 59486 | NC | Duplin | 34.8959 | -77.8096 | 90229 | 20180512 | 4 | Lanier Solar | 2016 | DUK | PV | c-si | fixed-tilt | 180 | 20 | missing | 4.9 | 7 | greenfield | non-agrivoltaic | 0.16485
402931 | single | 62304 | NC | Rowan | 35.7253 | -80.6087 | 157014 | 20220302 | 4 | Woodleaf Solar Facility | 2018 | CPLE | PV | c-si | single-axis | 179 | 0 | missing | 6 | 9.4 | greenfield | non-agrivoltaic | -0.21044
400897 | single | 59114 | NC | Rowan | 35.7117 | -80.6659 | 37664 | 20211017 | 4 | Redmon Solar Farm, LLC | 2015 | DUK | PV | c-si | fixed-tilt | 180 | 25 | missing | 2 | 2.9 | greenfield | non-agrivoltaic | 0.15247
402869 | single | 62168 | NC | Johnston | 35.526 | -78.6281 | 62960 | 20210221 | 4 | Church Road Solar, LLC | 2018 | CPLE | PV | c-si | fixed-tilt | 180 | 20 | missing | 5 | 5.2 | greenfield | non-agrivoltaic | 0.27102
404020 | single | 64119 | NC | Duplin | 34.7492 | -77.9882 | 85583 | 20200603 | 4 | Nickelson Solar 2 | 2018 | DUK | PV | c-si | fixed-tilt | 180 | 20 | missing | 4.9 | 6.9 | greenfield | non-agrivoltaic | 0.2293
402868 | multi | 62167 | NC | Richmond | 34.9212 | -79.7184 | 128571 | 20211127 | 4 | County Home Solar, LLC | 2018 | CPLE | PV | c-si | fixed-tilt | 180 | 20 | missing | 4.9 | 7.2 | greenfield | non-agrivoltaic | -0.29237
401100 | single | 59487 | NC | Wayne | 35.4344 | -77.9902 | 91028 | 20220220 | 4 | Highwater Solar I | 2015 | DUK | PV | c-si | fixed-tilt | 180 | 20 | missing | 4.9 | 6.4 | greenfield | non-agrivoltaic | 0.010759
401106 | single | 59499 | NC | Johnston | 35.4868 | -78.192 | 84590 | 20220922 | 4 | Candace Solar | 2016 | CPLE | PV | c-si | fixed-tilt | 180 | 20 | missing | 5 | 6.6 | greenfield | non-agrivoltaic | 0.17422
402325 | multi | 61404 | NC | Wayne | 35.4801 | -77.9757 | 100745 | 20191224 | 4 | Pikeville Farm | 2017 | CPLE | PV | c-si | single-axis | 180 | 0 | missing | 5 | 6.5 | greenfield | non-agrivoltaic | -0.11188
401139 | single | 59533 | NC | Johnston | 35.505 | -78.1924 | 90360 | 20191216 | 4 | Princeton | 2015 | CPLE | PV | c-si | fixed-tilt | 180 | 25 | missing | 5 | 6.5 | greenfield | non-agrivoltaic | 0.045214
402172 | single | 61158 | NC | Johnston | 35.5441 | -78.1765 | 85726 | 20191216 | 4 | Bizzell Church Solar 2 | 2017 | DUK | PV | c-si | fixed-tilt | 180 | 20 | missing | 5 | 7 | greenfield | non-agrivoltaic | 0.25117
400888 | single | 59103 | NC | Wayne | 35.5324 | -77.9692 | 92278 | 20220220 | 4 | Fremont Farm, LLC | 2017 | CPLE | PV | c-si | fixed-tilt | 180 | 20 | missing | 5 | 6.5 | greenfield | non-agrivoltaic | 0.013553
402240 | multi | 61277 | NC | Wilson | 35.705 | -77.9331 | 171234 | 20220220 | 4 | Wilson Solar Farm 4 | 2017 | CPLE | PV | c-si | fixed-tilt | 180 | 20 | missing | 10 | 12.1 | greenfield | non-agrivoltaic | 0.018295
402252 | single | 61292 | NC | Wilson | 35.7528 | -77.8586 | 155869 | 20190621 | 4 | Jackson Solar Farm | 2017 | CPLE | PV | c-si | fixed-tilt | 180 | 20 | missing | 10 | 11.9 | greenfield | non-agrivoltaic | 0.13869
401252 | single | 59708 | NC | Franklin | 36.081 | -78.3536 | 86261 | 20220925 | 4 | Franklinton Solar | 2017 | CPLE | PV | c-si | fixed-tilt | 180 | 20 | missing | 5 | 7 | greenfield | non-agrivoltaic | 0.24044
401107 | multi | 59500 | NC | Franklin | 36.1381 | -78.146 | 74006 | 20211222 | 4 | Sarah Solar | 2015 | CPLE | PV | c-si | fixed-tilt | 180 | 25 | missing | 5 | 6.3 | greenfield | non-agrivoltaic | 0.32474
400442 | single | 58274 | NC | Hoke | 34.9687 | -79.2132 | 105759 | 20200906 | 4 | Raeford Farm | 2012 | CPLE | PV | c-si | fixed-tilt | 180 | 25 | missing | 4.9 | 6.3 | greenfield | non-agrivoltaic | -0.21675
400746 | single | 58807 | NC | Nash | 36.0079 | -77.8102 | 60637 | 20200403 | 4 | Boseman Solar Center, LLC | 2014 | CPLE | PV | c-si | fixed-tilt | 180 | 20 | missing | 5 | 6.4 | greenfield | non-agrivoltaic | 0.75735
401044 | multi | 59406 | NC | Alamance | 36.0991 | -79.4942 | 37153 | 20210821 | 4 | Facile Solar | 2015 | DUK | PV | c-si | fixed-tilt | 180 | 20 | missing | 2 | 3 | greenfield | non-agrivoltaic | 0.23194
401176 | single | 59578 | NC | Union | 34.9721 | -80.6012 | 87053 | 20210601 | 4 | Monroe Moore Farm | 2016 | DUK | PV | c-si | fixed-tilt | 180 | 20 | missing | 5 | 6.4 | greenfield | non-agrivoltaic | 0.078788
401320 | single | 59828 | NC | Lee | 35.4586 | -79.1755 | 85229 | 20200414 | 4 | Balsam | 2015 | CPLE | PV | c-si | fixed-tilt | 180 | 20 | missing | 5 | 6.7 | greenfield | non-agrivoltaic | 0.18669
401486 | single | 60072 | NC | Cleveland | 35.2899 | -81.5686 | 41391 | 20200806 | 4 | Neisler Street Solar | 2015 | DUK | PV | c-si | fixed-tilt | 180 | 20 | missing | 2 | 2.9 | greenfield | non-agrivoltaic | 0.00558
401530 | single | 60131 | NC | Durham | 36.0028 | -78.8472 | 52202 | 20210706 | 4 | Durham Solar | 2015 | DUK | PV | c-si | fixed-tilt | 180 | 20 | missing | 3.4 | 4.6 | greenfield | non-agrivoltaic | 0.38811
401684 | multi | 60409 | NC | Forsyth | 36.0278 | -80.3003 | 86416 | 20210904 | 4 | South Winston Farm, LLC | 2016 | DUK | PV | c-si | fixed-tilt | 180 | 20 | missing | 5.2 | 7 | greenfield | non-agrivoltaic | 0.23736
401803 | single | 60579 | NC | Granville | 36.289 | -78.6073 | 88887 | 20211226 | 4 | Meriwether Farm | 2016 | CPLE | PV | c-si | fixed-tilt | 183 | 20 | missing | 5 | 6.7 | greenfield | non-agrivoltaic | 0.11815
401841 | single | 60634 | NC | Gaston | 35.305 | -81.1388 | 96591 | 20210701 | 4 | Auten Road Farm, LLC | 2017 | DUK | PV | c-si | fixed-tilt | 180 | 20 | missing | 5 | 7 | greenfield | non-agrivoltaic | 0.056585
401842 | multi | 60635 | NC | Wake | 35.7252 | -78.607 | 83444 | 20220504 | 4 | Creech Solar 2, LLC | 2016 | DUK | PV | c-si | fixed-tilt | 180 | 20 | missing | 5 | 6.8 | greenfield | non-agrivoltaic | 0.24771
402191 | single | 61187 | NC | Wake | 35.8374 | -78.6684 | 20901 | 20220205 | 4 | Century Drive Solar Farm | 2014 | CPLE | PV | c-si | fixed-tilt | 180 | 20 | missing | 1 | 1.3 | greenfield | non-agrivoltaic | -0.16105
402213 | single | 61220 | NC | Rowan | 35.7134 | -80.4092 | 97104 | 20191009 | 4 | Spencer Farm, LLC | 2017 | DUK | PV | thin-film | fixed-tilt | 190 | 20 | missing | 5 | 6.5 | greenfield | non-agrivoltaic | -0.06063
402235 | single | 61271 | NC | Buncombe | 35.5616 | -82.5889 | 28866 | 20200126 | 4 | Biltmore Solar Fields | 2012 | CPLW | PV | c-si | fixed-tilt | 180 | 30 | missing | 1.5 | 1.7 | greenfield | non-agrivoltaic | -0.2311
400060 | multi | 56966 | NC | Edgecombe | 35.9231 | -77.676 | 67610 | 20200403 | 4 | QVC Inc | 2013 | PJM | PV | c-si | fixed-tilt,single-axis | 135 | 15 | missing | 3.9 | 3.9 | greenfield | non-agrivoltaic | -0.2567
401674 | single | 60397 | NC | Duplin | 35.009 | -78.0825 | 26561 | 20210929 | 4 | Kennedy Solar, LLC | 2017 | DUK | PV | c-si | fixed-tilt | 180 | 20 | missing | 4.9 | 6.6 | greenfield | non-agrivoltaic | 3.7857
400812 | multi | 58943 | NC | Halifax | 36.4394 | -77.7072 | 473627 | 20220818 | 4 | Halifax | 2014 | PJM | PV | c-si | fixed-tilt | 180 | 20 | missing | 19.65 | 29 | greenfield | non-agrivoltaic | -0.18158
401152 | multi | 59548 | NC | Washington | 35.8858 | -76.38 | 568675 | 20211127 | 4 | Creswell Alligood Solar, LLC | 2015 | PJM | PV | c-si | single-axis | 180 | 0 | missing | 14 | 20 | greenfield | non-agrivoltaic | -0.7337
400930 | multi | 59155 | NC | Currituck | 36.4342 | -76.0852 | 429567 | 20210912 | 4 | Shawboro PV1 | 2015 | PJM | PV | c-si | fixed-tilt | 182 | 25 | missing | 20 | 29.5 | greenfield | non-agrivoltaic | -0.02386
400899 | single | 59117 | NC | Bladen | 34.8345 | -78.8434 | 415151 | 20210312 | 4 | DD Fayetteville Solar NC, LLC | 2015 | DUK | PV | c-si | fixed-tilt | 180 | 20 | missing | 23.1 | 29.2 | greenfield | non-agrivoltaic | 0.011356
400348 | single | 57994 | NC | Catawba | 35.5889 | -81.2538 | 348218 | 20210717 | 4 | Apple Data Center PV | 2013 | DUK | PV | c-si | single-axis | 179 | 0 | missing | 20 | 25 | greenfield | non-agrivoltaic | 0.042248
400686 | multi | 58701 | NC | Catawba | 35.7389 | -81.2097 | 346237 | 20181129 | 4 | Apple Data Center-PV2 | 2013 | DUK | PV | c-si | single-axis | 179 | 0 | missing | 20 | 25 | greenfield | non-agrivoltaic | 0.050951
400781 | multi | 58868 | NC | Bladen | 34.5347 | -78.8167 | 90805 | 20220814 | 4 | Bladenboro Farm | 2013 | CPLE | PV | c-si | fixed-tilt | 186 | 25 | missing | 5 | 6.5 | greenfield | non-agrivoltaic | 0.03775
401316 | single | 59824 | NC | Lee | 35.4594 | -79.1806 | 90152 | 20200414 | 4 | Sweetgum Solar | 2015 | CPLE | PV | c-si | fixed-tilt | 180 | 20 | missing | 4.9 | 6.9 | greenfield | non-agrivoltaic | 0.14273
402518 | single | 61658 | NC | Lee | 35.4624 | -79.1808 | 33796 | 20200414 | 4 | Cougar Solar, LLC | 2017 | CPLE | PV | c-si | fixed-tilt | 180 | 20 | missing | 1.9 | 2.7 | greenfield | non-agrivoltaic | 0.2138
401534 | multi | 60136 | NC | Lee | 35.4522 | -79.1831 | 91235 | 20200414 | 4 | Elm Solar, LLC | 2015 | DUK | PV | c-si | fixed-tilt | 180 | 20 | missing | 4.9 | 6.7 | greenfield | non-agrivoltaic | 0.077053
400056 | single | 56938 | NC | New Hanover | 34.2871 | -77.9806 | 36073 | 20220130 | 4 | SunEdison LV Sutton Plant Site | 2008 | CPLE | PV | c-si | single-axis | 180 | 0 | missing | 1.2 | 1.2 | greenfield | non-agrivoltaic | -0.77403
400082 | single | 57200 | NC | Cleveland | 35.2543 | -81.5961 | 25878 | 20200806 | 4 | Shelby Solar Energy Generation Facility | 2010 | DUK | PV | c-si | single-axis | 180 | 0 | missing | 1 | 1 | greenfield | non-agrivoltaic | -0.66009
400441 | multi | 58273 | NC | Robeson | 34.561 | -79.2798 | 101609 | 20211214 | 4 | South Robeson Farm | 2012 | CPLE | PV | c-si | fixed-tilt | 180 | 25 | missing | 4.9 | 6.4 | greenfield | non-agrivoltaic | -0.14435
400460 | multi | 58311 | NC | Columbus | 34.3252 | -78.7644 | 127412 | 20190521 | 4 | Chadbourn Farm | 2012 | CPLE | PV | c-si | fixed-tilt | 180 | 25 | missing | 5 | 7 | greenfield | non-agrivoltaic | -0.31483
400462 | single | 58313 | NC | Davie | 35.8786 | -80.5428 | 99856 | 20190624 | 4 | Mocksville Farm | 2012 | CPLE | PV | c-si | fixed-tilt | 180 | 25 | missing | 5 | 6.4 | greenfield | non-agrivoltaic | -0.12093
400466 | single | 58317 | NC | Robeson | 34.7252 | -79.3374 | 98893 | 20211214 | 4 | Watts Farm | 2012 | CPLE | PV | c-si | fixed-tilt | 180 | 25 | missing | 5 | 6.4 | greenfield | non-agrivoltaic | -0.1077
400469 | single | 58323 | NC | Robeson | 34.8463 | -79.1293 | 101281 | 20200906 | 4 | Shannon Farm | 2012 | CPLE | PV | c-si | fixed-tilt | 180 | 25 | missing | 5 | 6.5 | greenfield | non-agrivoltaic | -0.11911
400472 | single | 58333 | NC | Lenoir | 35.3317 | -77.6663 | 101427 | 20190131 | 4 | Lenoir Farm | 2013 | CPLE | PV | c-si | fixed-tilt | 190 | 25 | missing | 5 | 6 | greenfield | non-agrivoltaic | -0.22551
400473 | multi | 58334 | NC | Lenoir | 35.3531 | -77.4747 | 89866 | 20190404 | 4 | Lenoir Farm 2 | 2013 | CPLE | PV | c-si | fixed-tilt | 188 | 25 | missing | 5 | 6 | greenfield | non-agrivoltaic | -0.064275
400474 | single | 58335 | NC | Union | 34.9895 | -80.3856 | 96354 | 20210407 | 4 | Marshville Farm | 2013 | DUK | PV | c-si | fixed-tilt | 180 | 25 | missing | 5 | 6 | greenfield | non-agrivoltaic | -0.15953
400484 | single | 58345 | NC | Wayne | 35.2196 | -78.0699 | 103230 | 20220220 | 4 | Mt. Olive Farm 2 | 2013 | CPLE | PV | c-si | fixed-tilt | 180 | 25 | missing | 5 | 6.7 | greenfield | non-agrivoltaic | -0.10374
400486 | single | 58347 | NC | Richmond | 34.966 | -79.6101 | 107824 | 20211123 | 4 | Rock Farm | 2013 | CPLE | PV | c-si | fixed-tilt | 195 | 25 | missing | 5 | 6.7 | greenfield | non-agrivoltaic | -0.16232
400547 | single | 58480 | NC | Washington | 35.8753 | -76.7102 | 109708 | 20210526 | 4 | Plymouth Solar, LLC | 2012 | PJM | PV | c-si | fixed-tilt | 180 | 25 | missing | 5 | 6.5 | greenfield | non-agrivoltaic | -0.22356
400561 | single | 58495 | NC | Robeson | 34.7139 | -79.3535 | 60481 | 20210508 | 4 | Progress Solar III, LLC | 2012 | CPLE | PV | c-si | fixed-tilt | 180 | 20 | missing | 3.5 | 4.5 | greenfield | non-agrivoltaic | 0.097522
400584 | single | 58524 | NC | Wake | 35.7143 | -78.4998 | 19091 | 20210408 | 4 | Neuse River Solar Farm | 2011 | DUK | PV | c-si | fixed-tilt | 180 | 25 | missing | 1.1 | 1.3 | greenfield | non-agrivoltaic | -0.03614
400634 | single | 58605 | NC | Wayne | 35.3124 | -78.1573 | 86673 | 20191224 | 4 | Blueberry One | 2016 | DUK | PV | c-si | fixed-tilt | 180 | 20 | missing | 5 | 6.8 | greenfield | non-agrivoltaic | 0.18339
400676 | multi | 58673 | NC | Gates | 36.4478 | -76.8046 | 132856 | 20211215 | 4 | Gates Solar, LLC | 2015 | PJM | PV | c-si | single-axis | 180 | 0 | missing | 5 | 6.5 | greenfield | non-agrivoltaic | -0.44226
400678 | single | 58675 | NC | Beaufort | 35.5178 | -77.0879 | 88921 | 20210706 | 4 | Chocowinity Solar, LLC | 2014 | DUK | PV | c-si | fixed-tilt | 180 | 20 | missing | 5 | 6.5 | greenfield | non-agrivoltaic | 0.069884
400700 | single | 58726 | NC | Catawba | 35.7557 | -81.2349 | 82663 | 20191125 | 4 | Flash Solar | 2015 | DUK | PV | c-si | fixed-tilt | 180 | 20 | missing | 5 | 6.4 | greenfield | non-agrivoltaic | 0.16149
400701 | single | 58730 | NC | Rutherford | 35.3172 | -81.9274 | 54806 | 20200403 | 4 | Amethyst Solar | 2016 | DUK | PV | c-si | fixed-tilt | 180 | 25 | missing | 3 | 4.3 | greenfield | non-agrivoltaic | 0.18344
400702 | single | 58731 | NC | Catawba | 35.6503 | -81.2081 | 84015 | 20210717 | 4 | Angel Solar | 2015 | DUK | PV | c-si | fixed-tilt | 180 | 20 | missing | 5 | 6.4 | greenfield | non-agrivoltaic | 0.13511
400703 | single | 58732 | NC | Cleveland | 35.328 | -81.6219 | 44287 | 20200903 | 4 | Audrey Solar | 2016 | DUK | PV | c-si | fixed-tilt | 180 | 25 | missing | 3 | 3.7 | greenfield | non-agrivoltaic | 0.29122
400704 | single | 58735 | NC | Rowan | 35.5419 | -80.364 | 60889 | 20220706 | 4 | Buddy Solar | 2015 | DUK | PV | c-si | fixed-tilt | 180 | 20 | missing | 4 | 4.7 | greenfield | non-agrivoltaic | 0.15656
400705 | single | 58739 | NC | Alamance | 36.1503 | -79.3485 | 52782 | 20210221 | 4 | Milo Solar | 2016 | DUK | PV | c-si | fixed-tilt | 180 | 25 | missing | 3 | 4.3 | greenfield | non-agrivoltaic | 0.24718
400706 | single | 58740 | NC | Alamance | 35.9504 | -79.3614 | 49412 | 20210221 | 4 | Minnie Solar | 2016 | DUK | PV | c-si | fixed-tilt | 180 | 25 | missing | 3 | 4.1 | greenfield | non-agrivoltaic | 0.27914
400707 | single | 58741 | NC | Guilford | 35.9919 | -79.5481 | 90315 | 20210527 | 4 | Nick Solar | 2014 | CPLE | PV | c-si | fixed-tilt | 180 | 20 | missing | 4 | 6.5 | greenfield | non-agrivoltaic | 0.045977
400708 | single | 58742 | NC | Catawba | 35.5857 | -81.3161 | 84395 | 20200903 | 4 | Owen Solar | 2016 | DUK | PV | c-si | fixed-tilt | 180 | 25 | missing | 5 | 7 | greenfield | non-agrivoltaic | 0.27846
400709 | single | 58745 | NC | Cleveland | 35.3054 | -81.6969 | 68436 | 20200626 | 4 | Sophie Solar | 2016 | DUK | PV | c-si | fixed-tilt | 180 | 25 | missing | 4.5 | 5.9 | greenfield | non-agrivoltaic | 0.3477
400732 | single | 58791 | NC | Duplin | 34.9877 | -78.1374 | 94186 | 20190109 | 4 | Kirkwall Holdings | 2016 | DUK | PV | c-si | fixed-tilt | 180 | 20 | missing | 5 | 7 | greenfield | non-agrivoltaic | 0.095783
400740 | single | 58799 | NC | Beaufort | 35.5015 | -76.878 | 116749 | 20210704 | 4 | Pamlico Partners Solar | 2013 | CPLE | PV | c-si | fixed-tilt | 180 | 25 | missing | 5 | 7 | greenfield | non-agrivoltaic | -0.20852
400743 | single | 58803 | NC | Duplin | 34.9561 | -77.9848 | 40309 | 20200603 | 4 | Kenansville Solar 2, LLC | 2016 | DUK | PV | c-si | fixed-tilt | 180 | 20 | missing | 2 | 2.6 | greenfield | non-agrivoltaic | -0.11225
400745 | single | 58806 | NC | Lenoir | 35.2978 | -77.5532 | 66117 | 20200403 | 4 | Albemarle Solar Center, LLC | 2014 | CPLE | PV | c-si | fixed-tilt | 180 | 25 | missing | 5 | 6.6 | greenfield | non-agrivoltaic | 0.63608
400747 | single | 58808 | NC | Pitt | 35.669 | -77.385 | 102547 | 20210422 | 4 | Flemming Solar Center, LLC | 2014 | CPLE | PV | c-si | fixed-tilt | 180 | 20 | missing | 5 | 6.4 | greenfield | non-agrivoltaic | -0.15656
400748 | single | 58809 | NC | Pitt | 35.4333 | -77.4386 | 83893 | 20190404 | 4 | Littlefield Solar Center, LLC | 2015 | CPLE | PV | c-si | fixed-tilt | 180 | 25 | missing | 5 | 6.4 | greenfield | non-agrivoltaic | 0.13745
400754 | single | 58828 | NC | Catawba | 35.6296 | -81.1577 | 96728 | 20210701 | 4 | Apple One | 2015 | DUK | PV | c-si | fixed-tilt | 180 | 20 | missing | 5 | 6.4 | greenfield | non-agrivoltaic | -0.077017
400755 | single | 58829 | NC | Catawba | 35.6554 | -81.1838 | 91935 | 20170520 | 4 | Sonne Two | 2016 | DUK | PV | c-si | fixed-tilt | 180 | 20 | batteries | 5 | 6.9 | greenfield | non-agrivoltaic | 0.11129
400768 | single | 58849 | NC | Nash | 36.0083 | -77.8082 | 40770 | 20200403 | 4 | Castalia Solar | 2014 | CPLE | PV | c-si | fixed-tilt | 180 | 20 | missing | 2 | 2.7 | greenfield | non-agrivoltaic | -0.075738
400777 | single | 58863 | NC | Cleveland | 35.3531 | -81.4255 | 98951 | 20211101 | 4 | Waco Farm | 2013 | DUK | PV | c-si | fixed-tilt | 180 | 20 | missing | 5 | 6.5 | greenfield | non-agrivoltaic | -0.0871
400778 | multi | 58864 | NC | Wake | 35.5578 | -78.7355 | 87512 | 20220504 | 4 | Sunfish Farm | 2015 | CPLE | PV | c-si | fixed-tilt | 180 | 20 | missing | 5 | 6.4 | greenfield | non-agrivoltaic | 0.070609
400787 | multi | 58880 | NC | Scotland | 34.7752 | -79.5589 | 190719 | 20211123 | 1 | North Carolina Solar III, LLC | 2013 | DUK | PV | c-si | fixed-tilt | 180 | 25 | missing | 4.9 | 6.4 | greenfield | non-agrivoltaic | -0.76785
400815 | single | 58952 | NC | Columbus | 34.3027 | -78.8358 | 85733 | 20220814 | 4 | Dessie Solar Center, LLC | 2014 | CPLE | PV | c-si | fixed-tilt | 180 | 22 | missing | 4.8 | 6.5 | greenfield | non-agrivoltaic | 0.12747
400818 | single | 58955 | NC | Vance | 36.2758 | -78.3771 | 84814 | 20200711 | 4 | BearPond Solar Center, LLC | 2014 | CPLE | PV | c-si | fixed-tilt | 180 | 22 | missing | 4.8 | 6.5 | greenfield | non-agrivoltaic | 0.14488
400819 | single | 58956 | NC | Hoke | 34.9457 | -79.1935 | 86541 | 20200906 | 4 | Shankle Solar Center, LLC | 2015 | CPLE | PV | c-si | fixed-tilt | 180 | 22 | missing | 4.8 | 6.6 | greenfield | non-agrivoltaic | 0.13695
400861 | single | 59051 | NC | Duplin | 34.9855 | -78.0371 | 36046 | 20220130 | 4 | Kenansville | 2013 | DUK | PV | c-si | fixed-tilt | 180 | 20 | missing | 1.9 | 2.6 | greenfield | non-agrivoltaic | 0.049378
400887 | single | 59102 | NC | Burke | 35.7557 | -81.4156 | 101183 | 20211023 | 4 | Dragstrip Farm | 2014 | DUK | PV | thin-film | fixed-tilt | 180 | 20 | missing | 5 | 6.1 | greenfield | non-agrivoltaic | -0.20155
400889 | multi | 59105 | NC | Rockingham | 36.3924 | -79.6492 | 105979 | 20181121 | 4 | Market Farm | 2014 | DUK | PV | c-si | fixed-tilt | 190 | 20 | missing | 4.9 | 6 | greenfield | non-agrivoltaic | -0.27934
400890 | single | 59106 | NC | Greene | 35.4445 | -77.6492 | 43093 | 20200403 | 4 | Snow Hill Solar 2, LLC | 2014 | CPLE | PV | c-si | fixed-tilt | 180 | 25 | missing | 2 | 2.7 | greenfield | non-agrivoltaic | -0.15138
400891 | single | 59107 | NC | Wayne | 35.2007 | -78.0847 | 120644 | 20191224 | 4 | Mount Olive Farm | 2014 | CPLE | PV | thin-film | fixed-tilt | 180 | 20 | missing | 5 | 6.8 | greenfield | non-agrivoltaic | -0.28466
400892 | single | 59109 | NC | Moore | 35.3028 | -79.7017 | 98578 | 20200903 | 4 | Spicewood Solar Farm, LLC | 2014 | CPLE | PV | c-si | fixed-tilt | 180 | 20 | missing | 5 | 6 | greenfield | non-agrivoltaic | -0.18929
400894 | single | 59111 | NC | Rowan | 35.6675 | -80.5233 | 82325 | 20210221 | 4 | West Salisbury Farm, LLC | 2015 | DUK | PV | thin-film | fixed-tilt | 225 | 20 | missing | 5 | 6.4 | greenfield | non-agrivoltaic | 0.16823
400895 | single | 59112 | NC | Chatham | 35.7204 | -79.5039 | 98802 | 20210527 | 4 | Siler Solar, LLC | 2017 | CPLE | PV | thin-film | fixed-tilt | 180 | 20 | missing | 5 | 6.7 | greenfield | non-agrivoltaic | -0.042107
400896 | multi | 59113 | NC | Caswell | 36.4126 | -79.3148 | 113428 | 20201123 | 4 | Yanceyville Farm 2, LLC | 2015 | CPLE | PV | c-si | fixed-tilt | 180 | 20 | missing | 5 | 6 | greenfield | non-agrivoltaic | -0.35812
400898 | multi | 59115 | NC | Sampson | 34.9747 | -78.5179 | 52640 | 20220814 | 4 | Anderson Farm, LLC | 2014 | CPLE | PV | thin-film | fixed-tilt | 180 | 20 | missing | 1.9 | 2.8 | greenfield | non-agrivoltaic | -0.35188
400900 | single | 59119 | NC | Duplin | 35.0119 | -78.116 | 27405 | 20210929 | 1 | Warsaw I | 2013 | DUK | PV | c-si | fixed-tilt | 180 | 20 | missing | 2 | 2.6 | greenfield | non-agrivoltaic | 0.53123
400904 | single | 59123 | NC | Chatham | 35.567 | -79.0327 | 66241 | 20191212 | 1 | Moncure Farm, LLC | 2014 | CPLE | PV | c-si | fixed-tilt | 181 | 20 | missing | 3 | 4.5 | greenfield | non-agrivoltaic | -0.039533
400905 | single | 59124 | NC | Vance | 36.2865 | -78.3863 | 59480 | 20220214 | 4 | Martin Creek Farm, LLC | 2014 | CPLE | PV | c-si | fixed-tilt | 180 | 20 | missing | 3 | 3.9 | greenfield | non-agrivoltaic | -0.089653
400923 | single | 59146 | NC | Durham | 35.9116 | -78.8735 | 37618 | 20220211 | 4 | XPF Solar Field | 2014 | DUK | PV | c-si | fixed-tilt | 180 | -9999 | missing | 3 | 3.9 | greenfield | non-agrivoltaic | 0.71764
400924 | single | 59148 | NC | Martin | 35.8358 | -77.2666 | 81624 | 20210422 | 4 | Green Farm | 2016 | PJM | PV | c-si | fixed-tilt | 180 | 20 | missing | 5 | 7 | greenfield | non-agrivoltaic | 0.33811
400927 | multi | 59152 | NC | Greene | 35.3958 | -77.6613 | 80536 | 20190319 | 4 | Thornton PV1 | 2015 | DUK | PV | c-si | fixed-tilt | 190 | 20 | missing | 5 | 6.5 | greenfield | non-agrivoltaic | 0.23113
400931 | multi | 59156 | NC | Cumberland | 35.0209 | -78.7885 | 112394 | 20220504 | 4 | Carter PV1 | 2014 | CPLE | PV | thin-film | fixed-tilt | 180 | 20 | missing | 5 | 7 | greenfield | non-agrivoltaic | -0.1593
400932 | single | 59157 | NC | Richmond | 34.9088 | -79.8287 | 113274 | 20210903 | 4 | Pecan PV1 | 2014 | CPLE | PV | thin-film | fixed-tilt | 180 | 20 | missing | 5 | 7 | greenfield | non-agrivoltaic | -0.16955
400934 | single | 59162 | NC | Gaston | 35.375 | -81.087 | 79543 | 20220313 | 4 | Mariposa Solar Center, LLC | 2016 | DUK | PV | c-si | fixed-tilt | 180 | 25 | batteries | 5 | 6.4 | greenfield | non-agrivoltaic | 0.22585
400935 | multi | 59163 | NC | Lenoir | 35.3653 | -77.4517 | 86040 | 20190404 | 4 | Highland Solar Center, LLC | 2015 | CPLE | PV | c-si | fixed-tilt | 180 | 25 | missing | 5 | 6.4 | greenfield | non-agrivoltaic | 0.09711
400942 | multi | 59171 | NC | Bertie | 36.0167 | -76.8825 | 128086 | 20220115 | 4 | Windsor Solar | 2014 | PJM | PV | thin-film | fixed-tilt | 180 | 20 | missing | 5 | 6.7 | greenfield | non-agrivoltaic | -0.37058
400945 | multi | 59174 | NC | Bertie | 36.1416 | -77.2103 | 123687 | 20210422 | 4 | Lewiston Solar | 2014 | PJM | PV | thin-film | fixed-tilt | 180 | 20 | missing | 5 | 6.7 | greenfield | non-agrivoltaic | -0.33116
401653 | multi | 60363 | NC | Northampton | 36.3486 | -77.2221 | 95726 | 20210422 | 1 | White Farm Solar, LLC | 2016 | PJM | PV | c-si | fixed-tilt | 180 | 20 | missing | 5.2 | 7.2 | greenfield | non-agrivoltaic | 0.11471
400948 | single | 59177 | NC | Hertford | 36.3744 | -76.9398 | 120991 | 20210715 | 4 | Winton Solar | 2016 | PJM | PV | c-si | fixed-tilt | 180 | 25 | missing | 5 | 7 | greenfield | non-agrivoltaic | -0.25306
400959 | single | 59190 | NC | Chatham | 35.8238 | -79.08 | 38868 | 20210221 | 4 | Vickers | 2014 | CPLE | PV | c-si | fixed-tilt | 180 | 20 | missing | 2 | 2.7 | greenfield | non-agrivoltaic | -0.00706
400960 | single | 59191 | NC | Sampson | 35.2422 | -78.3876 | 93952 | 20210408 | 4 | Soluga Farms 1 | 2014 | CPLE | PV | c-si | fixed-tilt | 180 | 20 | missing | 5 | 6.4 | greenfield | non-agrivoltaic | -0.035597
400961 | single | 59192 | NC | Bladen | 34.5001 | -78.6896 | 90317 | 20210811 | 4 | Soluga Farms 2, LLC | 2014 | CPLE | PV | c-si | fixed-tilt | 183 | 20 | missing | 5 | 6.4 | greenfield | non-agrivoltaic | 0.02249
400970 | single | 59217 | NC | Davie | 35.9043 | -80.4183 | 99450 | 20220830 | 4 | Tiburon Holdings | 2016 | DUK | PV | c-si | fixed-tilt | 180 | 20 | missing | 5 | 6.6 | greenfield | non-agrivoltaic | -0.072779
401012 | multi | 59337 | NC | Wayne | 35.2133 | -78.0885 | 125503 | 20210722 | 4 | Harrell's Hill Solar Center, LLC | 2015 | CPLE | PV | c-si | fixed-tilt | 180 | 25 | missing | 5 | 6.4 | greenfield | non-agrivoltaic | -0.39842
401030 | single | 59376 | NC | Harnett | 35.3299 | -78.6144 | 85750 | 20220504 | 4 | Dunn | 2012 | CPLE | PV | c-si | fixed-tilt | 180 | 20 | missing | 2 | 2.4 | greenfield | non-agrivoltaic | -0.88584
401031 | single | 59377 | NC | Wake | 35.652 | -78.7581 | 17085 | 20210221 | 4 | Town of Cary | 2012 | CPLE | PV | c-si | fixed-tilt | 180 | 20 | missing | 1.5 | 1.8 | greenfield | non-agrivoltaic | 0.75333
401058 | single | 59426 | NC | Perquimans | 36.2509 | -76.5021 | 86211 | 20210618 | 4 | GKS Solar | 2015 | PJM | PV | c-si | fixed-tilt | 180 | 20 | missing | 5 | 6.6 | greenfield | non-agrivoltaic | 0.14314
401060 | single | 59429 | NC | Hertford | 36.3629 | -76.9151 | 86261 | 20210715 | 4 | Downs Farm Solar | 2015 | PJM | PV | c-si | fixed-tilt | 180 | 20 | missing | 5 | 6.5 | greenfield | non-agrivoltaic | 0.11764
401101 | single | 59488 | NC | Pender | 34.6135 | -77.9298 | 99670 | 20220126 | 4 | Bearford Solar II | 2018 | DUK | PV | c-si | fixed-tilt | 180 | 25 | missing | 4.9 | 7 | greenfield | non-agrivoltaic | 0.009152
401108 | single | 59501 | NC | Johnston | 35.4895 | -78.3067 | 82555 | 20200227 | 1 | Nitro Solar | 2015 | CPLE | PV | c-si | fixed-tilt | 180 | 25 | missing | 5 | 6.2 | greenfield | non-agrivoltaic | 0.11232
401109 | single | 59502 | NC | Vance | 36.2487 | -78.3483 | 84027 | 20220214 | 4 | Melinda Solar | 2015 | CPLE | PV | c-si | fixed-tilt | 180 | 20 | missing | 5 | 6.2 | greenfield | non-agrivoltaic | 0.084451
401110 | single | 59503 | NC | Rockingham | 36.2908 | -79.6236 | 90695 | 20210821 | 4 | Jacob Solar | 2016 | DUK | PV | c-si | fixed-tilt | 180 | 20 | missing | 5 | 7.1 | greenfield | non-agrivoltaic | 0.17976
401111 | single | 59504 | NC | Craven | 35.2193 | -77.0702 | 81295 | 20210929 | 4 | Porter Solar | 2015 | CPLE | PV | c-si | fixed-tilt | 180 | 20 | missing | 5 | 6 | greenfield | non-agrivoltaic | 0.084858
401112 | single | 59505 | NC | Warren | 36.4345 | -77.9705 | 80654 | 20220214 | 4 | Sun Devil Solar | 2015 | CPLE | PV | c-si | fixed-tilt | 180 | 20 | missing | 5 | 6.2 | greenfield | non-agrivoltaic | 0.14983
401116 | single | 59509 | NC | Johnston | 35.6635 | -78.5212 | 65347 | 20220504 | 4 | Murdock Solar | 2016 | CPLE | PV | c-si | fixed-tilt | 180 | 20 | batteries | 4 | 5.4 | greenfield | non-agrivoltaic | 0.27194
401117 | multi | 59510 | NC | Rockingham | 36.2831 | -79.5669 | 78981 | 20210821 | 4 | Husky Solar | 2016 | DUK | PV | c-si | fixed-tilt | 180 | 20 | missing | 5 | 6.3 | greenfield | non-agrivoltaic | 0.21115
401118 | single | 59511 | NC | Cleveland | 35.1787 | -81.6651 | 59298 | 20200727 | 4 | Beetle Solar | 2016 | DUK | PV | c-si | fixed-tilt | 180 | 20 | missing | 4 | 4.8 | greenfield | non-agrivoltaic | 0.23616
401119 | multi | 59512 | NC | Johnston | 35.3973 | -78.5112 | 63914 | 20210411 | 4 | Happy Solar | 2016 | CPLE | PV | c-si | fixed-tilt | 180 | 20 | missing | 4 | 5.3 | greenfield | non-agrivoltaic | 0.27805
401122 | single | 59515 | NC | Hertford | 36.4202 | -77.1004 | 115261 | 20211119 | 4 | Benthall Bridge PV 1 | 2016 | PJM | PV | c-si | single-axis | 180 | 0 | missing | 5 | 6.5 | greenfield | non-agrivoltaic | -0.28403
401124 | multi | 59517 | NC | Hertford | 36.2687 | -77.0608 | 80379 | 20210707 | 4 | Baker PV 1 | 2016 | PJM | PV | c-si | fixed-tilt | 190 | 20 | batteries | 5 | 7 | greenfield | non-agrivoltaic | 0.36626
401126 | single | 59519 | NC | Catawba | 35.7117 | -81.1338 | 54075 | 20191125 | 4 | Old Catawba PV 1 | 2015 | DUK | PV | c-si | fixed-tilt | 190 | 20 | missing | 3.5 | 5 | greenfield | non-agrivoltaic | 0.48016
401127 | multi | 59520 | NC | Alamance | 36.1206 | -79.5221 | 75847 | 20220302 | 4 | Manning PV 1 | 2018 | DUK | PV | c-si | fixed-tilt | 190 | 20 | missing | 5 | 7 | greenfield | non-agrivoltaic | 0.4765
401128 | single | 59521 | NC | Randolph | 35.5391 | -79.8033 | 74561 | 20220415 | 4 | Little River PV 1 | 2015 | DUK | PV | c-si | fixed-tilt | 190 | 20 | missing | 5 | 7 | greenfield | non-agrivoltaic | 0.51023
401140 | single | 59534 | NC | Johnston | 35.4325 | -78.4129 | 89246 | 20210408 | 4 | 4 Oaks | 2015 | CPLE | PV | c-si | fixed-tilt | 180 | 25 | missing | 5 | 6.5 | greenfield | non-agrivoltaic | 0.064246
401147 | multi | 59542 | NC | Buncombe | 35.6577 | -82.7102 | 52658 | 20191103 | 4 | Innovative Solar 6 | 2016 | CPLE | PV | c-si | fixed-tilt | 180 | 20 | missing | 3.6 | 4.8 | greenfield | non-agrivoltaic | 0.45241
401153 | multi | 59549 | NC | Martin | 35.8561 | -77.1131 | 182814 | 20200703 | 4 | Everetts Wildcat Solar, LLC | 2015 | PJM | PV | c-si | single-axis | 180 | 0 | missing | 5 | 7 | greenfield | non-agrivoltaic | -0.66758
401155 | single | 59551 | NC | Robeson | 34.5822 | -78.9429 | 64535 | 20200107 | 4 | FLS Solar 200, LLC | 2014 | CPLE | PV | c-si | fixed-tilt | 180 | 20 | missing | 4.3 | 4.7 | greenfield | non-agrivoltaic | 0.064167
401158 | single | 59554 | NC | Rutherford | 35.32 | -81.7649 | 33258 | 20200403 | 4 | Innovative Solar 15, LLC | 2014 | DUK | PV | c-si | fixed-tilt | 180 | 20 | missing | 1.5 | 2.5 | greenfield | non-agrivoltaic | 0.11375
401163 | single | 59561 | NC | Lenoir | 35.231 | -77.5534 | 107809 | 20200403 | 4 | Crockett Farm | 2014 | CPLE | PV | thin-film | fixed-tilt | 180 | 20 | missing | 5 | 6.4 | greenfield | non-agrivoltaic | -0.2211
401166 | single | 59564 | NC | Cleveland | 35.2601 | -81.5174 | 109595 | 20200903 | 4 | Hutchinson Farm | 2014 | DUK | PV | thin-film | fixed-tilt | 180 | 20 | missing | 5 | 6.7 | greenfield | non-agrivoltaic | -0.18359
401167 | single | 59565 | NC | Johnston | 35.4266 | -78.401 | 85676 | 20210408 | 4 | Keen Farm | 2015 | CPLE | PV | c-si | fixed-tilt | 180 | 20 | missing | 5 | 6.5 | greenfield | non-agrivoltaic | 0.12855
401168 | single | 59566 | NC | Yadkin | 36.1263 | -80.7992 | 82400 | 20220302 | 4 | Ashley Solar Farm | 2015 | DUK | PV | thin-film | fixed-tilt | 180 | 20 | missing | 4 | 5 | greenfield | non-agrivoltaic | -0.19323
401169 | single | 59567 | NC | Pender | 34.6096 | -77.9242 | 91869 | 20220126 | 4 | Bearford Farm Solar Project | 2017 | CPLE | PV | c-si | fixed-tilt | 190 | 20 | missing | 5 | 6.4 | greenfield | non-agrivoltaic | -0.002879
401174 | single | 59576 | NC | Randolph | 35.818 | -79.7728 | 85632 | 20220415 | 4 | Millikan Farm | 2015 | DUK | PV | c-si | fixed-tilt | 180 | 20 | missing | 5 | 7 | greenfield | non-agrivoltaic | 0.25308
401178 | multi | 59581 | NC | Orange | 36.0799 | -79.1997 | 91761 | 20210221 | 4 | Stout Farm | 2014 | DUK | PV | c-si | fixed-tilt | 180 | 20 | missing | 5 | 6.6 | greenfield | non-agrivoltaic | 0.045049
401179 | single | 59583 | NC | Cumberland | 35.204 | -78.6797 | 113965 | 20200308 | 4 | Tart Farm | 2016 | CPLE | PV | c-si | fixed-tilt | 180 | 20 | missing | 5 | 6.5 | greenfield | non-agrivoltaic | -0.27044
401180 | single | 59584 | NC | Johnston | 35.5114 | -78.2891 | 89794 | 20190126 | 4 | Wellons Farm | 2015 | DUK | PV | c-si | fixed-tilt | 180 | 20 | missing | 5 | 6.7 | greenfield | non-agrivoltaic | 0.10202
401182 | single | 59587 | NC | Yadkin | 36.1984 | -80.6966 | 63139 | 20220302 | 4 | Yadkin 601 Farm | 2015 | DUK | PV | c-si | fixed-tilt | 180 | 20 | missing | 3 | 3.9 | greenfield | non-agrivoltaic | -0.17016
401184 | single | 59591 | NC | Northampton | 36.4347 | -77.5663 | 94362 | 20220615 | 4 | Schell Solar Farm | 2016 | PJM | PV | c-si | fixed-tilt | 180 | 20 | missing | 5 | 6.8 | greenfield | non-agrivoltaic | 0.047949
401185 | single | 59592 | NC | Moore | 35.2425 | -79.3198 | 69955 | 20210621 | 4 | Sedberry Farm | 2016 | CPLE | PV | c-si | fixed-tilt | 180 | 20 | missing | 5 | 6.2 | greenfield | non-agrivoltaic | 0.3989
401186 | multi | 59593 | NC | Vance | 36.3698 | -78.4134 | 96117 | 20170801 | 4 | Spring Valley Farm 2, LLC | 2017 | CPLE | PV | c-si | fixed-tilt | 180 | 20 | missing | 5 | 6.4 | greenfield | non-agrivoltaic | -0.068098
401193 | single | 59603 | NC | Robeson | 34.4966 | -79.05 | 87051 | 20220401 | 4 | Walters Solar (FLS 260) | 2015 | CPLE | PV | c-si | fixed-tilt | 180 | 20 | missing | 5 | 6.5 | greenfield | non-agrivoltaic | 0.10315
401194 | single | 59604 | NC | Vance | 36.413 | -78.4624 | 87978 | 20211226 | 4 | Stagecoach Solar | 2015 | DUK | PV | c-si | fixed-tilt | 180 | 20 | missing | 5 | 6.3 | greenfield | non-agrivoltaic | 0.038315
401195 | single | 59605 | NC | Vance | 36.3253 | -78.344 | 84320 | 20200711 | 4 | Vicksburg Solar | 2015 | CPLE | PV | c-si | fixed-tilt | 180 | 20 | missing | 5 | 6.4 | greenfield | non-agrivoltaic | 0.12927
401196 | multi | 59606 | NC | Warren | 36.417 | -78.2616 | 50268 | 20220214 | 4 | Soul City Solar | 2015 | CPLE | PV | c-si | fixed-tilt | 180 | 20 | missing | 3.5 | 3.8 | greenfield | non-agrivoltaic | 0.12277
401217 | single | 59641 | NC | Northampton | 36.4684 | -77.5938 | 119446 | 20220611 | 4 | Garysburg Solar | 2016 | PJM | PV | c-si | fixed-tilt | 180 | 25 | missing | 5 | 6.2 | greenfield | non-agrivoltaic | -0.3791
401218 | single | 59642 | NC | Northampton | 36.5155 | -77.6571 | 117341 | 20181223 | 4 | Gaston Solar | 2016 | PJM | PV | c-si | fixed-tilt | 180 | 25 | missing | 5 | 6.2 | greenfield | non-agrivoltaic | -0.35938
401219 | single | 59643 | NC | Northampton | 36.477 | -77.4674 | 114030 | 20220615 | 4 | Seaboard Solar, LLC | 2016 | PJM | PV | c-si | fixed-tilt | 180 | 25 | missing | 5 | 6.2 | greenfield | non-agrivoltaic | -0.32687
401220 | single | 59645 | NC | Wayne | 35.1812 | -78.0986 | 87876 | 20191224 | 4 | Mt. Olive Solar 1 | 2015 | CPLE | PV | c-si | fixed-tilt | 180 | 20 | missing | 5 | 6.5 | greenfield | non-agrivoltaic | 0.088309
401373 | single | 59908 | NC | Wayne | 35.1797 | -78.1001 | 35368 | 20191216 | 4 | Mount Olive Solar | 2016 | CPLE | PV | c-si | fixed-tilt | 180 | 25 | missing | 2 | 2.8 | greenfield | non-agrivoltaic | 0.19847
401221 | single | 59646 | NC | Duplin | 35.0599 | -77.8267 | 81741 | 20191224 | 4 | FLS Solar 230 (Warren) | 2015 | CPLE | PV | c-si | fixed-tilt | 180 | 20 | missing | 4.8 | 6.3 | greenfield | non-agrivoltaic | 0.15408
401222 | multi | 59648 | NC | Edgecombe | 35.8595 | -77.5003 | 122255 | 20190404 | 4 | Tarboro Solar | 2016 | PJM | PV | c-si | fixed-tilt | 180 | 25 | missing | 5 | 6.2 | greenfield | non-agrivoltaic | -0.40437
401231 | single | 59667 | NC | Robeson | 34.7126 | -79.3021 | 89327 | 20210508 | 1 | Innovative Solar 48 | 2015 | DUK | PV | c-si | fixed-tilt | 180 | 20 | missing | 4.9 | 6.3 | greenfield | non-agrivoltaic | 0.015406
401233 | single | 59670 | NC | Cleveland | 35.2601 | -81.4184 | 33040 | 20211101 | 4 | Innovative Solar 23 | 2015 | DUK | PV | c-si | fixed-tilt | 180 | 20 | missing | 1.9 | 2.8 | greenfield | non-agrivoltaic | 0.31665
401235 | single | 59675 | NC | Robeson | 34.8567 | -79.1052 | 80293 | 20220104 | 4 | Innovative Solar 44 | 2015 | DUK | PV | c-si | fixed-tilt | 180 | 20 | missing | 4.9 | 6.1 | greenfield | non-agrivoltaic | 0.13076
401237 | multi | 59677 | NC | Sampson | 35.0423 | -78.3358 | 82076 | 20200227 | 4 | Innovative Solar 64 | 2016 | DUK | PV | c-si | fixed-tilt | 180 | 20 | missing | 4.9 | 6.4 | greenfield | non-agrivoltaic | 0.17322
401246 | multi | 59694 | NC | Duplin | 34.7915 | -78.0145 | 91964 | 20220130 | 4 | Aspen Solar, LLC | 2015 | DUK | PV | c-si | fixed-tilt | 180 | 20 | missing | 4.9 | 6.7 | greenfield | non-agrivoltaic | 0.064723
401282 | single | 59760 | NC | Warren | 36.4108 | -78.1313 | 88333 | 20220216 | 4 | Red Hill Solar Center, LLC | 2014 | CPLE | PV | c-si | fixed-tilt | 180 | 20 | missing | 4.9 | 6.4 | greenfield | non-agrivoltaic | 0.056212
401284 | single | 59762 | NC | Columbus | 34.3097 | -78.8339 | 86177 | 20190521 | 4 | Broadway Solar Center, LLC | 2014 | CPLE | PV | c-si | fixed-tilt | 180 | 20 | missing | 4.9 | 6.6 | greenfield | non-agrivoltaic | 0.14379
401304 | multi | 59796 | NC | Bertie | 36.1556 | -77.2197 | 85286 | 20211119 | 4 | Kelford | 2016 | PJM | PV | c-si | fixed-tilt | 180 | 20 | missing | 4.7 | 6.4 | greenfield | non-agrivoltaic | 0.11105
401322 | single | 59831 | NC | Cumberland | 35.2171 | -78.6898 | 85857 | 20220504 | 4 | Royal Solar | 2015 | CPLE | PV | c-si | fixed-tilt | 180 | 20 | missing | 4.9 | 6.6 | greenfield | non-agrivoltaic | 0.14984
401323 | single | 59832 | NC | Lenoir | 35.3521 | -77.4713 | 85413 | 20190404 | 4 | Kinston Solar | 2015 | CPLE | PV | c-si | fixed-tilt | 180 | 20 | missing | 5 | 6.6 | greenfield | non-agrivoltaic | 0.1583
401324 | single | 59833 | NC | Scotland | 34.7573 | -79.4253 | 83740 | 20211123 | 4 | Laurinburg Solar | 2015 | CPLE | PV | c-si | fixed-tilt | 180 | 20 | missing | 5 | 6.5 | greenfield | non-agrivoltaic | 0.1657
401326 | single | 59835 | NC | Sampson | 35.2515 | -78.3666 | 35892 | 20200227 | 4 | Newton Grove | 2015 | CPLE | PV | c-si | fixed-tilt | 180 | 25 | missing | 1.9 | 2.4 | greenfield | non-agrivoltaic | -0.062138
401341 | single | 59856 | NC | Gates | 36.4471 | -76.5804 | 214550 | 20210422 | 4 | SoINCPower 6, LLC | 2015 | PJM | PV | c-si | single-axis | 180 | 0 | missing | 5 | 7 | greenfield | non-agrivoltaic | -0.78758
401657 | multi | 60369 | NC | Nash | 36.0552 | -77.7599 | 94292 | 20220818 | 4 | Battleboro Farm | 2016 | PJM | PV | thin-film | fixed-tilt | 180 | 20 | missing | 5.2 | 6.8 | greenfield | non-agrivoltaic | 0.04907
402135 | single | 61089 | NC | Nash | 36.0582 | -77.7572 | 116759 | 20220818 | 4 | Fisher Solar Farm-NC | 2015 | DUK | PV | thin-film | fixed-tilt | 180 | 20 | missing | 5 | 6.5 | greenfield | non-agrivoltaic | -0.29936
401370 | multi | 59901 | NC | Duplin | 35.0959 | -77.8117 | 199757 | 20190131 | 4 | Albertson Solar, LLC | 2015 | CPLE | PV | c-si | single-axis | 180 | 0 | missing | 5 | 7 | greenfield | non-agrivoltaic | -0.73639
401376 | single | 59912 | NC | Lincoln | 35.4262 | -80.9964 | 79740 | 20220313 | 4 | Freemont Solar Center, LLC | 2016 | DUK | PV | c-si | fixed-tilt | 180 | 25 | missing | 5 | 6.4 | greenfield | non-agrivoltaic | 0.22164
401377 | multi | 59914 | NC | Granville | 36.3538 | -78.5832 | 74019 | 20220818 | 4 | Crestwood Solar Center, LLC | 2016 | CPLE | PV | c-si | fixed-tilt | 180 | 25 | missing | 5 | 6.4 | greenfield | non-agrivoltaic | 0.35305
401380 | single | 59917 | NC | Jones | 34.9964 | -77.2197 | 89732 | 20220201 | 4 | Pollocksville Solar | 2016 | CPLE | PV | c-si | fixed-tilt | 180 | 20 | missing | 5 | 7 | greenfield | non-agrivoltaic | 0.17395
401382 | single | 59921 | NC | Harnett | 35.3689 | -78.8032 | 90515 | 20200308 | 4 | Lillington Solar | 2017 | CPLE | PV | c-si | fixed-tilt | 180 | 20 | missing | 5 | 7 | greenfield | non-agrivoltaic | 0.15964
401386 | single | 59928 | NC | Vance | 36.2581 | -78.4183 | 84657 | 20211226 | 4 | Vance Solar Farm, LLC | 2016 | DUK | PV | c-si | fixed-tilt | 180 | 20 | missing | 4.9 | 7 | greenfield | non-agrivoltaic | 0.27303
401388 | multi | 59930 | NC | Union | 34.9702 | -80.3889 | 99412 | 20210407 | 4 | BG Stewart Solar Farm, LLC | 2015 | DUK | PV | c-si | fixed-tilt | 180 | 20 | missing | 4.9 | 6.4 | greenfield | non-agrivoltaic | -0.11486
401390 | multi | 59934 | NC | Cumberland | 35.2193 | -78.6692 | 59751 | 20220504 | 4 | Soluga Farms IV | 2018 | SEPA | PV | c-si | fixed-tilt | 180 | 25 | missing | 3.4 | 4.5 | greenfield | non-agrivoltaic | 0.11679
401804 | single | 60580 | NC | Cumberland | 35.2173 | -78.6734 | 92676 | 20220504 | 4 | Soluga Farms III | 2015 | CPLE | PV | thin-film | fixed-tilt | 180 | 20 | missing | 5 | 6.5 | greenfield | non-agrivoltaic | 0.007134
401391 | single | 59936 | NC | Rowan | 35.5554 | -80.3851 | 88818 | 20190708 | 4 | Meadowbrook Solar Farm | 2016 | DUK | PV | c-si | fixed-tilt | 180 | 20 | missing | 4.9 | 6.8 | greenfield | non-agrivoltaic | 0.14323
401392 | single | 59937 | NC | Harnett | 35.4153 | -78.6902 | 76914 | 20220504 | 4 | Coats Solar Farm, LLC | 2016 | DUK | PV | c-si | fixed-tilt | 180 | 20 | missing | 4.9 | 7 | greenfield | non-agrivoltaic | 0.44938
401402 | single | 59950 | NC | Yadkin | 36.1408 | -80.6104 | 62879 | 20220302 | 4 | Yadkinville Solar | 2015 | DUK | PV | c-si | fixed-tilt | 180 | 20 | missing | 3.5 | 4.8 | greenfield | non-agrivoltaic | 0.1385
401467 | multi | 60048 | NC | Beaufort | 35.4998 | -77.1083 | 237602 | 20220327 | 4 | TWE Chocowinity Solar, LLC | 2015 | DUK | PV | c-si | fixed-tilt | 180 | 20 | batteries | 4.5 | 4.9 | greenfield | non-agrivoltaic | -1.0419
401468 | single | 60050 | NC | Haywood | 35.4734 | -82.8906 | 27073 | 20191023 | 4 | Innovative Solar 10 | 2015 | DUK | PV | c-si | fixed-tilt | 180 | 20 | missing | 1.5 | 1.9 | greenfield | non-agrivoltaic | 0.008053
401469 | single | 60051 | NC | Rutherford | 35.3772 | -81.7951 | 36407 | 20200403 | 4 | Innovative Solar 18, LLC | 2015 | DUK | PV | c-si | fixed-tilt | 180 | 20 | missing | 1.9 | 2.7 | greenfield | non-agrivoltaic | 0.092423
401470 | single | 60052 | NC | Burke | 35.7098 | -81.4126 | 35380 | 20211023 | 4 | Innovative Solar 26, LLC | 2015 | DUK | PV | c-si | fixed-tilt | 180 | 20 | missing | 1.9 | 2.6 | greenfield | non-agrivoltaic | 0.078137
401471 | multi | 60053 | NC | Greene | 35.3952 | -77.6208 | 86697 | 20200403 | 4 | Innovative Solar 63, LLC | 2016 | DUK | PV | c-si | fixed-tilt | 180 | 20 | missing | 4.9 | 6.5 | greenfield | non-agrivoltaic | 0.10962
401473 | single | 60055 | NC | Henderson | 35.363 | -82.3518 | 35271 | 20200209 | 4 | Innovative Solar 16 | 2015 | DUK | PV | c-si | fixed-tilt | 180 | 20 | missing | 2 | 2.5 | greenfield | non-agrivoltaic | 0.022863
401510 | single | 60101 | NC | Cleveland | 35.3099 | -81.5912 | 30455 | 20200727 | 4 | Shelby Randolph Road Solar 1, LLC | 2015 | DUK | PV | c-si | fixed-tilt | 180 | 15 | missing | 1.9 | 2.7 | greenfield | non-agrivoltaic | 0.39948
401511 | multi | 60105 | NC | Cleveland | 35.2323 | -81.5636 | 28341 | 20200727 | 4 | Lafayette Solar I, LLC | 2015 | DUK | PV | c-si | fixed-tilt | 180 | 10 | missing | 1.9 | 2.5 | greenfield | non-agrivoltaic | 0.39009
401512 | single | 60106 | NC | Richmond | 34.9804 | -79.607 | 117886 | 20211031 | 4 | Rockingham Solar, LLC | 2015 | DUK | PV | c-si | fixed-tilt | 180 | 25 | missing | 4.9 | 6.8 | greenfield | non-agrivoltaic | -0.25672
401524 | multi | 60121 | NC | Johnston | 35.5615 | -78.5951 | 32985 | 20220504 | 4 | HCE Johnston I, LLC | 2015 | DUK | PV | c-si | fixed-tilt | 180 | 25 | missing | 2.6 | 2.6 | greenfield | non-agrivoltaic | 0.19116
401529 | single | 60129 | NC | Johnston | 35.6011 | -78.3684 | 33798 | 20201121 | 4 | Red Toad 1425 A Powatan Road, LLC | 2015 | DUK | PV | c-si | fixed-tilt | 180 | 20 | missing | 1.9 | 2.8 | greenfield | non-agrivoltaic | 0.27637
401531 | single | 60133 | NC | Franklin | 36.1 | -78.1563 | 97369 | 20190707 | 4 | Morgan Farm, LLC | 2015 | DUK | PV | c-si | fixed-tilt | 180 | 20 | missing | 4.9 | 6.7 | greenfield | non-agrivoltaic | -0.020962
401532 | single | 60134 | NC | Nash | 36.0217 | -78.0083 | 36875 | 20191001 | 4 | Nashville Farms, LLC | 2015 | DUK | PV | c-si | fixed-tilt | 180 | 25 | missing | 1.9 | 2.6 | greenfield | non-agrivoltaic | 0.015002
401537 | single | 60146 | NC | Lee | 35.5576 | -79.1966 | 91818 | 20210221 | 4 | Cohen Farm Solar, LLC | 2016 | DUK | PV | c-si | fixed-tilt | 180 | 20 | missing | 6.5 | 7 | greenfield | non-agrivoltaic | 0.1364
401538 | multi | 60147 | NC | Robeson | 34.5079 | -79.1376 | 86625 | 20210704 | 4 | Floyd Solar, LLC | 2016 | DUK | PV | c-si | fixed-tilt | 180 | 20 | missing | 6.5 | 6.6 | greenfield | non-agrivoltaic | 0.13539
401550 | single | 60179 | NC | Jones | 35.0347 | -77.1979 | 90057 | 20220220 | 4 | Daystar Solar | 2017 | DUK | PV | c-si | fixed-tilt | 180 | 20 | missing | 5 | 7.1 | greenfield | non-agrivoltaic | 0.1915
401551 | single | 60180 | NC | Harnett | 35.5176 | -78.8016 | 78957 | 20210221 | 4 | Kathleen Solar | 2018 | DUK | PV | c-si | fixed-tilt | 180 | 20 | missing | 5 | 7 | greenfield | non-agrivoltaic | 0.39949
401558 | single | 60188 | NC | Edgecombe | 35.8277 | -77.4577 | 156821 | 20210426 | 4 | Conetoe Solar | 2015 | PJM | PV | c-si | single-axis | 180 | 0 | missing | 5 | 7 | greenfield | non-agrivoltaic | -0.53312
401561 | multi | 60191 | NC | Craven | 35.1531 | -77.1345 | 57496 | 20210715 | 4 | TWE New Bern Solar Project, LLC | 2016 | DUK | PV | c-si | fixed-tilt | 180 | 20 | missing | 4 | 4.5 | greenfield | non-agrivoltaic | 0.17936
401567 | single | 60199 | NC | Cleveland | 35.2633 | -81.5084 | 34160 | 20211023 | 4 | County Home Solar Center, LLC | 2016 | DUK | PV | c-si | fixed-tilt | 180 | 25 | missing | 2 | 2.6 | greenfield | non-agrivoltaic | 0.13376
401594 | multi | 60257 | NC | Vance | 36.3936 | -78.33 | 83590 | 20200711 | 4 | Stainback Solar Farm | 2016 | DUK | PV | c-si | fixed-tilt | 180 | 20 | missing | 5 | 6.9 | greenfield | non-agrivoltaic | 0.27004
401611 | single | 60288 | NC | Robeson | 34.831 | -79.121 | 40774 | 20210704 | 4 | Ajax Solar | 2017 | DUK | PV | c-si | fixed-tilt | 180 | 20 | missing | 4.9 | 6 | greenfield | non-agrivoltaic | 1.6388
402446 | multi | 61561 | NC | Bladen | 34.8177 | -78.6254 | 981850 | 20190916 | 1 | Bladen Solar | 2017 | CPLE | PV | c-si | fixed-tilt | 180 | 20 | missing | 50 | 75 | greenfield | non-agrivoltaic | 0.13954
401626 | multi | 60313 | NC | Pitt | 35.6014 | -77.6372 | 107380 | 20200403 | 4 | Augustus Farm, LLC | 2015 | DUK | PV | thin-film | fixed-tilt | 190 | 20 | missing | 4.9 | 6.8 | greenfield | non-agrivoltaic | -0.13715
401651 | single | 60359 | NC | Gaston | 35.2274 | -81.19 | 84000 | 20210513 | 4 | Gastonia Solar Center | 2018 | DUK | PV | c-si | single-axis | 180 | 0 | batteries | 4.3 | 5.7 | greenfield | non-agrivoltaic | -0.041164
401652 | single | 60361 | NC | Vance | 36.3535 | -78.3808 | 83069 | 20220214 | 4 | Wortham Solar Farm | 2016 | DUK | PV | c-si | fixed-tilt | 180 | 20 | missing | 5 | 6.5 | greenfield | non-agrivoltaic | 0.17899
401658 | single | 60370 | NC | Moore | 35.403 | -79.553 | 86694 | 20210527 | 4 | Flint Hill Solar, LLC | 2016 | CPLE | PV | c-si | fixed-tilt | 180 | 20 | missing | 5.2 | 7.1 | greenfield | non-agrivoltaic | 0.25629
401666 | multi | 60384 | NC | Perquimans | 36.1344 | -76.49 | 95471 | 20210618 | 4 | Hertford Solar Farm | 2016 | PJM | PV | c-si | fixed-tilt | 180 | 25 | missing | 5 | 7 | greenfield | non-agrivoltaic | 0.074593
401672 | single | 60395 | NC | Martin | 35.8733 | -77.1432 | 153299 | 20210715 | 4 | MC1 Solar | 2016 | PJM | PV | c-si | single-axis | 180 | 0 | missing | 5 | 6.6 | greenfield | non-agrivoltaic | -0.56667
401675 | multi | 60398 | NC | Scotland | 34.76 | -79.5012 | 91854 | 20201117 | 4 | Innovative Solar 65 | 2016 | DUK | PV | c-si | fixed-tilt | 180 | 20 | missing | 4.9 | 6.7 | greenfield | non-agrivoltaic | 0.066566
401676 | multi | 60399 | NC | Rutherford | 35.38 | -81.8136 | 83884 | 20200403 | 4 | Lincoln Solar, LLC (NC) | 2016 | DUK | PV | c-si | fixed-tilt | 180 | 20 | missing | 4.9 | 6.4 | greenfield | non-agrivoltaic | 0.13762
401677 | single | 60400 | NC | Lenoir | 35.3687 | -77.4538 | 85277 | 20190404 | 4 | Exum Farm Solar, LLC | 2016 | DUK | PV | c-si | fixed-tilt | 180 | 20 | missing | 4.9 | 6.4 | greenfield | non-agrivoltaic | 0.11121
404019 | multi | 64118 | NC | Nash | 35.8496 | -78.2107 | 90810 | 20200227 | 4 | Nash 97 Solar 2 | 2018 | DUK | PV | c-si | fixed-tilt | 180 | 20 | missing | 4.9 | 7 | greenfield | non-agrivoltaic | 0.15432
401689 | multi | 60415 | NC | Martin | 35.8315 | -77.0231 | 105116 | 20200703 | 4 | Hardison Farm Solar, LLC | 2016 | PJM | PV | c-si | single-axis | 180 | 0 | missing | 5.2 | 7.1 | greenfield | non-agrivoltaic | -0.047788
401705 | multi | 60438 | NC | Nash | 36.1149 | -77.7255 | 63635 | 20220818 | 4 | Whitakers Farm (Fisher Rd) | 2016 | PJM | PV | thin-film | fixed-tilt | 180 | 20 | missing | 3.4 | 4.5 | greenfield | non-agrivoltaic | 0.019393
401735 | single | 60480 | NC | Forsyth | 36.2455 | -80.2553 | 29042 | 20220214 | 4 | Germantown Solar, LLC | 2015 | DUK | PV | c-si | fixed-tilt | 180 | 20 | missing | 1.5 | 2.1 | greenfield | non-agrivoltaic | 0.053174
401781 | single | 60538 | NC | Johnston | 35.4479 | -78.4128 | 82358 | 20210408 | 4 | Langdon Solar Farm, LLC | 2015 | DUK | PV | c-si | fixed-tilt | 180 | 20 | missing | 5 | 6.5 | greenfield | non-agrivoltaic | 0.19329
402077 | single | 60980 | NC | Robeson | 34.8132 | -79.2014 | 93704 | 20210704 | 4 | ZV Solar 1 | 2016 | CPLE | PV | c-si | fixed-tilt | 180 | 20 | missing | 5 | 7 | greenfield | non-agrivoltaic | 0.10387
402227 | single | 61257 | NC | Robeson | 34.8155 | -79.203 | 64732 | 20210704 | 4 | ZV Solar 2, LLC | 2017 | CPLE | PV | c-si | fixed-tilt | 180 | 20 | missing | 4.9 | 7 | greenfield | non-agrivoltaic | 0.81226
401791 | single | 60553 | NC | Vance | 36.2664 | -78.365 | 103578 | 20220214 | 4 | Southerland Farm Solar | 2016 | CPLE | PV | c-si | fixed-tilt | 180 | 20 | missing | 5 | 6.8 | greenfield | non-agrivoltaic | -0.087902
401799 | single | 60575 | NC | Anson | 35.0221 | -80.0961 | 117893 | 20210601 | 4 | Wadesboro Farm 2 | 2016 | CPLE | PV | thin-film | fixed-tilt | 180 | 20 | missing | 5 | 6.5 | greenfield | non-agrivoltaic | -0.31071
401801 | multi | 60577 | NC | Montgomery | 35.378 | -79.9112 | 95377 | 20220118 | 4 | Hector Farm | 2017 | CPLE | PV | c-si | fixed-tilt | 180 | 20 | missing | 5 | 6.6 | greenfield | non-agrivoltaic | -0.012725
401802 | single | 60578 | NC | Nash | 35.7996 | -78.1012 | 91256 | 20190109 | 4 | Kojak Farm | 2016 | CPLE | PV | c-si | fixed-tilt | 182 | 20 | missing | 5 | 6.5 | greenfield | non-agrivoltaic | 0.030263
401814 | single | 60598 | NC | Wayne | 35.3143 | -78.0807 | 105445 | 20220220 | 4 | Wayne Solar II, LLC | 2014 | DUK | PV | c-si | fixed-tilt | 180 | 25 | missing | 5 | 6.5 | greenfield | non-agrivoltaic | -0.17281
401815 | single | 60599 | NC | Duplin | 34.9614 | -77.9804 | 94462 | 20220130 | 4 | Duplin Solar I, LLC (160 Houston Lane) | 2014 | DUK | PV | c-si | fixed-tilt | 191 | 25 | missing | 5 | 6.5 | greenfield | non-agrivoltaic | -0.020965
401818 | single | 60602 | NC | Wayne | 35.223 | -78.0197 | 95171 | 20191224 | 4 | Wayne Solar I, LLC | 2014 | DUK | PV | c-si | fixed-tilt | 180 | 25 | missing | 5 | 6.5 | greenfield | non-agrivoltaic | -0.031812
401837 | single | 60629 | NC | Person | 36.4373 | -78.9716 | 38241 | 20210706 | 4 | Perkins Solar, LLC | 2016 | DUK | PV | c-si | fixed-tilt | 180 | 20 | missing | 2 | 2.8 | greenfield | non-agrivoltaic | 0.072467
401840 | single | 60633 | NC | Bladen | 34.4993 | -78.6532 | 39772 | 20210830 | 4 | Gainey Solar, LLC | 2016 | DUK | PV | c-si | fixed-tilt | 180 | 20 | missing | 2 | 2.8 | greenfield | non-agrivoltaic | 0.012754
401843 | single | 60636 | NC | Harnett | 35.308 | -78.7739 | 93126 | 20201225 | 4 | Bunn Level Farm, LLC | 2016 | DUK | PV | thin-film | fixed-tilt | 180 | 20 | missing | 5 | 6.5 | greenfield | non-agrivoltaic | -5.1e-05
401924 | single | 60761 | NC | Cleveland | 35.1873 | -81.4408 | 109156 | 20211101 | 4 | Roper Farm, LLC | 2015 | DUK | PV | thin-film | fixed-tilt | 180 | 20 | missing | 5 | 6.4 | greenfield | non-agrivoltaic | -0.23662
401937 | single | 60778 | NC | Scotland | 34.7841 | -79.4746 | 107660 | 20211123 | 4 | Hew Fulton Farm, LLC | 2015 | DUK | PV | thin-film | fixed-tilt | 200 | 20 | missing | 5 | 6.5 | greenfield | non-agrivoltaic | -0.19968
401938 | multi | 60779 | NC | Robeson | 34.8888 | -79.0616 | 122415 | 20220104 | 4 | McGoogan Farm, LLC | 2015 | DUK | PV | thin-film | fixed-tilt | 180 | 20 | missing | 5 | 6.5 | greenfield | non-agrivoltaic | -0.35385
401940 | single | 60782 | NC | Pasquotank | 36.2689 | -76.2993 | 85638 | 20200309 | 4 | Barnhill Road Solar, LLC | 2016 | PJM | PV | c-si | fixed-tilt | 180 | 20 | missing | 3.1 | 4.2 | greenfield | non-agrivoltaic | -0.43975
401951 | multi | 60798 | NC | New Hanover | 34.2908 | -77.9751 | 33882 | 20220130 | 4 | South Atlantic Services Solar Farm I | 2013 | DUK | PV | c-si | fixed-tilt | 180 | 20 | missing | 1.6 | 2.1 | greenfield | non-agrivoltaic | -0.16569
401953 | single | 60800 | NC | Rowan | 35.6131 | -80.5329 | 49513 | 20211017 | 4 | Catawba Solar, LLC | 2016 | DUK | PV | c-si | fixed-tilt | 180 | 15 | missing | 2 | 2.4 | greenfield | non-agrivoltaic | -0.45187
402039 | single | 60920 | NC | Cumberland | 34.9347 | -78.9618 | 38721 | 20220104 | 4 | Viper Solar | 2017 | CPLE | PV | thin-film | fixed-tilt | 180 | 20 | missing | 2 | 2.6 | greenfield | non-agrivoltaic | -0.056196
402040 | single | 60921 | NC | Lenoir | 35.2882 | -77.7949 | 41070 | 20191108 | 4 | Scarlet Solar | 2017 | CPLE | PV | c-si | fixed-tilt | 180 | 20 | missing | 2 | 2.8 | greenfield | non-agrivoltaic | -0.034387
402041 | single | 60922 | NC | Wayne | 35.2743 | -78.023 | 42288 | 20191224 | 4 | Ruskin Solar | 2017 | CPLE | PV | thin-film | fixed-tilt | 180 | 20 | missing | 2 | 2.8 | greenfield | non-agrivoltaic | -0.07599
402044 | single | 60929 | NC | Nash | 35.9957 | -77.9362 | 88863 | 20220730 | 4 | Red Oak Solar Farm, LLC | 2016 | DUK | PV | c-si | fixed-tilt | 180 | 20 | missing | 4.9 | 6.9 | greenfield | non-agrivoltaic | 0.16626
402065 | single | 60961 | NC | Cabarrus | 35.4014 | -80.4184 | 86670 | 20200405 | 4 | Violet Solar | 2018 | DUK | PV | c-si | fixed-tilt | 180 | 20 | missing | 5 | 7.7 | greenfield | non-agrivoltaic | 0.40345
402085 | single | 60992 | NC | Halifax | 36.4335 | -77.7198 | 35493 | 20220818 | 4 | Northern Cardinal Solar | 2018 | PJM | PV | c-si | single-axis | 180 | 0 | missing | 2 | 3.6 | greenfield | non-agrivoltaic | 0.67009
402104 | single | 61019 | NC | Chatham | 35.7479 | -79.4523 | 96190 | 20210527 | 4 | Siler 421 Farm, LLC | 2016 | CPLE | PV | c-si | fixed-tilt | 180 | 20 | missing | 4.9 | 6.9 | greenfield | non-agrivoltaic | 0.040946
402112 | single | 61031 | NC | Northampton | 36.5108 | -77.6783 | 138519 | 20181223 | 4 | Floyd Road Solar Farm | 2017 | PJM | PV | c-si | single-axis | 180 | 0 | missing | 5 | 6.8 | greenfield | non-agrivoltaic | -0.43876
402131 | single | 61085 | NC | Robeson | 34.5828 | -79.0313 | 108304 | 20220104 | 4 | Stone Solar | 2016 | CPLE | PV | thin-film | fixed-tilt | 180 | 20 | missing | 5 | 6.7 | greenfield | non-agrivoltaic | -0.16816
402132 | single | 61086 | NC | Iredell | 35.7332 | -80.7636 | 101809 | 20211019 | 4 | Tripple State Farm | 2016 | DUK | PV | thin-film | fixed-tilt | 180 | 20 | missing | 5 | 6.8 | greenfield | non-agrivoltaic | -0.063734
402136 | single | 61090 | NC | Lenoir | 35.2177 | -77.6418 | 93367 | 20201124 | 4 | Kinston Davis Farm | 2015 | CPLE | PV | c-si | fixed-tilt | 180 | 20 | missing | 5 | 6.5 | greenfield | non-agrivoltaic | -0.003869
402137 | single | 61091 | NC | Scotland | 34.7607 | -79.4442 | 91319 | 20211214 | 4 | Laurinburg Farm | 2015 | DUK | PV | thin-film | fixed-tilt | 180 | 20 | missing | 5 | 6.4 | greenfield | non-agrivoltaic | 0.006017
402139 | single | 61093 | NC | Anson | 34.9692 | -79.9429 | 93445 | 20211116 | 4 | Mills Anson Farm | 2016 | CPLE | PV | c-si | fixed-tilt | 180 | 20 | missing | 5 | 6.5 | greenfield | non-agrivoltaic | -0.005097
402140 | single | 61094 | NC | Scotland | 34.8199 | -79.5153 | 109563 | 20201117 | 4 | Old Wire Farm | 2016 | CPLE | PV | thin-film | fixed-tilt | 180 | 20 | missing | 5 | 7.1 | greenfield | non-agrivoltaic | -0.10587
402141 | single | 61095 | NC | Robeson | 34.8087 | -78.9514 | 121163 | 20220104 | 4 | Railroad Farm 2 | 2014 | CPLE | PV | thin-film | fixed-tilt | 186 | 20 | missing | 5 | 6.8 | greenfield | non-agrivoltaic | -0.28977
402142 | single | 61096 | NC | Sampson | 34.9616 | -78.4708 | 48060 | 20220814 | 4 | Sampson Solar | 2015 | CPLE | PV | thin-film | fixed-tilt | 180 | 20 | missing | 2 | 2.7 | greenfield | non-agrivoltaic | -0.28857
402159 | single | 61128 | NC | Rowan | 35.631 | -80.4192 | 87387 | 20191009 | 4 | Salisbury Solar | 2018 | DUK | PV | c-si | fixed-tilt | 180 | 20 | missing | 3.8 | 5.8 | greenfield | non-agrivoltaic | -0.072643
402161 | single | 61131 | NC | Edgecombe | 35.8305 | -77.6152 | 93987 | 20200403 | 4 | Tolson Solar | 2015 | PJM | PV | c-si | single-axis | 180 | 0 | missing | 3 | 4 | greenfield | non-agrivoltaic | -0.57714
402162 | multi | 61134 | NC | Northampton | 36.4421 | -77.1601 | 130582 | 20211119 | 4 | Phelps 158 Solar Farm | 2018 | PJM | PV | c-si | single-axis | 180 | 0 | missing | 5 | 6.5 | greenfield | non-agrivoltaic | -0.42421
402170 | single | 61156 | NC | Robeson | 34.7683 | -78.9829 | 104012 | 20220104 | 4 | St. Pauls Solar 2 | 2017 | DUK | PV | c-si | fixed-tilt | 180 | 20 | missing | 5 | 7 | greenfield | non-agrivoltaic | -0.052968
402171 | single | 61157 | NC | Lee | 35.4695 | -79.1354 | 82762 | 20200414 | 4 | Boaz Farm Solar | 2017 | DUK | PV | c-si | fixed-tilt | 180 | 20 | missing | 5 | 6.9 | greenfield | non-agrivoltaic | 0.28753
402194 | single | 61194 | NC | Robeson | 34.636 | -78.9288 | 85054 | 20220104 | 4 | Barker Solar, LLC | 2017 | CPLE | PV | c-si | fixed-tilt | 180 | 20 | missing | 5 | 6.6 | greenfield | non-agrivoltaic | 0.16522
402211 | single | 61218 | NC | Robeson | 34.5227 | -78.9575 | 97962 | 20220104 | 4 | Broadridge Solar, LLC | 2017 | CPLE | PV | c-si | fixed-tilt | 180 | 20 | missing | 5 | 7.1 | greenfield | non-agrivoltaic | 0.056715
402225 | multi | 61255 | NC | Montgomery | 35.3391 | -79.9011 | 90028 | 20220415 | 4 | Haywood Farm Solar, LLC | 2017 | CPLE | PV | c-si | single-axis | 180 | 0 | missing | 4.9 | 6.9 | greenfield | non-agrivoltaic | 0.14498
402228 | single | 61258 | NC | Duplin | 35.046 | -77.8483 | 43168 | 20190131 | 4 | Innovative Solar 35, LLC | 2017 | CPLE | PV | c-si | fixed-tilt | 180 | 25 | missing | 1.9 | 2.8 | greenfield | non-agrivoltaic | -0.1046
402229 | single | 61259 | NC | Nash | 36.095 | -77.9793 | 47005 | 20220216 | 4 | Innovative Solar 59, LLC | 2017 | CPLE | PV | c-si | fixed-tilt | 180 | 25 | missing | 1.9 | 2.8 | greenfield | non-agrivoltaic | -0.21677
402230 | single | 61260 | NC | Nash | 36.0923 | -77.993 | 43391 | 20220216 | 4 | Innovative Solar 60, LLC | 2017 | DUK | PV | c-si | fixed-tilt | 180 | 25 | missing | 1.9 | 2.8 | greenfield | non-agrivoltaic | -0.11166
402237 | single | 61274 | NC | Wilson | 35.7107 | -77.913 | 50368 | 20220220 | 4 | Wilson Solar Farm 1 | 2017 | CPLE | PV | c-si | fixed-tilt | 180 | 20 | missing | 3.3 | 4.3 | greenfield | non-agrivoltaic | 0.32991
402245 | single | 61283 | NC | Bladen | 34.5483 | -78.8192 | 87862 | 20200128 | 4 | Bladenboro Solar, LLC | 2015 | CPLE | PV | c-si | fixed-tilt | 180 | 20 | missing | 4.8 | 7 | greenfield | non-agrivoltaic | 0.20911
402247 | single | 61287 | NC | Perquimans | 36.1606 | -76.4884 | 81839 | 20210618 | 4 | Sun Farm V, LLC | 2018 | PJM | PV | c-si | fixed-tilt | 180 | 20 | missing | 4.8 | 6.9 | greenfield | non-agrivoltaic | 0.30745
402248 | single | 61288 | NC | Granville | 36.3254 | -78.6204 | 98314 | 20220818 | 4 | Roxboro Solar Farm, LLC | 2015 | CPLE | PV | c-si | fixed-tilt | 180 | 20 | missing | 5 | 7 | greenfield | non-agrivoltaic | 0.029666
402291 | single | 61347 | NC | Wayne | 35.1955 | -77.8945 | 40989 | 20220220 | 4 | Long Henry Solar | 2017 | CPLE | PV | c-si | fixed-tilt | 180 | 20 | missing | 2 | 2.8 | greenfield | non-agrivoltaic | -0.031539
402295 | single | 61351 | NC | Chatham | 35.5408 | -79.4484 | 39743 | 20210527 | 4 | Bear Creek Solar | 2017 | CPLE | PV | thin-film | fixed-tilt | 180 | 20 | missing | 2 | 2.8 | greenfield | non-agrivoltaic | 0.013816
402296 | multi | 61352 | NC | Jones | 35.1344 | -77.5375 | 91861 | 20200403 | 4 | Bondi Solar | 2017 | CPLE | PV | c-si | fixed-tilt | 180 | 20 | missing | 5 | 6.2 | greenfield | non-agrivoltaic | -0.048876
402324 | single | 61403 | NC | Robeson | 34.6704 | -79.2003 | 28010 | 20210704 | 4 | Deep Branch Farm | 2017 | CPLE | PV | c-si | fixed-tilt | 190 | 20 | missing | 5 | 6.5 | greenfield | non-agrivoltaic | 3.4377
402417 | multi | 61527 | NC | Alamance | 36.0743 | -79.3476 | 58126 | 20210221 | 4 | Bakatsias Solar | 2017 | DUK | PV | c-si | fixed-tilt | 180 | 20 | missing | 5 | 5.3 | greenfield | non-agrivoltaic | 0.45299
402418 | multi | 61528 | NC | Pamlico | 35.1478 | -76.8091 | 81537 | 20210704 | 4 | Bayboro Solar Farm | 2017 | CPLE | PV | c-si | fixed-tilt | 180 | 20 | missing | 5 | 5.7 | greenfield | non-agrivoltaic | 0.002261
402422 | multi | 61533 | NC | Moore | 35.4153 | -79.5744 | 81089 | 20210527 | 4 | Mustang Solar | 2018 | CPLE | PV | c-si | fixed-tilt | 180 | 20 | missing | 5 | 7.5 | greenfield | non-agrivoltaic | 0.48075
402423 | multi | 61534 | NC | Rutherford | 35.2977 | -81.8122 | 38347 | 20200403 | 4 | Old Caroleen Solar Farm | 2018 | DUK | PV | c-si | single-axis | 180 | 0 | missing | 2 | 3 | greenfield | non-agrivoltaic | 0.17866
402424 | multi | 61535 | NC | Rowan | 35.7404 | -80.7129 | 80544 | 20211019 | 4 | Statesville Solar | 2017 | DUK | PV | c-si | fixed-tilt | 180 | 20 | missing | 5 | 6.2 | greenfield | non-agrivoltaic | 0.15204
402636 | single | 61842 | NC | Perquimans | 36.1139 | -76.5079 | 128907 | 20210618 | 4 | Sun Farm VI, LLC | 2018 | PJM | PV | c-si | fixed-tilt | 180 | 20 | missing | 4.8 | 6.9 | greenfield | non-agrivoltaic | -0.34477
402660 | single | 61881 | NC | Randolph | 35.5473 | -79.7451 | 45964 | 20220415 | 4 | Morning View | 2018 | CPLE | PV | c-si | fixed-tilt | 180 | 20 | missing | 2 | 2.8 | greenfield | non-agrivoltaic | -0.18819
402661 | single | 61882 | NC | Montgomery | 35.3408 | -79.9925 | 37279 | 20220118 | 4 | Copperfield | 2018 | CPLE | PV | thin-film | fixed-tilt | 180 | 20 | missing | 2 | 2.8 | greenfield | non-agrivoltaic | 0.11247
402662 | single | 61883 | NC | Randolph | 35.6285 | -79.8726 | 19523 | 20220415 | 4 | Hopewell Friends | 2018 | CPLE | PV | c-si | fixed-tilt | 180 | 20 | missing | 1.3 | 1.4 | greenfield | non-agrivoltaic | 0.040457
402759 | single | 62018 | NC | Johnston | 35.5329 | -78.6388 | 19831 | 20220504 | 4 | Page Solar | 2018 | CPLE | PV | c-si | fixed-tilt | 180 | 15 | missing | 1.6 | 1.8 | greenfield | non-agrivoltaic | 0.44426
402818 | single | 62095 | NC | Pender | 34.436 | -77.6413 | 95934 | 20211202 | 4 | Quarter Horse Solar | 2018 | CPLE | PV | c-si | fixed-tilt | 180 | 20 | missing | 4.5 | 6.9 | greenfield | non-agrivoltaic | 0.045011
402888 | single | 62204 | NC | Johnston | 35.5755 | -78.3011 | 55711 | 20200227 | 4 | Red Toad 5840 Buffalo Road, LLC | 2018 | CPLE | PV | c-si | single-axis | 180 | 0 | missing | 2 | 3 | greenfield | non-agrivoltaic | -0.33793
403651 | multi | 63449 | NC | Jones | 35.2166 | -77.4997 | 86857 | 20201124 | 1 | Lang Solar Farm | 2016 | DUK | PV | thin-film | fixed-tilt | 190 | 20 | missing | 5 | 6.4 | greenfield | non-agrivoltaic | 0.082302
403598 | single | 63381 | NC | Robeson | 34.6805 | -79.1851 | 64318 | 20190126 | 4 | Railroad Solar Farm, LLC | 2016 | CPLE | PV | c-si | fixed-tilt | 180 | 25 | missing | 4.1 | 5.4 | greenfield | non-agrivoltaic | 0.29994
403570 | single | 63346 | NC | Harnett | 35.3302 | -78.6111 | 48485 | 20210411 | 4 | Cubera Solar, LLC | 2020 | CPLE | PV | thin-film | single-axis | 180 | 0 | missing | 2 | 2.8 | greenfield | non-agrivoltaic | -0.2553
403560 | single | 63332 | NC | Hertford | 36.246 | -77.0821 | 138729 | 20210707 | 4 | Aulander Hwy 42 Solar, LLC | 2016 | PJM | PV | c-si | single-axis | 180 | 0 | missing | 5 | 7.1 | greenfield | non-agrivoltaic | -0.39451
403526 | single | 63293 | NC | Northampton | 36.5079 | -77.6146 | 62580 | 20211114 | 4 | Cottonwood Solar, LLC | 2018 | PJM | PV | c-si | single-axis | 180 | 0 | missing | 3 | 4.2 | greenfield | non-agrivoltaic | -0.056912
403513 | single | 63272 | NC | Person | 36.4654 | -78.9591 | 34156 | 20211114 | 4 | Woodsdale Farm, LLC | 2018 | DUK | PV | c-si | fixed-tilt | 180 | 20 | missing | 2 | 2.6 | greenfield | non-agrivoltaic | 0.13393
403511 | single | 63270 | NC | Randolph | 35.6016 | -79.7856 | 78135 | 20200603 | 4 | Strider Solar, LLC | 2018 | DUK | PV | c-si | fixed-tilt | 180 | 20 | missing | 5 | 7 | greenfield | non-agrivoltaic | 0.41925
403510 | single | 63267 | NC | Martin | 35.8157 | -77.291 | 34875 | 20210422 | 4 | Meeks Solar, LLC | 2017 | PJM | PV | c-si | fixed-tilt | 180 | 20 | missing | 2 | 2.8 | greenfield | non-agrivoltaic | 0.2222
403509 | multi | 63266 | NC | Pitt | 35.76 | -77.5123 | 35174 | 20190404 | 4 | Penny Hill Solar | 2017 | PJM | PV | c-si | fixed-tilt | 180 | 20 | missing | 2 | 2.7 | greenfield | non-agrivoltaic | 0.14748
403323 | single | 62996 | NC | Johnston | 35.4149 | -78.4091 | 37853 | 20210408 | 4 | ESA Four Oaks 2 NC, LLC | 2019 | CPLE | PV | thin-film | single-axis | 180 | 0 | missing | 2 | 2.4 | greenfield | non-agrivoltaic | -0.13554
403200 | single | 62786 | NC | Johnston | 35.7012 | -78.3268 | 33879 | 20210311 | 4 | Thanksgiving Fire Solar Farm, LLC | 2019 | CPLE | PV | c-si | fixed-tilt | 180 | 20 | missing | 2 | 2.8 | greenfield | non-agrivoltaic | 0.27217
403149 | single | 62693 | NC | Chowan | 36.284 | -76.6019 | 111633 | 20201217 | 4 | Chowan Jehu Solar | 2018 | PJM | PV | c-si | single-axis | 180 | 0 | missing | 5 | 6.6 | greenfield | non-agrivoltaic | -0.22622
403148 | multi | 62692 | NC | Camden | 36.3313 | -76.057 | 148328 | 20210912 | 4 | Sandy Solar | 2018 | PJM | PV | thin-film | single-axis | 180 | 0 | missing | 5 | 6.6 | greenfield | non-agrivoltaic | -0.5361
403147 | single | 62691 | NC | Camden | 36.27 | -76.0327 | 130554 | 20210718 | 4 | Shiloh Hwy Solar | 2017 | PJM | PV | thin-film | single-axis | 180 | 0 | missing | 5 | 7.1 | greenfield | non-agrivoltaic | -0.32662
403099 | multi | 62623 | NC | Chatham | 35.7144 | -79.1178 | 90848 | 20210221 | 4 | Arborgate Solar | 2019 | CPLW | PV | c-si | single-axis | 180 | 0 | missing | 5 | 7 | greenfield | non-agrivoltaic | 0.15364
403098 | multi | 62621 | NC | Montgomery | 35.3577 | -79.9106 | 96843 | 20220118 | 4 | Achilles Solar | 2019 | CPLE | PV | c-si | single-axis | 180 | 0 | missing | 4.9 | 7.1 | greenfield | non-agrivoltaic | 0.074461
403089 | multi | 62603 | NC | Onslow | 34.8399 | -77.2238 | 98025 | 20220201 | 4 | Badger | 2019 | CPLW | PV | c-si | single-axis | 180 | 0 | missing | 5 | 7 | greenfield | non-agrivoltaic | 0.034113
403088 | single | 62602 | NC | Sampson | 35.0123 | -78.3506 | 104750 | 20200227 | 4 | Starr | 2019 | CPLW | PV | c-si | dual-axis | 180 | -9999 | missing | 4.9 | 7.1 | greenfield | non-agrivoltaic | -0.042788
403086 | multi | 62600 | NC | Wayne | 35.4347 | -77.9722 | 93251 | 20191224 | 4 | Cookstown | 2019 | CPLW | PV | c-si | dual-axis | 180 | -9999 | missing | 5 | 6.8 | greenfield | non-agrivoltaic | 0.066134
403053 | single | 62539 | NC | Moore | 35.1346 | -79.4203 | 26465 | 20220205 | 4 | HCE Moore I | 2018 | CPLE | PV | c-si | fixed-tilt | 180 | 20 | missing | 2 | 2.3 | greenfield | non-agrivoltaic | 0.36243
403027 | single | 62487 | NC | Harnett | 35.4119 | -78.6038 | 82752 | 20220504 | 4 | Flowers Solar, LLC | 2019 | CPLE | PV | c-si | single-axis | 180 | 0 | missing | 4.3 | 5.9 | greenfield | non-agrivoltaic | 0.031724
402840 | single | 62129 | NC | Cumberland | 34.9082 | -78.9154 | 44164 | 20210312 | 4 | Panda Solar NC 11, LLC | 2019 | CPLE | PV | c-si | single-axis | 180 | 0 | missing | 2 | 2.6 | greenfield | non-agrivoltaic | -0.23154
402839 | single | 62128 | NC | Cumberland | 34.9091 | -78.9163 | 57304 | 20210312 | 4 | Panda Solar NC 10, LLC | 2019 | CPLE | PV | c-si | single-axis | 180 | 0 | missing | 2 | 2.6 | greenfield | non-agrivoltaic | -0.51754
402838 | single | 62127 | NC | Cumberland | 34.9101 | -78.9174 | 55680 | 20210312 | 4 | Panda Solar NC 9, LLC | 2019 | CPLE | PV | c-si | single-axis | 180 | 0 | missing | 2 | 2.7 | greenfield | non-agrivoltaic | -0.45145
402837 | single | 62126 | NC | Moore | 35.4208 | -79.7048 | 45064 | 20200903 | 4 | Panda Solar NC 8, LLC | 2019 | CPLE | PV | c-si | single-axis | 180 | 0 | missing | 2 | 2.5 | greenfield | non-agrivoltaic | -0.30347
402836 | single | 62125 | NC | Sampson | 35.1219 | -78.204 | 35924 | 20191224 | 4 | Panda Solar NC 7, LLC | 2019 | CPLE | PV | c-si | single-axis | 180 | 0 | missing | 1.5 | 1.9 | greenfield | non-agrivoltaic | -0.35828
402835 | single | 62124 | NC | Columbus | 34.3531 | -78.7882 | 29457 | 20220814 | 4 | Panda Solar NC 6, LLC | 2019 | CPLE | PV | c-si | single-axis | 180 | 0 | missing | 1 | 1.3 | greenfield | non-agrivoltaic | -0.54382
402834 | single | 62123 | NC | Cumberland | 35.0467 | -78.8109 | 27241 | 20220504 | 4 | Panda Solar NC 5, LLC | 2019 | CPLE | PV | c-si | single-axis | 180 | 0 | missing | 1 | 1.3 | greenfield | non-agrivoltaic | -0.46775
402833 | multi | 62122 | NC | Bladen | 34.5181 | -78.5245 | 52643 | 20220814 | 4 | Panda Solar NC 4, LLC | 2019 | CPLE | PV | c-si | single-axis | 180 | 0 | missing | 2 | 2.6 | greenfield | non-agrivoltaic | -0.43243
402832 | single | 62121 | NC | Robeson | 34.6305 | -79.0919 | 53505 | 20210714 | 4 | Panda Solar NC 3, LLC | 2019 | CPLE | PV | c-si | single-axis | 180 | 0 | missing | 2 | 2.6 | greenfield | non-agrivoltaic | -0.44928
402831 | multi | 62120 | NC | Robeson | 34.4389 | -79.0845 | 44628 | 20210714 | 4 | Panda Solar NC 2, LLC | 2019 | CPLE | PV | c-si | single-axis | 180 | 0 | missing | 2 | 2.6 | greenfield | non-agrivoltaic | -0.24452
402813 | single | 62089 | NC | Robeson | 34.4364 | -79.0897 | 22767 | 20220401 | 4 | Panda Solar NC 1, LLC | 2019 | CPLE | PV | c-si | single-axis | 180 | 0 | missing | 1 | 1.3 | greenfield | non-agrivoltaic | -0.26906
402415 | multi | 61525 | NC | Randolph | 35.7287 | -79.7484 | 104093 | 20220415 | 4 | ABD Farms | 2017 | CPLE | PV | c-si | fixed-tilt | 180 | 20 | missing | 5 | 6.2 | greenfield | non-agrivoltaic | -0.2169
402238 | single | 61275 | NC | Wilson | 35.6876 | -78.0266 | 73688 | 20191216 | 4 | Wilson Solar Farm 2 | 2017 | CPLE | PV | c-si | fixed-tilt | 180 | 20 | missing | 3.8 | 6.1 | greenfield | non-agrivoltaic | 0.27504
402196 | multi | 61196 | NC | Columbus | 34.3087 | -78.6998 | 116226 | 20190521 | 4 | Mill Pond Solar Farm, LLC | 2017 | CPLE | PV | c-si | fixed-tilt | 180 | 20 | missing | 5 | 7.1 | greenfield | non-agrivoltaic | -0.18458
402246 | single | 61284 | NC | Cleveland | 35.241 | -81.4295 | 42758 | 20211023 | 4 | Lux Solar, LLC | 2016 | DUK | PV | c-si | fixed-tilt | 180 | 20 | missing | 2 | 2.8 | greenfield | non-agrivoltaic | -0.09141
402195 | single | 61195 | NC | Cleveland | 35.2449 | -81.4301 | 34944 | 20211023 | 4 | 231 Dixon 74 Solar I, LLC | 2017 | CPLE | PV | c-si | fixed-tilt | 180 | 20 | missing | 2 | 2.8 | greenfield | non-agrivoltaic | 0.2188
402158 | single | 61127 | NC | Rutherford | 35.3501 | -81.8188 | 73721 | 20200403 | 4 | Gamble Solar | 2019 | DUK | PV | c-si | fixed-tilt | 180 | 20 | missing | 3 | 4.5 | greenfield | non-agrivoltaic | -0.18557
402133 | multi | 61087 | NC | Anson | 34.9904 | -80.097 | 104086 | 20210710 | 4 | Wadesboro Farm 1 | 2015 | CPLE | PV | thin-film | fixed-tilt | 180 | 25 | missing | 5 | 6.5 | greenfield | non-agrivoltaic | -0.15576
402068 | single | 60965 | NC | Lee | 35.5258 | -79.2016 | 93778 | 20200414 | 4 | Cotten Farm, LLC | 2016 | CPLE | PV | c-si | fixed-tilt | 180 | 20 | missing | 4.9 | 6.8 | greenfield | non-agrivoltaic | 0.057459
401739 | single | 60487 | NC | Hertford | 36.3629 | -76.8605 | 145697 | 20211215 | 4 | River Road Solar, LLC | 2016 | PJM | PV | c-si | single-axis | 180 | 0 | missing | 5 | 7 | greenfield | non-agrivoltaic | -0.46091
401690 | multi | 60416 | NC | Robeson | 34.7168 | -79.315 | 81981 | 20210508 | 4 | Maxton Solar, LLC | 2016 | DUK | PV | c-si | fixed-tilt | 180 | 20 | missing | 4.9 | 7 | greenfield | non-agrivoltaic | 0.33021
401625 | multi | 60312 | NC | Cabarrus | 35.2273 | -80.5445 | 92480 | 20210303 | 4 | Howell Midland Farm, LLC | 2015 | DUK | PV | c-si | fixed-tilt | 180 | 20 | missing | 4.9 | 6.4 | greenfield | non-agrivoltaic | -0.012618
401613 | multi | 60291 | NC | Randolph | 35.8706 | -79.9275 | 71001 | 20210406 | 4 | Trinity Solar | 2019 | DUK | PV | c-si | fixed-tilt | 180 | 10 | missing | 4.9 | 7 | greenfield | non-agrivoltaic | 0.60996
401608 | single | 60284 | NC | Rowan | 35.5131 | -80.4569 | 121456 | 20201003 | 4 | Organ Church Solar | 2019 | DUK | PV | thin-film | fixed-tilt | 180 | 20 | missing | 5 | 7.6 | greenfield | non-agrivoltaic | -0.15309
401586 | multi | 60240 | NC | Caswell | 36.4306 | -79.3496 | 95046 | 20090825 | 4 | Yanceyville Farm 3, LLC | 2015 | DUK | PV | thin-film | fixed-tilt | 180 | 20 | missing | 4.9 | 6.4 | greenfield | non-agrivoltaic | -0.052209
401545 | multi | 60157 | NC | Columbus | 34.308 | -78.2226 | 59313 | 20210829 | 4 | Heedeh Solar | 2018 | DUK | PV | c-si | fixed-tilt | 180 | 20 | missing | 4.5 | 5.4 | greenfield | non-agrivoltaic | 0.45007
401536 | multi | 60144 | NC | Robeson | 34.468 | -79.1541 | 72163 | 20181129 | 4 | Baltimore Church Solar, LLC | 2017 | DUK | PV | c-si | fixed-tilt | 180 | 20 | missing | 5.4 | 5.6 | greenfield | non-agrivoltaic | 0.1653
401513 | single | 60107 | NC | Cleveland | 35.2197 | -81.3314 | 40119 | 20200903 | 4 | York Road Solar I, LLC | 2015 | DUK | PV | c-si | fixed-tilt | 180 | 25 | missing | 1.9 | 2.6 | greenfield | non-agrivoltaic | -0.10578
401432 | multi | 59999 | NC | Orange | 36.083 | -79.2429 | 50713 | 20210209 | 4 | Ouchchy PV1 | 2015 | DUK | PV | c-si | fixed-tilt | 190 | 20 | missing | 3 | 4 | greenfield | non-agrivoltaic | 0.19226
401387 | multi | 59929 | NC | Burke | 35.7213 | -81.4152 | 72739 | 20200903 | 4 | Cline Solar Farm, LLC | 2017 | DUK | PV | c-si | fixed-tilt | 180 | 20 | missing | 4.9 | 6.9 | greenfield | non-agrivoltaic | 0.53093
401283 | single | 59761 | NC | Wilson | 35.7765 | -77.8805 | 99800 | 20220220 | 4 | Van Slyke Solar Center, LLC | 2014 | CPLE | PV | c-si | fixed-tilt | 180 | 20 | missing | 4.9 | 6.6 | greenfield | non-agrivoltaic | -0.077706
400750 | single | 58812 | NC | Wilson | 35.7814 | -77.8836 | 102627 | 20220220 | 4 | Upchurch Solar Center, LLC | 2014 | CPLE | PV | c-si | fixed-tilt | 180 | 20 | missing | 5 | 6.4 | greenfield | non-agrivoltaic | -0.15759
401228 | single | 59663 | NC | Granville | 36.3687 | -78.6262 | 36299 | 20201221 | 4 | Cornwall Solar Center, LLC | 2016 | CPLE | PV | c-si | fixed-tilt | 180 | 25 | missing | 5 | 6.4 | greenfield | non-agrivoltaic | 2.2567
401157 | single | 59553 | NC | Henderson | 35.3689 | -82.359 | 33990 | 20200209 | 4 | Innovative Solar 14, LLC | 2014 | CPLE | PV | c-si | fixed-tilt | 180 | 20 | missing | 1.5 | 2.6 | greenfield | non-agrivoltaic | 0.14179
401121 | multi | 59514 | NC | Martin | 35.8064 | -77.3023 | 86260 | 20210422 | 4 | Flat Meeks PV 1 | 2017 | PJM | PV | c-si | fixed-tilt | 190 | 20 | missing | 5 | 6.5 | greenfield | non-agrivoltaic | 0.11765
400929 | multi | 59154 | NC | Hertford | 36.2613 | -77.078 | 77195 | 20210707 | 4 | Bradley PV1 | 2015 | PJM | PV | thin-film | fixed-tilt | 190 | 20 | missing | 5 | 6.5 | greenfield | non-agrivoltaic | 0.30514
400842 | multi | 59017 | NC | Stokes | 36.3121 | -80.1525 | 65332 | 20220214 | 4 | Carol Jean Solar | 2016 | DUK | PV | c-si | fixed-tilt | 180 | 20 | missing | 4 | 5 | greenfield | non-agrivoltaic | 0.14264
400126 | multi | 57321 | NC | Surry | 36.4752 | -80.6019 | 18605 | 20220302 | 4 | Mayberry Solar, LLC | 2011 | DUK | PV | c-si | fixed-tilt | 180 | 25 | missing | 1.2 | 1.4 | greenfield | non-agrivoltaic | 0.11543
402823 | single | 62100 | NC | Warren | 36.4125 | -78.1756 | 84619 | 20220214 | 4 | Warrenton I Solar | 2018 | CPLE | PV | c-si | fixed-tilt | 180 | 20 | missing | 4.9 | 6.9 | greenfield | non-agrivoltaic | 0.24876
400643 | multi | 58623 | NC | Scotland | 34.772 | -79.3391 | 396826 | 20210928 | 4 | Holstein Plant | 2015 | CPLE | PV | c-si | fixed-tilt | 180 | 20 | missing | 20 | 25.7 | greenfield | non-agrivoltaic | -0.1067
401088 | single | 59474 | NC | Catawba | 35.6956 | -81.1517 | 302693 | 20191125 | 4 | Apple Data Center PV3 | 2015 | DUK | PV | c-si | single-axis | 178 | 0 | missing | 17.5 | 21.9 | greenfield | non-agrivoltaic | 0.054037
401362 | single | 59887 | NC | Beaufort | 35.4559 | -77.1358 | 283715 | 20220327 | 4 | Beaufort Solar, LLC | 2015 | CPLE | PV | c-si | fixed-tilt | 176 | 20 | missing | 15 | 20 | greenfield | non-agrivoltaic | 0.014688
401105 | single | 59498 | NC | Nash | 35.7965 | -78.1429 | 150273 | 20220922 | 4 | Tracy Solar | 2015 | DUK | PV | c-si | fixed-tilt | 181 | 20 | batteries | 11.66 | 15 | greenfield | non-agrivoltaic | 0.63598
401656 | single | 60367 | NC | Alamance | 35.8639 | -79.4254 | 91344 | 20210527 | 4 | Snow Camp Solar, LLC | 2016 | CPLE | PV | c-si | fixed-tilt | 180 | 20 | missing | 6.66 | 8.2 | greenfield | non-agrivoltaic | 0.4231
401944 | multi | 60787 | NC | Martin | 35.8943 | -77.1628 | 174152 | 20210715 | 4 | Williamston Speight Solar, LLC | 2016 | PJM | PV | c-si | single-axis | 180 | 0 | missing | 15 | 20.9 | greenfield | non-agrivoltaic | 1.0638
402243 | single | 61280 | NC | Wilson | 35.7562 | -78.0136 | 139891 | 20220220 | 4 | Wilson Solar Farm 7 | 2017 | CPLE | PV | c-si | fixed-tilt | 180 | 20 | missing | 10 | 12.3 | greenfield | non-agrivoltaic | 0.38402
401229 | multi | 59665 | NC | Anson | 34.8237 | -79.9477 | 1178725 | 20211116 | 4 | Innovative Solar 37, LLC | 2017 | DUK | PV | c-si | fixed-tilt | 180 | 20 | missing | 78.7 | 110 | greenfield | non-agrivoltaic | 0.49832
400733 | multi | 58792 | NC | Cleveland | 35.2811 | -81.6159 | 338768 | 20200903 | 4 | Ayrshire | 2017 | DUK | PV | thin-film | fixed-tilt | 180 | 20 | missing | 19.4 | 27 | greenfield | non-agrivoltaic | 0.20976
401782 | multi | 60539 | NC | Cumberland | 34.8387 | -78.8768 | 1298887 | 20200108 | 4 | Innovative Solar 42 | 2017 | DUK | PV | c-si | single-axis | 188 | 0 | missing | 71 | 92 | greenfield | non-agrivoltaic | 0.021816
401123 | multi | 59516 | NC | Halifax | 36.4175 | -77.6556 | 207487 | 20090825 | 4 | American Legion PV 1 | 2017 | PJM | PV | c-si | fixed-tilt | 191 | 20 | missing | 15.84 | 20 | greenfield | non-agrivoltaic | 0.56338
401434 | multi | 60001 | NC | Hertford | 36.4525 | -77.1215 | 407066 | 20211119 | 4 | Vaughn Creek PV1 | 2017 | DUK | PV | c-si | single-axis | 180 | 0 | missing | 19.9 | 26 | greenfield | non-agrivoltaic | -0.1256
401844 | single | 60637 | NC | Halifax | 36.373 | -77.5719 | 495039 | 20220615 | 4 | Cork Oak Solar | 2017 | PJM | PV | c-si | single-axis | 180 | 0 | missing | 20.25 | 26.2 | greenfield | non-agrivoltaic | -0.35752
401663 | multi | 60380 | NC | Scotland | 34.8384 | -79.3858 | 1516842 | 20211214 | 4 | Shoe Creek Solar, LLC | 2017 | DUK | PV | c-si | single-axis | 180 | 20 | missing | 64.48 | 92 | greenfield | non-agrivoltaic | -0.19381
401845 | multi | 60638 | NC | Halifax | 36.3959 | -77.5928 | 388977 | 20220818 | 4 | Sunflower Solar | 2017 | PJM | PV | c-si | single-axis | 180 | 0 | missing | 16.2 | 21 | greenfield | non-agrivoltaic | -0.335
402537 | multi | 61693 | NC | Pitt | 35.3806 | -77.4087 | 737577 | 20190417 | 4 | Buckleberry Solar | 2018 | CPLE | PV | c-si | fixed-tilt | 181 | 20 | missing | 52.1 | 75 | greenfield | non-agrivoltaic | 0.67551
402943 | single | 62330 | NC | Camden | 36.3123 | -76.1256 | 124171 | 20210715 | 4 | Camden Dam Solar, LLC | 2019 | PJM | PV | thin-film | single-axis | 180 | 0 | missing | 5 | 7.2 | greenfield | non-agrivoltaic | -0.25033
401552 | single | 60181 | NC | Craven | 35.1688 | -77.1172 | 119865 | 20220318 | 4 | Grove Solar | 2019 | DUK | PV | thin-film | single-axis | 180 | 0 | missing | 5 | 7 | greenfield | non-agrivoltaic | -0.24155
403136 | multi | 62678 | NC | Pender | 34.6791 | -77.9781 | 1564664 | 20200603 | 4 | Crooked Run | 2019 | DUK | PV | thin-film | single-axis | 204 | 20 | missing | 70.1 | 105 | greenfield | non-agrivoltaic | -0.05705
401321 | multi | 59829 | NC | Duplin | 34.8029 | -78.0045 | 125759 | 20220130 | 4 | Hickory | 2019 | CPLE | PV | c-si | single-axis | 180 | 0 | missing | 5 | 7.2 | greenfield | non-agrivoltaic | -0.26584
403122 | single | 62660 | NC | Lee | 35.4273 | -79.1293 | 82421 | 20200414 | 4 | 1025 Traveller Solar, LLC | 2019 | CPLE | PV | thin-film | single-axis | 180 | 0 | missing | 5 | 6.7 | greenfield | non-agrivoltaic | 0.24342
403121 | multi | 62659 | NC | Jones | 35.065 | -77.185 | 166502 | 20191225 | 4 | Pecan Grove Solar, LLC | 2019 | CPLE | PV | thin-film | single-axis | 180 | 0 | missing | 5 | 6.7 | greenfield | non-agrivoltaic | -0.62628
401706 | single | 60440 | NC | Sampson | 35.0198 | -78.3514 | 81467 | 20200227 | 4 | McGrigor Farm Solar | 2019 | CPLE | PV | c-si | single-axis | 180 | 0 | missing | 5 | 6.8 | greenfield | non-agrivoltaic | 0.28959
402941 | multi | 62328 | NC | Martin | 35.8282 | -76.7912 | 149544 | 20211203 | 4 | Mill Pond Solar, LLC | 2019 | PJM | PV | c-si | single-axis | 180 | 0 | missing | 5 | 7.4 | greenfield | non-agrivoltaic | -0.43043
402403 | multi | 61512 | NC | Vance | 36.4722 | -78.3185 | 845051 | 20201221 | 4 | Bullock Solar, LLC | 2017 | CPLE | PV | c-si | fixed-tilt | 180 | 20 | missing | 50 | 75 | greenfield | non-agrivoltaic | 0.40153
401230 | multi | 59666 | NC | Robeson | 34.8035 | -79.3287 | 774954 | 20211214 | 4 | Innovative Solar 47 | 2017 | DUK | PV | c-si | single-axis | 180 | 0 | missing | 35 | 47 | greenfield | non-agrivoltaic | -0.19388
401368 | single | 59899 | NC | Beaufort | 35.4744 | -77.1124 | 52096 | 20210715 | 1 | Choco Solar, LLC | 2014 | CPLE | PV | c-si | single-axis | 180 | 0 | missing | 5 | 7 | greenfield | non-agrivoltaic | 1.368
401817 | multi | 60601 | NC | Beaufort | 35.476 | -77.1126 | 68008 | 20210715 | 1 | Bay Branch Solar | 2018 | CPLE | PV | thin-film | single-axis | 180 | 0 | missing | 5 | 7.5 | greenfield | non-agrivoltaic | 0.85764
401872 | multi | 60691 | NC | Randolph | 35.7515 | -79.7823 | 77020 | 20220415 | 4 | Tanager Holdings | 2019 | CPLE | PV | thin-film | single-axis | 180 | 0 | missing | 5 | 6.8 | greenfield | non-agrivoltaic | 0.39172
400162 | multi | 57435 | NC | Hertford | 36.4245 | -77.0626 | 111826 | 20211119 | 4 | Solar Star North Carolina II, LLC | 2011 | PJM | PV | c-si | single-axis | 180 | 0 | missing | 5 | 7.5 | greenfield | non-agrivoltaic | -0.057871
400767 | multi | 58848 | NC | Duplin | 35.0009 | -78.125 | 1097383 | 20210929 | 1 | Warsaw Farm | 2015 | CPLE | PV | thin-film | fixed-tilt | 180 | 20 | missing | 64.8 | 87.5 | greenfield | non-agrivoltaic | 0.21049
400928 | multi | 59153 | NC | Nash | 36.1271 | -77.7215 | 310829 | 20220818 | 4 | Watson Seed Farm PV1 | 2015 | PJM | PV | thin-film | fixed-tilt | 191 | 20 | missing | 20 | 25 | greenfield | non-agrivoltaic | 0.22521
401133 | single | 59526 | NC | Nash | 36.1309 | -77.737 | 463634 | 20220818 | 4 | Whitakers | 2015 | PJM | PV | c-si | single-axis | 181 | 0 | missing | 12 | 16.8 | greenfield | non-agrivoltaic | -0.71111
401232 | single | 59669 | NC | Lenoir | 35.2059 | -77.7127 | 806114 | 20200403 | 4 | Innovative Solar 54 | 2018 | DUK | PV | c-si | fixed-tilt | 181 | 20 | missing | 50 | 73.7 | greenfield | non-agrivoltaic | 0.45818
401238 | multi | 59678 | NC | Pender | 34.6139 | -77.9973 | 697942 | 20220130 | 4 | Innovative Solar 67 | 2018 | DUK | PV | c-si | single-axis | 181 | 0 | missing | 33.3 | 49 | greenfield | non-agrivoltaic | 0.00861
401403 | multi | 59951 | NC | Warren | 36.516 | -78.0308 | 497067 | 20220216 | 4 | Five Forks Solar | 2019 | PJM | PV | c-si | single-axis | 180 | 0 | missing | 20 | 26 | greenfield | non-agrivoltaic | -0.37062
401454 | multi | 60030 | NC | Northampton | 36.4906 | -77.4823 | 2454328 | 20220611 | 4 | Pecan Solar | 2018 | PJM | PV | thin-film | single-axis | 181 | 0 | missing | 74.9 | 111.3 | greenfield | non-agrivoltaic | -0.51804
401539 | single | 60149 | NC | Bladen | 34.534 | -78.312 | 640241 | 20210830 | 4 | Innovative Solar 43, LLC | 2016 | DUK | PV | c-si | fixed-tilt | 181 | 20 | missing | 38.9 | 51 | greenfield | non-agrivoltaic | 0.20885
401692 | multi | 60422 | NC | Pasquotank | 36.4128 | -76.3695 | 343380 | 20210618 | 4 | Morgan's Corner | 2015 | PJM | PV | c-si | fixed-tilt | 181 | 20 | missing | 19.65 | 25 | greenfield | non-agrivoltaic | 0.063679
401755 | multi | 60510 | NC | Perquimans | 36.222 | -76.4556 | 224749 | 20201217 | 4 | Two Mile Desert Project | 2019 | PJM | PV | c-si | fixed-tilt | 169 | 15 | missing | 16.2 | 21 | greenfield | non-agrivoltaic | 0.5008
401825 | multi | 60611 | NC | Currituck | 36.4795 | -76.1551 | 1875827 | 20211021 | 4 | Summit Farms Solar | 2017 | PJM | PV | c-si | single-axis | 181 | 0 | missing | 60 | 83.5 | greenfield | non-agrivoltaic | -0.53573
402612 | single | 61813 | NC | Currituck | 36.4726 | -76.1575 | 1815944 | 20211021 | 4 | Ranchland Solar, LLC | 2017 | PJM | PV | c-si | single-axis | 180 | 0 | missing | 60 | 84.5 | greenfield | non-agrivoltaic | -0.49296
402090 | multi | 60997 | NC | Martin | 35.8201 | -77.3063 | 148131 | 20210715 | 4 | Everett PV1 | 2019 | PJM | PV | c-si | fixed-tilt | 191 | 20 | missing | 10 | 13 | greenfield | non-agrivoltaic | 0.38051
402326 | single | 61405 | NC | Lenoir | 35.2991 | -77.8223 | 96503 | 20200403 | 4 | Moorings Farm 2, LLC | 2017 | CPLE | PV | thin-film | fixed-tilt | 180 | 20 | missing | 5 | 6.7 | greenfield | non-agrivoltaic | -0.007884
402595 | multi | 61778 | NC | Halifax | 36.2046 | -77.6242 | 430645 | 20220818 | 4 | North 301 Solar | 2019 | PJM | PV | c-si | single-axis | 181 | 0 | missing | 20 | 26.9 | greenfield | non-agrivoltaic | -0.15541
402596 | single | 61781 | NC | Chowan | 36.0513 | -76.545 | 97540 | 20200309 | 4 | Edenton Solar | 2019 | PJM | PV | c-si | fixed-tilt | 200 | 20 | missing | 5 | 7.5 | greenfield | non-agrivoltaic | 0.15024
402788 | multi | 62054 | NC | Perquimans | 36.1575 | -76.4903 | 131850 | 20210618 | 4 | Alpha Value Solar | 2019 | PJM | PV | thin-film | single-axis | 180 | 0 | missing | 5 | 6.9 | greenfield | non-agrivoltaic | -0.37008
402896 | multi | 62223 | NC | Sampson | 35.2547 | -78.3685 | 125436 | 20210408 | 4 | Warren Solar Farm, LLC | 2019 | CPLE | PV | c-si | single-axis | 180 | 0 | missing | 5 | 7 | greenfield | non-agrivoltaic | -0.2965
402952 | multi | 62340 | NC | Hertford | 36.2535 | -77.0511 | 1451177 | 20210707 | 4 | Aulander Holloman Solar, LLC | 2018 | PJM | PV | c-si | single-axis | 180 | 0 | missing | 80 | 125 | greenfield | non-agrivoltaic | 0.34612
403082 | single | 62595 | NC | Johnston | 35.7362 | -78.3549 | 87988 | 20200227 | 4 | Wendell Solar Farm, LLC | 2019 | CPLE | PV | c-si | single-axis | 180 | 0 | missing | 5 | 6.3 | greenfield | non-agrivoltaic | 0.038152
403083 | single | 62596 | NC | Nash | 35.818 | -78.1347 | 79804 | 20210722 | 4 | Sabattus Solar, LLC | 2019 | CPLE | PV | c-si | fixed-tilt | 180 | 20 | missing | 5 | 7.1 | greenfield | non-agrivoltaic | 0.4061
403382 | multi | 63076 | NC | Northampton | 36.4719 | -77.5398 | 2210429 | 20220615 | 4 | Gutenberg Solar | 2019 | PJM | PV | thin-film | single-axis | 180 | 0 | missing | 79.9 | 119 | greenfield | non-agrivoltaic | -0.33823
403599 | multi | 63383 | NC | Brunswick | 34.2768 | -78.061 | 66644 | 20220130 | 4 | ATOOD Solar IV, LLC | 2019 | CPLE | PV | c-si | fixed-tilt | 180 | 15 | missing | 5 | 6 | greenfield | non-agrivoltaic | 0.42863
403483 | multi | 63225 | NC | Brunswick | 34.2778 | -78.0589 | 54087 | 20220130 | 4 | AGA TAG Solar IV, LLC | 2019 | CPLE | PV | c-si | single-axis | 45 | 0 | missing | 4.8 | 7.2 | greenfield | non-agrivoltaic | 1.3415
401533 | single | 60135 | NC | Duplin | 34.9076 | -77.7825 | 86993 | 20220126 | 4 | Cedar Solar, LLC | 2015 | DUK | PV | c-si | fixed-tilt | 180 | 20 | missing | 4.9 | 6.7 | greenfield | non-agrivoltaic | 0.15291
403532 | single | 63299 | NC | Duplin | 34.9014 | -77.7836 | 34916 | 20220126 | 4 | Harvest Beulaville, LLC | 2017 | CPLE | PV | c-si | fixed-tilt | 180 | 20 | missing | 2 | 2.7 | greenfield | non-agrivoltaic | 0.1595
400854 | single | 59039 | NC | Duplin | 34.9041 | -77.7842 | 35225 | 20170628 | 4 | Beulaville | 2013 | DUK | PV | c-si | fixed-tilt | 180 | 20 | missing | 1.5 | 2.5 | greenfield | non-agrivoltaic | 0.024824
402079 | single | 60982 | NC | Duplin | 34.8975 | -77.7951 | 87992 | 20180512 | 4 | Atkinson Farm Solar | 2015 | CPLE | PV | thin-film | fixed-tilt | 180 | 20 | missing | 5 | 6.5 | greenfield | non-agrivoltaic | 0.086233
400925 | multi | 59149 | NC | Hertford | 36.307 | -76.998 | 153138 | 20210707 | 4 | Simons Farm | 2016 | PJM | PV | c-si | fixed-tilt | 180 | 20 | missing | 5 | 7 | greenfield | non-agrivoltaic | -0.51037
400398 | single | 58135 | NC | Beaufort | 35.5016 | -76.8524 | 231555 | 20211203 | 4 | Washington White Post Solar, LLC | 2012 | CPLE | PV | c-si | fixed-tilt | 181 | 25 | missing | 12.5 | 15 | greenfield | non-agrivoltaic | -0.10637
400765 | single | 58846 | NC | Beaufort | 35.4994 | -76.8474 | 59168 | 20211203 | 1 | Washington Millfield Solar, LLC | 2013 | CPLE | PV | c-si | fixed-tilt | 180 | 25 | missing | 5 | 7 | greenfield | non-agrivoltaic | 1.0277
402484 | multi | 61610 | NC | Cabarrus | 35.3031 | -80.4942 | 1519444 | 20201003 | 4 | NC 102 Project, LLC | 2018 | DUK | PV | c-si | fixed-tilt | 179 | 20 | missing | 74.8 | 102.6 | greenfield | non-agrivoltaic | -0.048202
400762 | single | 58843 | NC | Beaufort | 35.4991 | -76.8445 | 48768 | 20211203 | 1 | Bethel Price Solar, LLC | 2014 | PJM | PV | c-si | single-axis | 180 | 0 | missing | 3.2 | 7 | greenfield | non-agrivoltaic | 1.5622
400465 | multi | 58316 | NC | Robeson | 34.8199 | -78.9689 | 105706 | 20220104 | 4 | Railroad Farm | 2012 | CPLE | PV | c-si | fixed-tilt | 180 | 25 | missing | 5 | 6.4 | greenfield | non-agrivoltaic | -0.19607
400475 | multi | 58336 | NC | Durham | 36.2314 | -78.9506 | 95006 | 20210706 | 4 | Mile Farm | 2014 | CPLE | PV | c-si | fixed-tilt | 180 | 20 | missing | 5 | 6.4 | greenfield | non-agrivoltaic | -0.051601
400476 | multi | 58337 | NC | Rockingham | 36.2723 | -79.7635 | 89594 | 20220214 | 4 | Moore Solar Farm | 2013 | DUK | PV | c-si | fixed-tilt | 180 | 20 | missing | 5 | 6 | greenfield | non-agrivoltaic | -0.059985
400481 | multi | 58342 | NC | Wilson | 35.8032 | -77.868 | 95621 | 20220220 | 4 | Wilson Farm 1 | 2013 | CPLE | PV | c-si | fixed-tilt | 180 | 25 | missing | 5 | 6.1 | greenfield | non-agrivoltaic | -0.12725
400483 | multi | 58344 | NC | Wayne | 35.4181 | -77.9865 | 95031 | 20191129 | 4 | AM Best Farm | 2013 | CPLE | PV | c-si | fixed-tilt | 190 | 20 | missing | 5 | 6.7 | greenfield | non-agrivoltaic | 0.014907
400558 | multi | 58492 | NC | Surry | 36.4611 | -80.6005 | 81186 | 20220302 | 4 | Ararat Rock Solar, LLC | 2012 | DUK | PV | c-si | fixed-tilt | 180 | 25 | batteries | 3.5 | 4.5 | greenfield | non-agrivoltaic | -0.30449
400661 | multi | 58649 | NC | Montgomery | 35.343 | -79.7623 | 354507 | 20200903 | 4 | Montgomery Solar, LLC | 2015 | DUK | PV | c-si | fixed-tilt | 180 | 20 | batteries | 20 | 25 | greenfield | grazing | 0.015264
400673 | multi | 58668 | NC | Rowan | 35.5412 | -80.4751 | 62791 | 20201003 | 4 | Rockwell Solar, LLC | 2014 | DUK | PV | c-si | fixed-tilt | 180 | 20 | missing | 3.5 | 4.2 | greenfield | non-agrivoltaic | -0.061678
400675 | multi | 58670 | NC | Robeson | 34.5234 | -79.1053 | 88236 | 20220104 | 4 | Turkey Branch Solar, LLC | 2014 | DUK | PV | c-si | fixed-tilt | 180 | 20 | missing | 4 | 6.5 | greenfield | non-agrivoltaic | 0.081912
400698 | single | 58722 | NC | Rutherford | 35.2628 | -81.8219 | 82998 | 20200403 | 3 | Charlotte Solar | 2015 | DUK | PV | c-si | fixed-tilt | 180 | 20 | missing | 5 | 6.6 | greenfield | non-agrivoltaic | 0.20593
400710 | multi | 58746 | NC | Durham | 36.0797 | -78.8237 | 92217 | 20210221 | 4 | Star Solar | 2016 | DUK | PV | c-si | fixed-tilt | 180 | 25 | missing | 5 | 7 | greenfield | non-agrivoltaic | 0.12941
400860 | single | 59050 | NC | Lenoir | 35.299 | -77.5547 | 39617 | 20200403 | 4 | Wallace | 2013 | DUK | PV | c-si | fixed-tilt | 180 | 20 | missing | 1.8 | 2.5 | greenfield | non-agrivoltaic | -0.14186
400749 | multi | 58810 | NC | Pitt | 35.642 | -77.3152 | 96202 | 20210422 | 4 | Rams Horn Solar Center, LLC | 2014 | CPLE | PV | c-si | fixed-tilt | 180 | 20 | missing | 5 | 6.4 | greenfield | non-agrivoltaic | -0.069347
401367 | multi | 59898 | NC | Halifax | 36.127 | -77.4086 | 92243 | 20201006 | 4 | SunEnergy1-Scotland Neck, LLC | 2014 | PJM | PV | c-si | single-axis | 180 | 0 | missing | 3 | 4.2 | greenfield | non-agrivoltaic | -0.51416
400769 | multi | 58851 | NC | Scotland | 34.7964 | -79.5398 | 95357 | 20211123 | 4 | Oakboro Farm | 2014 | DUK | PV | c-si | fixed-tilt | 180 | 25 | missing | 5 | 6.4 | greenfield | non-agrivoltaic | -0.056866
400772 | multi | 58855 | NC | Nash | 35.9501 | -78.0933 | 67694 | 20210722 | 4 | Nash 64 Farm | 2014 | CPLE | PV | c-si | fixed-tilt | 180 | 20 | missing | 5 | 6.3 | greenfield | non-agrivoltaic | 0.49293
400773 | multi | 58856 | NC | Robeson | 34.8183 | -79.2009 | 110702 | 20210704 | 4 | Pate Farm | 2013 | CPLE | PV | c-si | fixed-tilt | 180 | 25 | missing | 5 | 6.5 | greenfield | non-agrivoltaic | -0.23483
400774 | multi | 58859 | NC | Harnett | 35.3345 | -78.6616 | 73346 | 20220504 | 4 | Erwin Farm | 2014 | CPLE | PV | c-si | fixed-tilt | 180 | 20 | missing | 5 | 5.1 | greenfield | non-agrivoltaic | -0.005655
400775 | multi | 58861 | NC | Catawba | 35.6111 | -81.2455 | 91523 | 20210812 | 4 | Sigmon Catawba Farm | 2014 | DUK | PV | c-si | fixed-tilt | 180 | 20 | missing | 5 | 6.4 | greenfield | non-agrivoltaic | 0.002714
400779 | multi | 58866 | NC | Columbus | 34.3247 | -78.7931 | 69004 | 20190521 | 4 | Garrell Solar Farm | 2013 | CPLE | PV | c-si | fixed-tilt | 180 | 25 | missing | 5 | 5.2 | greenfield | non-agrivoltaic | 0.11774
400780 | multi | 58867 | NC | Harnett | 35.517 | -78.7507 | 72997 | 20220504 | 4 | Angier Farm | 2013 | CPLE | PV | c-si | fixed-tilt | 180 | 20 | missing | 5 | 5.7 | greenfield | non-agrivoltaic | 0.17554
400783 | multi | 58874 | NC | Vance | 36.2715 | -78.3499 | 103718 | 20220214 | 4 | Dement Farm, LLC | 2013 | CPLE | PV | c-si | fixed-tilt | 180 | 20 | missing | 4.9 | 6.5 | greenfield | non-agrivoltaic | -0.15106
400820 | multi | 58957 | NC | Columbus | 34.3093 | -79.0154 | 88263 | 20200906 | 4 | Graham Solar Center, LLC | 2014 | CPLE | PV | c-si | fixed-tilt | 180 | 22 | missing | 4.8 | 6.7 | greenfield | non-agrivoltaic | 0.12943
400853 | multi | 59038 | NC | Cleveland | 35.2211 | -81.3286 | 65133 | 20200903 | 4 | Battleground | 2013 | DUK | PV | c-si | fixed-tilt | 180 | 20 | missing | 3 | 4.3 | greenfield | non-agrivoltaic | -0.080109
400886 | multi | 59100 | NC | Columbus | 34.3316 | -78.5297 | 98114 | 20210520 | 4 | Chauncey Farm, LLC | 2014 | CPLE | PV | c-si | fixed-tilt | 180 | 25 | missing | 4.9 | 6.4 | greenfield | non-agrivoltaic | -0.09682
400907 | multi | 59126 | NC | Davie | 35.8482 | -80.5544 | 94772 | 20211017 | 4 | Daniel Farm, LLC | 2014 | DUK | PV | c-si | fixed-tilt | 180 | 25 | missing | 5 | 6 | greenfield | non-agrivoltaic | -0.1375
400933 | multi | 59158 | NC | Wilson | 35.8 | -77.8488 | 113496 | 20190131 | 4 | Langley PV1 | 2014 | CPLE | PV | thin-film | fixed-tilt | 180 | 20 | missing | 5 | 7 | greenfield | non-agrivoltaic | -0.17211
400947 | multi | 59176 | NC | Martin | 35.7989 | -77.0652 | 128032 | 20200703 | 4 | Williamston Solar | 2014 | PJM | PV | thin-film | fixed-tilt | 180 | 20 | missing | 5 | 6.7 | greenfield | non-agrivoltaic | -0.37011
401059 | multi | 59427 | NC | Perquimans | 36.2231 | -76.4652 | 97314 | 20210618 | 4 | Two Mile Solar | 2015 | PJM | PV | c-si | fixed-tilt | 180 | 20 | missing | 5 | 6.5 | greenfield | non-agrivoltaic | -0.063679
401104 | multi | 59497 | NC | Craven | 35.1604 | -77.1097 | 103059 | 20220327 | 4 | Andrew Solar | 2015 | DUK | PV | c-si | fixed-tilt | 180 | 20 | batteries | 5 | 6.4 | greenfield | non-agrivoltaic | -0.16313
401405 | multi | 59955 | NC | Johnston | 35.4796 | -78.3363 | 37752 | 20200227 | 1 | ESA Smithfield | 2015 | CPLE | PV | c-si | fixed-tilt | 180 | 25 | missing | 1.8 | 2.3 | greenfield | non-agrivoltaic | -0.18805
401113 | multi | 59506 | NC | Cumberland | 35.0721 | -78.809 | 68207 | 20220504 | 4 | Quincy Solar | 2015 | CPLE | PV | c-si | fixed-tilt | 180 | 20 | missing | 4 | 5.2 | greenfield | non-agrivoltaic | 0.13641
401120 | multi | 59513 | NC | Martin | 35.8335 | -77.1232 | 328048 | 20210715 | 4 | Meadows PV 1 | 2016 | PJM | PV | thin-film | fixed-tilt | 181 | 20 | missing | 20 | 25.9 | greenfield | non-agrivoltaic | 0.1939
401136 | multi | 59530 | NC | Pasquotank | 36.2717 | -76.3073 | 606569 | 20200309 | 4 | Pasquotank | 2014 | PJM | PV | c-si | single-axis | 181 | 0 | missing | 19.95 | 28 | greenfield | non-agrivoltaic | -0.50082
401171 | multi | 59570 | NC | Davie | 35.8335 | -80.5745 | 250234 | 20220830 | 4 | Mocksville Solar | 2016 | DUK | PV | c-si | fixed-tilt | 179 | 20 | missing | 15.4 | 20 | greenfield | non-agrivoltaic | 0.21452
401173 | multi | 59575 | NC | Bladen | 34.7461 | -78.4293 | 97117 | 20210830 | 4 | Manway Solar Farm | 2015 | CPLE | PV | c-si | fixed-tilt | 180 | 20 | missing | 5 | 6.4 | greenfield | non-agrivoltaic | -0.082628
401175 | multi | 59577 | NC | Stanly | 35.4689 | -80.2944 | 100131 | 20210209 | 4 | Misenheimer Farm | 2015 | DUK | PV | c-si | fixed-tilt | 190 | 20 | missing | 5 | 6.4 | greenfield | non-agrivoltaic | -0.12466
401181 | multi | 59586 | NC | Duplin | 35.0588 | -77.8535 | 98192 | 20190131 | 4 | Woodland Church Farm | 2015 | CPLE | PV | c-si | fixed-tilt | 190 | 20 | missing | 5 | 6.7 | greenfield | non-agrivoltaic | -0.033187
401187 | multi | 59595 | NC | Alexander | 35.9021 | -81.105 | 120651 | 20201114 | 4 | Stikeleather Farm | 2015 | DUK | PV | c-si | fixed-tilt | 180 | 20 | missing | 5 | 6.3 | greenfield | non-agrivoltaic | -0.37253
401570 | multi | 60207 | NC | Northampton | 36.4687 | -77.5988 | 118151 | 20220611 | 4 | Hemlock Solar | 2017 | PJM | PV | c-si | single-axis | 180 | 0 | missing | 5 | 7 | greenfield | non-agrivoltaic | -0.2236
401236 | multi | 59676 | NC | Robeson | 34.6955 | -79.2172 | 80173 | 20210704 | 4 | Innovative Solar 55 | 2017 | DUK | PV | c-si | fixed-tilt | 180 | 20 | missing | 6.5 | 6.9 | greenfield | non-agrivoltaic | 0.34457
401317 | multi | 59825 | NC | Franklin | 36.0577 | -78.307 | 91816 | 20220925 | 4 | South Louisburg Solar | 2016 | CPLE | PV | c-si | fixed-tilt | 180 | 20 | missing | 5 | 7 | greenfield | non-agrivoltaic | 0.13643
401342 | single | 59857 | NC | Nash | 36.0549 | -77.7545 | 88460 | 20220818 | 1 | SoINCPower 5, LLC | 2015 | PJM | PV | c-si | single-axis | 180 | 0 | missing | 5 | 6.9 | greenfield | non-agrivoltaic | 0.17375
401433 | multi | 60000 | NC | Northampton | 36.4415 | -77.1354 | 226071 | 20211119 | 4 | Turkey Creek PV1 | 2017 | DUK | PV | c-si | single-axis | 180 | 0 | missing | 13.5 | 16.8 | greenfield | non-agrivoltaic | 0.095613
401514 | multi | 60108 | NC | Cleveland | 35.2574 | -81.5056 | 68313 | 20211023 | 4 | SID Solar I, LLC | 2015 | DUK | PV | c-si | fixed-tilt | 180 | 10 | missing | 4.9 | 6.4 | greenfield | non-agrivoltaic | 0.50607
401544 | multi | 60156 | NC | Hoke | 34.9816 | -79.2638 | 79860 | 20210527 | 4 | Shelter Solar | 2018 | DUK | PV | c-si | fixed-tilt | 180 | 20 | missing | 5 | 7.1 | greenfield | non-agrivoltaic | 0.40479
401559 | multi | 60189 | NC | Gates | 36.438 | -76.5952 | 137283 | 20201217 | 4 | Sugar Run Solar | 2015 | PJM | PV | c-si | single-axis | 180 | 0 | missing | 5 | 7 | greenfield | non-agrivoltaic | -0.39853
401571 | multi | 60208 | NC | Northampton | 36.4674 | -77.618 | 101330 | 20220611 | 4 | Long Farm 46 Solar, LLC | 2016 | PJM | PV | c-si | fixed-tilt | 180 | 25 | missing | 5 | 6.9 | greenfield | non-agrivoltaic | -0.036137
401572 | multi | 60209 | NC | Halifax | 36.3489 | -77.6327 | 85223 | 20220611 | 4 | HXNAir Solar One | 2017 | PJM | PV | c-si | fixed-tilt | 180 | 20 | missing | 5 | 7 | greenfield | non-agrivoltaic | 0.26138
401665 | multi | 60383 | NC | Union | 34.9323 | -80.6331 | 988697 | 20211017 | 4 | Monroe Solar Facility | 2017 | DUK | PV | thin-film | fixed-tilt | 180 | 20 | missing | 60 | 74.6 | greenfield | grazing | 0.11976
401671 | multi | 60394 | NC | Bladen | 34.7454 | -78.4217 | 151736 | 20210830 | 2 | Tamworth Holdings | 2019 | DUK | PV | thin-film | fixed-tilt | 180 | 25 | missing | 5 | 6.8 | greenfield | non-agrivoltaic | -0.52935
401673 | multi | 60396 | NC | Robeson | 34.772 | -78.9839 | 74496 | 20220104 | 4 | St. Pauls Solar 1, LLC | 2017 | DUK | PV | c-si | fixed-tilt | 180 | 20 | missing | 4.9 | 6.7 | greenfield | non-agrivoltaic | 0.42664
401678 | multi | 60401 | NC | Johnston | 35.5493 | -78.1782 | 87606 | 20190126 | 4 | Bizzell Church Solar 1, LLC | 2015 | DUK | PV | c-si | fixed-tilt | 180 | 20 | missing | 5.2 | 6.9 | greenfield | non-agrivoltaic | 0.18986
401680 | multi | 60403 | NC | Granville | 36.2909 | -78.6346 | 89391 | 20220730 | 4 | Currin Solar, LLC | 2015 | DUK | PV | c-si | fixed-tilt | 180 | 20 | missing | 5.2 | 6.4 | greenfield | non-agrivoltaic | 0.038045
401691 | multi | 60417 | NC | Martin | 35.8543 | -77.1067 | 100549 | 20200703 | 4 | Modlin Solar Farm | 2016 | PJM | PV | c-si | fixed-tilt | 180 | 20 | missing | 4.9 | 6.9 | greenfield | non-agrivoltaic | -0.024931
401737 | multi | 60484 | NC | Martin | 35.8354 | -77.1083 | 82725 | 20200703 | 4 | Williamston West Farm, LLC | 2016 | PJM | PV | c-si | fixed-tilt | 178 | 20 | missing | 4.9 | 6.3 | greenfield | non-agrivoltaic | 0.13465
401783 | multi | 60540 | NC | Bladen | 34.5467 | -78.7521 | 665705 | 20200108 | 4 | Innovative Solar 31 | 2017 | DUK | PV | c-si | single-axis | 180 | 0 | missing | 35 | 42.3 | greenfield | non-agrivoltaic | -0.13259
401789 | multi | 60549 | NC | Robeson | 34.8158 | -79.1948 | 86961 | 20210704 | 4 | ZV Solar 3, LLC | 2016 | DUK | PV | c-si | fixed-tilt | 180 | 20 | missing | 4.9 | 6.9 | greenfield | non-agrivoltaic | 0.20224
401800 | multi | 60576 | NC | Anson | 34.9681 | -80.0506 | 107134 | 20211116 | 4 | Wadesboro Farm 3 | 2016 | CPLE | PV | thin-film | fixed-tilt | 190 | 20 | missing | 5 | 6.5 | greenfield | non-agrivoltaic | -0.1934
401813 | multi | 60597 | NC | Wayne | 35.3234 | -77.873 | 102404 | 20220220 | 4 | Wayne Solar III, LLC | 2014 | DUK | PV | c-si | fixed-tilt | 180 | 25 | missing | 5 | 6.5 | greenfield | non-agrivoltaic | -0.13402
401816 | multi | 60600 | NC | Union | 34.9529 | -80.4833 | 80777 | 20220123 | 4 | Old Pageland Monroe Road Solar Farm | 2015 | DUK | PV | c-si | fixed-tilt | 180 | 20 | missing | 5.3 | 7.1 | greenfield | non-agrivoltaic | 0.3834
401833 | multi | 60623 | NC | Nash | 35.8976 | -78.1471 | 938609 | 20210722 | 4 | Brantley Solar | 2018 | DUK | PV | thin-film | fixed-tilt | 180 | 20 | missing | 50.2 | 71.4 | greenfield | non-agrivoltaic | 0.13284
401848 | multi | 60651 | NC | Nash | 36.0707 | -78.0379 | 101974 | 20191001 | 4 | North Nash Farm, LLC | 2015 | CPLE | PV | thin-film | fixed-tilt | 180 | 20 | missing | 5 | 6.5 | greenfield | non-agrivoltaic | -0.12835
401942 | multi | 60784 | NC | Robeson | 34.5657 | -79.0356 | 96711 | 20220104 | 4 | Jersey Holdings | 2017 | DUK | PV | c-si | fixed-tilt | 180 | 20 | missing | 5 | 6.9 | greenfield | non-agrivoltaic | 0.03277
402016 | multi | 60882 | NC | Halifax | 36.346 | -77.6329 | 92121 | 20220611 | 4 | Carl Friedrich Gauss Solar | 2018 | PJM | PV | c-si | fixed-tilt | 180 | 25 | missing | 5 | 7 | greenfield | non-agrivoltaic | 0.13109
402160 | multi | 61129 | NC | Anson | 34.9717 | -80.0318 | 118388 | 20211116 | 4 | Wadesboro Solar | 2017 | CPLE | PV | c-si | fixed-tilt | 180 | 20 | missing | 5 | 7.7 | greenfield | non-agrivoltaic | -0.10084
402889 | multi | 62205 | NC | Duplin | 34.7478 | -77.9865 | 86164 | 20200603 | 4 | Nickelson Solar, LLC | 2018 | CPLE | PV | c-si | fixed-tilt | 180 | 20 | missing | 5.3 | 7.1 | greenfield | non-agrivoltaic | 0.26696
401683 | single | 60408 | NC | Nash | 35.8523 | -78.2064 | 86205 | 20190109 | 4 | Nash 97 Solar, LLC | 2016 | DUK | PV | c-si | fixed-tilt | 180 | 20 | missing | 5.2 | 7.1 | greenfield | non-agrivoltaic | 0.26613
402212 | multi | 61219 | NC | Vance | 36.3919 | -78.4474 | 99231 | 20211226 | 4 | Kelly Solar, LLC | 2018 | CPLE | PV | c-si | fixed-tilt | 180 | 20 | missing | 5 | 6.9 | greenfield | non-agrivoltaic | -0.005626
402241 | multi | 61278 | NC | Wilson | 35.6976 | -77.8827 | 146834 | 20220220 | 4 | Wilson Solar Farm 5 | 2017 | CPLE | PV | c-si | fixed-tilt | 180 | 20 | missing | 10 | 12.1 | greenfield | non-agrivoltaic | 0.26708
402242 | multi | 61279 | NC | Wilson | 35.6974 | -77.8766 | 163483 | 20220220 | 4 | Wilson Solar Farm 6 | 2017 | CPLE | PV | c-si | fixed-tilt | 180 | 20 | missing | 10 | 12.7 | greenfield | non-agrivoltaic | 0.16703
402410 | multi | 61520 | NC | Wayne | 35.4365 | -78.1053 | 36817 | 20191224 | 4 | Rosewood Solar | 2016 | CPLE | PV | c-si | fixed-tilt | 180 | 20 | missing | 2 | 3 | greenfield | non-agrivoltaic | 0.24754
402425 | multi | 61536 | NC | Wake | 35.8146 | -78.3112 | 88888 | 20200227 | 4 | Wakefield Solar | 2017 | CPLE | PV | c-si | fixed-tilt | 180 | 20 | missing | 5 | 6.2 | greenfield | non-agrivoltaic | -0.001048
402461 | multi | 61581 | NC | Perquimans | 36.1092 | -76.5286 | 91981 | 20210618 | 4 | Davis Lane Solar, LLC | 2017 | PJM | PV | c-si | fixed-tilt | 180 | 20 | missing | 5 | 7 | greenfield | non-agrivoltaic | 0.13353
402657 | multi | 61877 | NC | Onslow | 34.8079 | -77.2077 | 107988 | 20220201 | 4 | Hanover Solar, LLC | 2018 | DUK | PV | c-si | fixed-tilt | 180 | 20 | missing | 5 | 7.5 | greenfield | non-agrivoltaic | -0.00737
402731 | multi | 61978 | NC | Moore | 35.2216 | -79.5176 | 76203 | 20210527 | 4 | Pinesage | 2018 | CPLE | PV | thin-film | fixed-tilt | 180 | 20 | missing | 5 | 6.1 | greenfield | non-agrivoltaic | 0.21714
402819 | multi | 62096 | NC | Duplin | 34.8973 | -77.7914 | 39324 | 20220126 | 4 | Atkinson Solar II | 2018 | CPLE | PV | c-si | fixed-tilt | 180 | 25 | missing | 1.9 | 2.8 | greenfield | non-agrivoltaic | 0.02972
402824 | multi | 62101 | NC | Bladen | 34.5354 | -78.8088 | 85291 | 20200128 | 4 | Bladenboro Solar 2 | 2018 | CPLE | PV | c-si | single-axis | 180 | 0 | missing | 4.5 | 6.4 | greenfield | non-agrivoltaic | 0.11097
402825 | single | 62102 | NC | Bladen | 34.474 | -78.6581 | 89907 | 20221103 | 4 | Sadiebrook NC Solar | 2018 | CPLE | PV | c-si | fixed-tilt | 180 | 25 | missing | 5 | 6.7 | greenfield | non-agrivoltaic | 0.10004
402826 | multi | 62104 | NC | Wayne | 35.4039 | -78.0531 | 103487 | 20220220 | 4 | Lane Solar | 2018 | CPLE | PV | c-si | single-axis | 180 | 0 | missing | 5 | 7.1 | greenfield | non-agrivoltaic | -0.025262
402942 | multi | 62329 | NC | Martin | 35.8439 | -76.798 | 137695 | 20211203 | 4 | Jamesville Road Solar, LLC | 2019 | PJM | PV | thin-film | single-axis | 180 | 0 | missing | 5 | 7.2 | greenfield | non-agrivoltaic | -0.37099
403054 | multi | 62540 | NC | Robeson | 34.6708 | -79.1975 | 86074 | 20210704 | 4 | Three Bridge | 2018 | CPLE | PV | c-si | fixed-tilt | 180 | 20 | missing | 2 | 2.6 | greenfield | non-agrivoltaic | -0.83885
400589 | single | 58531 | NC | Scotland | 34.7048 | -79.5259 | 31344 | 20201117 | 4 | North Carolina Solar Bethea I | 2013 | CPLE | PV | c-si | fixed-tilt | 180 | 24 | missing | 1 | 2.4 | greenfield | non-agrivoltaic | 0.14344
400760 | multi | 58840 | NC | Duplin | 34.9705 | -77.9731 | 72219 | 20220130 | 4 | Kenansville Solar Farm, LLC | 2014 | DUK | PV | c-si | fixed-tilt | 180 | 20 | missing | 4.5 | 5.4 | greenfield | non-agrivoltaic | 0.10534
400969 | single | 59213 | NC | Sampson | 34.967 | -78.3549 | 86745 | 20190307 | 4 | Clipperton Holdings, LLC | 2017 | CPLE | PV | thin-film | single-axis | 175 | 0 | missing | 5.28 | 6.5 | greenfield | non-agrivoltaic | 0.10873
400944 | multi | 59173 | NC | Pitt | 35.7971 | -77.3789 | 167549 | 20210422 | 4 | Bethel Solar | 2015 | PJM | PV | c-si | fixed-tilt | 180 | 20 | missing | 5 | 5.7 | greenfield | non-agrivoltaic | -0.75805
401125 | single | 59518 | NC | Currituck | 36.234 | -75.8802 | 194520 | 20211102 | 4 | Grandy PV 1 | 2020 | PJM | PV | thin-film | fixed-tilt | 182 | 20 | missing | 18 | 25 | greenfield | non-agrivoltaic | 1.2441
401134 | multi | 59527 | NC | Bertie | 36.1569 | -77.207 | 541500 | 20211119 | 4 | Kelford | 2015 | PJM | PV | c-si | single-axis | 180 | 0 | missing | 21 | 30 | greenfield | non-agrivoltaic | -0.30505
401183 | multi | 59589 | NC | Rutherford | 35.2555 | -81.8311 | 1093326 | 20200403 | 4 | Rutherford Farm | 2016 | DUK | PV | c-si | fixed-tilt | 178 | 25 | missing | 74.8 | 92 | greenfield | non-agrivoltaic | 0.30395
401234 | multi | 59671 | NC | Cumberland | 34.9154 | -78.9353 | 1878650 | 20210312 | 4 | Innovative Solar 46 | 2016 | DUK | PV | c-si | single-axis | 185 | 0 | missing | 78.5 | 100.1 | greenfield | non-agrivoltaic | -0.34994
400763 | multi | 58844 | NC | Halifax | 36.1215 | -77.4069 | 530217 | 20201006 | 2 | Dogwood Solar, LLC | 2014 | PJM | PV | c-si | single-axis | 181 | 0 | missing | 19.79 | 27.8 | greenfield | non-agrivoltaic | -0.36798
401397 | multi | 59944 | NC | Edgecombe | 35.8145 | -77.4941 | 2182965 | 20190404 | 4 | Conetoe II Solar, LLC | 2015 | PJM | PV | c-si | single-axis | 181 | 0 | missing | 81 | 112 | greenfield | non-agrivoltaic | -0.39181
401431 | multi | 59996 | NC | Cumberland | 35.11 | -78.7531 | 318872 | 20211102 | 4 | Boykin PV1 | 2020 | DUK | PV | c-si | single-axis | 180 | 20 | missing | 16 | 20 | greenfield | non-agrivoltaic | -0.14998
401546 | single | 60160 | NC | Nash | 36.0674 | -78.0195 | 101399 | 20220216 | 4 | Tate Solar | 2020 | CPLE | PV | thin-film | fixed-tilt | 180 | 20 | missing | 5 | 6.5 | greenfield | non-agrivoltaic | -0.12069
401547 | single | 60161 | NC | Warren | 36.4497 | -78.1623 | 67828 | 20220214 | 4 | Eagle Solar | 2020 | CPLE | PV | thin-film | fixed-tilt | 180 | 20 | missing | 4 | 5.6 | greenfield | non-agrivoltaic | 0.27038
401548 | single | 60165 | NC | Wayne | 35.2685 | -78.08 | 89598 | 20220220 | 4 | Robin Solar | 2021 | DUK | PV | missing | fixed-tilt | 180 | -9999 | missing | 5 | 5 | greenfield | non-agrivoltaic | -0.2965
401610 | multi | 60287 | NC | Pender | 34.7021 | -77.9682 | 76544 | 20220126 | 4 | Willard Solar | 2020 | CPLE | PV | thin-film | fixed-tilt | 180 | 20 | missing | 5 | 6 | greenfield | non-agrivoltaic | 0.18191
401612 | multi | 60290 | NC | Wayne | 35.3616 | -77.8952 | 176073 | 20220220 | 4 | Jester Solar | 2020 | DUK | PV | thin-film | fixed-tilt | 180 | 20 | missing | 4.9 | 7.1 | greenfield | non-agrivoltaic | -0.62449
401654 | single | 60364 | NC | Guilford | 36.1012 | -79.7251 | 58755 | 20210912 | 4 | White Street Renewables | 2020 | DUK | PV | c-si | single-axis | 180 | 0 | missing | 3.4 | 4.3 | landfill | non-agrivoltaic | 0.071727
401670 | single | 60393 | NC | Cleveland | 35.3191 | -81.6237 | 58310 | 20220104 | 4 | Warbler Holdings | 2021 | DUK | PV | missing | fixed-tilt | 180 | -9999 | missing | 4 | 4.3 | greenfield | non-agrivoltaic | 0.083544
401699 | single | 60429 | NC | Franklin | 36.0693 | -78.2978 | 62700 | 20201221 | 4 | Tides Lane Farm | 2019 | CPLE | PV | c-si | single-axis | 180 | 0 | missing | 3.7 | 4.8 | greenfield | non-agrivoltaic | 0.14312
401834 | multi | 60624 | NC | Franklin | 36.1261 | -78.2707 | 715932 | 20211222 | 4 | Fox Creek Solar | 2018 | DUK | PV | c-si | fixed-tilt | 180 | 20 | missing | 50.2 | 65.2 | greenfield | non-agrivoltaic | 0.45064
401836 | single | 60627 | NC | Granville | 36.3845 | -78.6165 | 106538 | 20220925 | 4 | BRE NC Solar 3 | 2021 | CPLE | PV | missing | single-axis | 180 | -9999 | missing | 5 | 6.7 | greenfield | non-agrivoltaic | -0.14643
402091 | multi | 60998 | NC | Hertford | 36.409 | -77.0491 | 235832 | 20210715 | 4 | Underwood PV2 | 2020 | PJM | PV | c-si | fixed-tilt | 181 | 20 | missing | 16 | 20 | greenfield | non-agrivoltaic | 0.31793
402098 | multi | 61011 | NC | Halifax | 36.1776 | -77.7154 | 1508089 | 20220818 | 4 | Chestnut Solar | 2020 | PJM | PV | c-si | single-axis | 180 | 0 | missing | 74.9 | 100 | greenfield | non-agrivoltaic | -0.073961
402841 | single | 62131 | NC | Johnston | 35.5556 | -78.3016 | 31427 | 20191216 | 4 | Red Toad 4451 Buffalo Road, LLC | 2018 | CPLE | PV | c-si | fixed-tilt | 180 | 20 | missing | 2 | 3 | greenfield | non-agrivoltaic | 0.54362
403058 | multi | 62544 | NC | Beaufort | 35.5934 | -76.7615 | 687782 | 20211202 | 4 | Wilkinson Solar, LLC | 2019 | PJM | PV | c-si | single-axis | 173 | 0 | missing | 80.6 | 95.9 | greenfield | non-agrivoltaic | 1.4753
403081 | multi | 62594 | NC | Rutherford | 35.2937 | -81.7732 | 434691 | 20200403 | 4 | Ruff Solar, LLC | 2020 | DUK | PV | c-si | single-axis | 180 | 0 | missing | 22 | 32 | greenfield | non-agrivoltaic | 0.080837
403123 | single | 62661 | NC | Yadkin | 36.1948 | -80.8028 | 85206 | 20210919 | 4 | 1047 Little Mountain Solar, LLC | 2019 | DUK | PV | thin-film | single-axis | 180 | 0 | batteries | 3 | 4 | greenfield | non-agrivoltaic | -0.48421
403129 | multi | 62668 | NC | Catawba | 35.5888 | -81.163 | 1120031 | 20210615 | 4 | Maiden Creek Solar Power Plant | 2021 | DUK | PV | c-si | fixed-tilt | 174 | -9999 | missing | 69.3 | 102.7 | greenfield | non-agrivoltaic | 0.46386
403130 | multi | 62669 | NC | Gaston | 35.3211 | -81.3438 | 389878 | 20211101 | 4 | Gaston Solar Power Plant | 2020 | DUK | PV | c-si | fixed-tilt | 180 | 20 | missing | 25 | 36.3 | greenfield | non-agrivoltaic | 0.49377
403207 | multi | 62798 | NC | Edgecombe | 36.0141 | -77.681 | 987257 | 20220818 | 4 | Fern Solar, LLC | 2020 | PJM | PV | c-si | single-axis | 180 | 0 | missing | 100 | 134 | greenfield | non-agrivoltaic | 1.3968
403217 | multi | 62821 | NC | Cabarrus | 35.2173 | -80.5277 | 452378 | 20220830 | 4 | Speedway Solar NC, LLC | 2021 | DUK | PV | missing | single-axis | 180 | -9999 | missing | 22.6 | 33.7 | greenfield | non-agrivoltaic | 0.099475
403287 | multi | 62951 | NC | Warren | 36.5325 | -78.1178 | 1267067 | 20220216 | 4 | Hawtree Solar | 2021 | PJM | PV | c-si | single-axis | 180 | -9999 | missing | 65 | 88.5 | greenfield | non-agrivoltaic | 0.000978
403324 | multi | 62997 | NC | Nash | 35.9056 | -78.1865 | 161127 | 20220818 | 4 | Spring Hope Solar 3, LLC | 2020 | CPLE | PV | c-si | fixed-tilt | 180 | 0 | missing | 4.9 | 5.7 | greenfield | non-agrivoltaic | -0.72933
403337 | single | 63015 | NC | Craven | 35.1473 | -77.1226 | 92503 | 20210715 | 4 | Plott Hound Solar | 2021 | CPLE | PV | missing | fixed-tilt | 180 | -9999 | missing | 5 | 6.7 | greenfield | non-agrivoltaic | 0.055717
403338 | single | 63016 | NC | Davie | 35.968 | -80.4481 | 95581 | 20220302 | 4 | Carolina Lily Solar | 2021 | DUK | PV | missing | single-axis | 180 | -9999 | missing | 5 | 6.6 | greenfield | non-agrivoltaic | -0.015861
403594 | multi | 63377 | NC | Richmond | 34.8802 | -79.6718 | 88093 | 20210322 | 4 | ESA Hamlet NC , LLC | 2021 | CPLE | PV | thin-film | single-axis | 180 | 0 | missing | 4.5 | 5.8 | greenfield | non-agrivoltaic | -0.083906
403646 | single | 63444 | NC | Surry | 36.2839 | -80.8413 | 98039 | 20220302 | 4 | 1001 Ebenezer Church Solar | 2021 | DUK | PV | missing | single-axis | 180 | -9999 | missing | 5 | 6.7 | greenfield | non-agrivoltaic | -0.030931
403647 | multi | 63445 | NC | Yadkin | 36.1485 | -80.6565 | 91237 | 20220302 | 4 | 1009 Yadkin Solar | 2021 | DUK | PV | missing | fixed-tilt | 180 | -9999 | missing | 4.9 | 6.7 | greenfield | non-agrivoltaic | 0.077007
403648 | single | 63446 | NC | Onslow | 34.773 | -77.1862 | 97876 | 20220504 | 4 | 1073 Onslow Solar | 2021 | DUK | PV | missing | single-axis | 180 | -9999 | missing | 4.7 | 6.6 | greenfield | non-agrivoltaic | -0.050171
403649 | multi | 63447 | NC | Yadkin | 36.2167 | -80.5511 | 83685 | 20220302 | 4 | 1008 Matthews Solar | 2021 | DUK | PV | missing | fixed-tilt | 180 | -9999 | missing | 4.9 | 6.6 | greenfield | non-agrivoltaic | 0.1921
403650 | single | 63448 | NC | Iredell | 35.9224 | -80.8392 | 90626 | 20220302 | 4 | 1045 Tomlin Mill Solar | 2021 | DUK | PV | missing | fixed-tilt | 180 | -9999 | missing | 4.9 | 6.6 | greenfield | non-agrivoltaic | 0.064132
403728 | multi | 63566 | NC | Hertford | 36.4239 | -77.0765 | 183685 | 20211119 | 4 | HWY 158 PV | 2020 | PJM | PV | c-si | single-axis | 180 | -9999 | missing | 9 | 12 | greenfield | non-agrivoltaic | -0.09472
403784 | single | 63692 | NC | Duplin | 35.1685 | -78.018 | 44635 | 20220220 | 4 | PG Solar, LLC | 2020 | CPLE | PV | c-si | single-axis | 180 | 0 | missing | 2 | 2.7 | greenfield | non-agrivoltaic | -0.19725
403785 | single | 63693 | NC | Duplin | 34.9687 | -77.7588 | 49416 | 20220228 | 4 | Freight Line Solar, LLC | 2020 | CPLE | PV | c-si | single-axis | 180 | 0 | missing | 2 | 2.8 | greenfield | non-agrivoltaic | -0.27835
403787 | single | 63695 | NC | Robeson | 34.6638 | -79.1336 | 49181 | 20200906 | 4 | Holly Swamp Solar, LLC | 2020 | CPLE | PV | c-si | single-axis | 180 | 0 | missing | 2 | 2.8 | greenfield | non-agrivoltaic | -0.27261
403801 | multi | 63733 | NC | Duplin | 35.1661 | -78.0859 | 179465 | 20210722 | 1 | Eros Solar, LLC | 2020 | CPLE | PV | thin-film | fixed-tilt | 180 | 20 | missing | 5 | 7 | greenfield | non-agrivoltaic | -0.65244
403802 | multi | 63734 | NC | Alexander | 35.8796 | -81.1812 | 87926 | 20201114 | 4 | Ventura Solar, LLC | 2020 | DUK | PV | thin-film | fixed-tilt | 180 | 20 | missing | 5 | 7 | greenfield | non-agrivoltaic | 0.20788
403856 | single | 63835 | NC | Stokes | 36.268 | -80.3812 | 99142 | 20210904 | 4 | Pilot Mountain Solar, LLC | 2020 | DUK | PV | thin-film | fixed-tilt | 180 | 20 | missing | 4.9 | 7.5 | greenfield | non-agrivoltaic | 0.12392
403857 | single | 63836 | NC | Johnston | 35.3981 | -78.5625 | 69409 | 20220504 | 4 | Benson Solar, LLC | 2020 | CPLE | PV | thin-film | fixed-tilt | 180 | 20 | missing | 4.9 | 5.7 | greenfield | non-agrivoltaic | 0.26106
403858 | multi | 63837 | NC | Wayne | 35.3999 | -78.0523 | 92319 | 20220220 | 4 | Lane II Solar, LLC | 2020 | CPLE | PV | thin-film | fixed-tilt | 180 | 20 | missing | 4.9 | 7.5 | greenfield | non-agrivoltaic | 0.24237
403927 | single | 63974 | NC | Surry | 36.3893 | -80.7385 | 63976 | 20220302 | 4 | Hayes Solar, LLC | 2020 | DUK | PV | c-si | single-axis | 180 | 0 | missing | 3 | 4 | greenfield | non-agrivoltaic | -0.15416
403928 | multi | 63975 | NC | Sampson | 34.9838 | -78.5235 | 81616 | 20210520 | 4 | Harrison Solar, LLC | 2020 | CPLE | PV | c-si | single-axis | 180 | 0 | missing | 5 | 7 | greenfield | non-agrivoltaic | 0.33829
403931 | single | 63979 | NC | Johnston | 35.6128 | -78.3613 | 52784 | 20210408 | 4 | 315 Vinson Road | 2020 | CPLE | PV | c-si | single-axis | 180 | 0 | missing | 2 | 2.8 | greenfield | non-agrivoltaic | -0.35496
403969 | single | 64035 | NC | Johnston | 35.6022 | -78.372 | 47533 | 20210408 | 4 | Powatan Road Solar | 2020 | CPLE | PV | c-si | single-axis | 180 | 0 | missing | 2 | 2.8 | greenfield | non-agrivoltaic | -0.23079
404022 | multi | 64121 | NC | Chatham | 35.6891 | -79.4657 | 96115 | 20210527 | 4 | Siler City Solar 2 | 2018 | DUK | PV | c-si | fixed-tilt | 180 | 20 | missing | 4.9 | 6.9 | greenfield | non-agrivoltaic | 0.04214
404043 | single | 64173 | NC | Guilford | 36.1392 | -79.5406 | 73108 | 20210508 | 4 | Lotus | 2014 | DUK | PV | c-si | fixed-tilt | 180 | 20 | missing | 4 | 5.6 | greenfield | non-agrivoltaic | 0.14404
404044 | single | 64174 | NC | Guilford | 36.0762 | -79.6339 | 44870 | 20210821 | 4 | Big Boy | 2014 | DUK | PV | c-si | fixed-tilt | 180 | 20 | missing | 3 | 3.5 | greenfield | non-agrivoltaic | 0.1738
404045 | single | 64175 | NC | Guilford | 35.9706 | -79.6171 | 84869 | 20210821 | 4 | Beth | 2014 | DUK | PV | c-si | fixed-tilt | 180 | 20 | missing | 5 | 6.6 | greenfield | non-agrivoltaic | 0.1688
404055 | multi | 64192 | NC | Robeson | 34.5868 | -78.9602 | 79088 | 20220104 | 4 | Bo Biggs Solar | 2018 | DUK | PV | c-si | fixed-tilt | 180 | 20 | missing | 4.9 | 6.9 | greenfield | non-agrivoltaic | 0.36959
404100 | single | 64271 | NC | Yadkin | 36.1495 | -80.8188 | 77034 | 20210919 | 4 | 1051 Lucky Solar, LLC | 2021 | DUK | PV | missing | single-axis | 180 | -9999 | missing | 4.8 | 4 | greenfield | non-agrivoltaic | -0.3787
404101 | multi | 64273 | NC | Craven | 35.1597 | -77.1334 | 45490 | 20220327 | 4 | Sweet Tea Solar, LLC | 2021 | CPLE | PV | missing | fixed-tilt | 180 | -9999 | missing | 4.5 | 4.7 | greenfield | non-agrivoltaic | 0.71017
404127 | multi | 64311 | NC | Nash | 36.0609 | -77.751 | 99570 | 20220818 | 4 | Sun Farm VIII, LLC | 2020 | PJM | PV | c-si | single-axis | 180 | 0 | missing | 4 | 5.6 | greenfield | non-agrivoltaic | -0.28724
404143 | multi | 64363 | NC | Person | 36.4854 | -78.9218 | 77152 | 20211114 | 4 | ESA Boston Solar, LLC | 2020 | CPLE | PV | thin-film | fixed-tilt | 180 | 20 | missing | 5 | 6.8 | greenfield | non-agrivoltaic | 0.38852
404146 | multi | 64366 | NC | Columbus | 34.3123 | -78.2023 | 77498 | 20210220 | 4 | Trojan Solar, LLC | 2020 | CPLE | PV | thin-film | fixed-tilt | 180 | 20 | missing | 5 | 7 | greenfield | non-agrivoltaic | 0.43485
404147 | multi | 64367 | NC | Caswell | 36.509 | -79.4379 | 95550 | 20210821 | 4 | Zuma Solar, LLC | 2020 | DUK | PV | thin-film | fixed-tilt | 180 | 60 | missing | 3 | 4.7 | greenfield | non-agrivoltaic | -0.43668
404221 | multi | 64476 | NC | Onslow | 34.8143 | -77.2121 | 97121 | 20220201 | 4 | Swansboro Solar, LLC | 2021 | CPLE | PV | missing | single-axis | 180 | -9999 | batteries | 4.9 | 6.7 | greenfield | non-agrivoltaic | -0.017246
404222 | single | 64477 | NC | Wayne | 35.5028 | -77.9698 | 67014 | 20191129 | 4 | Suncaster, LLC | 2021 | CPLE | PV | missing | single-axis | 180 | -9999 | missing | 2.4 | 3.2 | greenfield | non-agrivoltaic | -0.46714
404223 | multi | 64478 | NC | Onslow | 34.7841 | -77.4993 | 97674 | 20211024 | 4 | 1034 Catherine Lake Solar, LLC | 2021 | CPLE | PV | missing | single-axis | 180 | -9999 | missing | 4.9 | 6.7 | greenfield | non-agrivoltaic | -0.025515
404240 | single | 64522 | NC | Randolph | 35.7111 | -79.79 | 13225 | 20220415 | 4 | Old Cedar Solar Energy Storage | 2021 | CPLE | PV | missing | fixed-tilt | 180 | -9999 | batteries | 1 | 1 | greenfield | non-agrivoltaic | 0.12314
404245 | multi | 64527 | NC | Chatham | 35.5939 | -79.0302 | 70054 | 20210221 | 4 | Flatwood Farm | 2018 | CPLE | PV | c-si | fixed-tilt | 180 | 20 | missing | 5 | 6.5 | greenfield | non-agrivoltaic | 0.48697
404246 | multi | 64535 | NC | Camden | 36.31 | -76.1449 | 585500 | 20210715 | 4 | Camden Solar, LLC | 2021 | PJM | PV | missing | single-axis | 180 | -9999 | missing | 20 | 29.3 | greenfield | non-agrivoltaic | -0.41859
404306 | multi | 64674 | NC | Sampson | 34.9834 | -78.5285 | 44851 | 20220814 | 4 | Van Buren | 2021 | CPLE | PV | missing | fixed-tilt | 180 | -9999 | missing | 2 | 2.9 | greenfield | non-agrivoltaic | -0.10894
404309 | multi | 64677 | NC | Chowan | 36.2767 | -76.6461 | 108997 | 20210908 | 4 | Ryland Road Solar | 2021 | PJM | PV | missing | single-axis | 180 | -9999 | missing | 5 | 7.2 | greenfield | non-agrivoltaic | -0.079304
404310 | multi | 64678 | NC | Bertie | 36.0214 | -76.874 | 91270 | 20211215 | 4 | Windsor Hwy 17 Solar | 2021 | PJM | PV | missing | single-axis | 180 | -9999 | missing | 5 | 6.4 | greenfield | non-agrivoltaic | 0.006814
404360 | multi | 64822 | NC | Jones | 35.2113 | -77.4996 | 29827 | 20211024 | 4 | Wyse Fork Solar Farm, LLC | 2021 | CPLE | PV | missing | single-axis | 180 | -9999 | missing | 2 | 2.6 | greenfield | non-agrivoltaic | 0.36799
404032 | multi | 64144 | NC | Edgecombe | 35.9087 | -77.639 | 1999292 | 20220818 | 4 | Harts Mill Solar, LLC | 2021 | PJM | PV | c-si | single-axis | 180 | -9999 | missing | 80 | 112 | greenfield | non-agrivoltaic | -0.29195
403845 | multi | 63807 | NC | Yadkin | 36.1706 | -80.654 | 964297 | 20220302 | 4 | Sugar Solar, LLC | 2021 | DUK | PV | missing | fixed-tilt | 180 | -9999 | missing | 60 | 81.1 | greenfield | non-agrivoltaic | 0.30302
403860 | multi | 63842 | NC | Jones | 35.0046 | -77.2722 | 1723218 | 20200220 | 4 | Trent River Solar, LLC | 2021 | CPLE | PV | missing | single-axis | 181 | -9999 | missing | 80 | 108.5 | greenfield | non-agrivoltaic | -0.14484
403929 | multi | 63976 | NC | Bladen | 34.7042 | -78.4198 | 1528326 | 20220814 | 4 | Bay Tree | 2021 | CPLE | PV | missing | single-axis | 180 | -9999 | missing | 70.1 | 90.2 | greenfield | non-agrivoltaic | -0.22842
404041 | multi | 64169 | NC | Washington | 35.9071 | -76.6361 | 2113594 | 20211119 | 4 | Albemarle Beach Solar | 2020 | PJM | PV | c-si | single-axis | 182 | 0 | missing | 80 | 150.6 | greenfield | non-agrivoltaic | 0.030788
400467 | multi | 58318 | NC | Chatham | 35.8332 | -79.0267 | 16539 | 20210221 | 4 | Farrington Farm | 2012 | CPLE | PV | c-si | fixed-tilt | 180 | 25 | missing | 1 | 1.1 | greenfield | non-agrivoltaic | -0.069749
400478 | multi | 58339 | NC | Craven | 35.2081 | -77.058 | 115457 | 20220318 | 4 | New Bern Farm | 2014 | CPLE | PV | c-si | fixed-tilt | 200 | 20 | missing | 5 | 6.5 | greenfield | non-agrivoltaic | -0.28606
400480 | multi | 58341 | NC | Orange | 35.9072 | -79.189 | 115960 | 20210221 | 4 | White Cross Farm | 2013 | DUK | PV | c-si | fixed-tilt | 180 | 25 | missing | 5 | 6 | greenfield | non-agrivoltaic | -0.38259
400725 | multi | 58782 | NC | Wayne | 35.4387 | -77.8631 | 94069 | 20220220 | 4 | Sonne One | 2016 | DUK | PV | c-si | fixed-tilt | 180 | 20 | batteries | 5 | 7 | greenfield | non-agrivoltaic | 0.097741
403569 | multi | 63345 | NC | Pender | 34.535 | -77.9157 | 48974 | 20220130 | 4 | Scotch Bonnet Solar, LLC | 2020 | CPLE | PV | c-si | fixed-tilt | 180 | 20 | missing | 4.5 | 4.9 | greenfield | non-agrivoltaic | 0.64097
402902 | single | 62240 | NC | Pender | 34.5355 | -77.9124 | 81900 | 20220130 | 4 | Burgaw Solar, LLC | 2019 | CPLE | PV | thin-film | single-axis | 180 | 0 | missing | 5 | 6.7 | greenfield | non-agrivoltaic | 0.2544
403087 | single | 62601 | NC | Randolph | 35.7492 | -79.7871 | 33643 | 20220415 | 4 | Changeup | 2019 | CPLE | PV | c-si | dual-axis | 180 | -9999 | missing | 2 | 2.7 | greenfield | non-agrivoltaic | 0.2215
404420 | multi | 65111 | NC | Randolph | 35.7562 | -79.7907 | 41743 | 20220415 | 4 | Thunderhead | 2021 | CPLE | PV | missing | single-axis | 180 | -9999 | missing | 2.6 | 2.7 | greenfield | non-agrivoltaic | -0.10843
404079 | multi | 64237 | NC | Wayne | 35.1822 | -78.0884 | 84455 | 20210722 | 4 | Solar Lee, LLC | 2021 | CPLE | PV | missing | single-axis | 180 | -9999 | missing | 6.7 | 6.7 | greenfield | non-agrivoltaic | 0.20195
404157 | multi | 64385 | NC | Chowan | 36.3026 | -76.6034 | 112698 | 20210422 | 4 | Gliden (Op Zone) | 2020 | CPLE | PV | missing | single-axis | 180 | 0 | batteries | 5 | 7.2 | greenfield | non-agrivoltaic | -0.12526
403124 | multi | 62662 | NC | Harnett | 35.4192 | -78.7163 | 83419 | 20220504 | 4 | Ennis Solar, LLC | 2019 | CPLE | PV | thin-film | single-axis | 180 | 0 | missing | 5 | 6.1 | greenfield | non-agrivoltaic | 0.070449
403800 | single | 63732 | NC | Harnett | 35.4163 | -78.7173 | 40579 | 20220504 | 4 | ESA Buies Creek, LLC | 2020 | CPLE | PV | thin-film | fixed-tilt | 180 | 20 | missing | 2.8 | 3.9 | greenfield | non-agrivoltaic | 0.5574
404516 | multi | 58847 | NC | Bertie | 35.9665 | -76.9126 | 126904 | 20240222 | 4 | Windsor Cooper HIill Solar, LLC | 2015 | PJM | PV | c-si | single-axis | 180 | 0 | missing | 5 | 7 | greenfield | non-agrivoltaic | -0.31017
401303 | multi | 59795 | NC | Hertford | 36.3097 | -76.9981 | 224730 | 20210715 | 4 | Ahoskie | 2018 | PJM | PV | c-si | fixed-tilt | 180 | 20 | missing | 5 | 5.8 | greenfield | non-agrivoltaic | -0.93202
404637 | multi | 64002 | NC | Duplin | 34.8283 | -77.9737 | 93065 | 20240526 | 4 | Buttercup Solar, LLC | 2021 | CPLE | PV | thin-film | single-axis | 180 | 0 | missing | 5 | 7.1 | greenfield | non-agrivoltaic | 0.13751
404528 | multi | 60298 | NC | Moore | 35.2223 | -79.5346 | 65654 | 20230916 | 4 | Pine Valley Solar Farm, LLC | 2017 | DUK | PV | c-si | fixed-tilt | 180 | -9999 | missing | 5 | 6.5 | greenfield | non-agrivoltaic | 0.61871
404530 | single | 60439 | NC | Richmond | 34.8823 | -79.6644 | 81341 | 20231129 | 4 | Sellers Farm Solar | 2019 | CPLE | PV | c-si | single-axis | 180 | -9999 | missing | 5 | 7.2 | greenfield | non-agrivoltaic | 0.39652
402134 | multi | 61088 | NC | Columbus | 34.3211 | -78.2074 | 101677 | 20210929 | 4 | Delco Farm | 2016 | CPLE | PV | thin-film | fixed-tilt | 190 | 20 | missing | 5 | 6.6 | greenfield | non-agrivoltaic | -0.10357
404581 | multi | 62820 | NC | Surry | 36.2866 | -80.6596 | 462625 | 20220302 | 4 | Stony Knoll Solar, LLC | 2021 | DUK | PV | c-si | single-axis | 180 | -9999 | missing | 22.6 | 29.49 | greenfield | non-agrivoltaic | -0.12829
404582 | single | 62822 | NC | Cleveland | 35.1909 | -81.7292 | 220141 | 20240120 | 3 | Broad River Solar, LLC | 2019 | DUK | PV | c-si | single-axis | 180 | -9999 | missing | 50 | 79 | greenfield | non-agrivoltaic | 6.1242
404593 | multi | 63024 | NC | Hertford | 36.2737 | -77.0298 | 209026 | 20240526 | 4 | Hertford Solar Power, LLC | 2019 | PJM | PV | c-si | single-axis | 180 | -9999 | missing | 10 | 13.9 | greenfield | non-agrivoltaic | -0.069938
404602 | single | 63296 | NC | Cleveland | 35.2313 | -81.5648 | 17765 | 20220404 | 4 | 232 Long Branch 29 Solar I, LLC | 2017 | DUK | PV | c-si | fixed-tilt | 180 | 15 | missing | 2 | 1.8 | greenfield | non-agrivoltaic | 0.66784
404625 | multi | 63811 | NC | Stokes | 36.2978 | -80.1124 | 1000206 | 20230410 | 4 | Lick Creek Solar, LLC | 2022 | DUK | PV | c-si | single-axis | 180 | -9999 | missing | 50 | 70 | greenfield | non-agrivoltaic | 0.003926
404626 | multi | 63812 | NC | Franklin | 36.1001 | -78.2492 | 1027481 | 20220925 | 4 | Highest Power Solar, LLC | 2022 | CPLE | PV | c-si | single-axis | 180 | -9999 | missing | 48.7 | 68 | greenfield | non-agrivoltaic | -0.076667
404642 | single | 64050 | NC | Richmond | 35.0235 | -79.4895 | 9722 | 20240405 | 4 | Fort Bragg - Camp Mackall PV BESS System | 2020 | CPLE | PV | missing | fixed-tilt | 180 | -9999 | batteries | 1 | 1 | greenfield | non-agrivoltaic | 0.70044
404682 | single | 64450 | NC | Halifax | 36.2384 | -77.8391 | 149454 | 20230315 | 4 | Grissom Solar, LLC | 2021 | PJM | PV | c-si | fixed-tilt | 180 | -9999 | batteries | 5 | 6.99 | greenfield | non-agrivoltaic | -0.48792
404692 | single | 64508 | NC | Duplin | 34.7985 | -77.9467 | 27120 | 20240222 | 4 | Hall Solar Energy Storage | 2023 | CPLE | PV | c-si | single-axis | 180 | -9999 | batteries | 2 | 2.6 | greenfield | non-agrivoltaic | 0.55235
404693 | multi | 64510 | NC | Greene | 35.422 | -77.7299 | 92438 | 20231220 | 4 | Arba Solar Energy Storage | 2023 | CPLE | PV | missing | single-axis | 180 | -9999 | batteries | 5 | 5 | greenfield | non-agrivoltaic | -0.33283
404694 | multi | 64511 | NC | Hyde | 35.6358 | -76.5358 | 36063 | 20240120 | 4 | Rose Acre Solar Energy Storage | 2023 | CPLE | PV | missing | single-axis | 180 | -9999 | batteries | 2 | 2 | greenfield | non-agrivoltaic | -0.30383
404695 | single | 64514 | NC | Duplin | 34.8318 | -77.7712 | 27174 | 20240222 | 4 | Ludie Brown Solar Energy Storage | 2022 | CPLE | PV | thin-film | fixed-tilt | 180 | -9999 | batteries | 2 | 2.6 | greenfield | non-agrivoltaic | 0.54828
404697 | multi | 64520 | NC | Randolph | 35.7186 | -79.9084 | 30386 | 20230625 | 4 | Spencer Meadow Solar Energy Storage | 2019 | CPLE | PV | c-si | fixed-tilt | 180 | -9999 | batteries | 2 | 2.5 | greenfield | non-agrivoltaic | 0.2643
404696 | single | 64516 | NC | Randolph | 35.7202 | -79.9084 | 30692 | 20230625 | 4 | Lowe Solar Energy Storage | 2020 | CPLE | PV | c-si | fixed-tilt | 180 | -9999 | batteries | 2 | 2.5 | greenfield | non-agrivoltaic | 0.24691
404712 | single | 64640 | NC | Madison | 35.8863 | -82.8255 | 40971 | 20240105 | 4 | Hot Springs Energy Storage & Microgrid | 2022 | CPLW | PV | c-si | fixed-tilt | 25 | -9999 | batteries | 1.9 | 2.7 | greenfield | non-agrivoltaic | -0.082638
404722 | multi | 64683 | NC | Currituck | 36.5059 | -76.198 | 2468123 | 20240329 | 4 | Oak Trail Solar, LLC | 2017 | PJM | PV | missing | fixed-tilt,single-axis | 180 | -9999 | missing | 100 | 100 | greenfield | non-agrivoltaic | -0.62041
404725 | multi | 64702 | NC | Stanly | 35.2968 | -80.2342 | 832652 | 20230816 | 4 | Stanly Solar, LLC | 2021 | DUK | PV | c-si | single-axis | 180 | -9999 | missing | 50 | 69.89 | greenfield | non-agrivoltaic | 0.29951
404750 | multi | 64910 | NC | Caldwell | 35.8145 | -81.3717 | 158658 | 20231119 | 4 | Brighter Future Solar | 2023 | DUK | PV | c-si | fixed-tilt | 242 | -9999 | missing | 11 | 15.7 | greenfield | non-agrivoltaic | 0.61769
404785 | multi | 65106 | NC | Nash | 35.8837 | -78.157 | 1819799 | 20230127 | 4 | Phobos Solar, LLC | 2023 | CPLE | PV | missing | single-axis | 180 | -9999 | missing | 78.8 | 78.8 | greenfield | non-agrivoltaic | -0.56141
404786 | multi | 65107 | NC | Montgomery | 35.341 | -79.7377 | 1574800 | 20230916 | 4 | Cabin Creek Solar, LLC | 2021 | CPLE | PV | missing | single-axis | 180 | -9999 | missing | 70.2 | 70.2 | greenfield | non-agrivoltaic | -0.53438
404419 | multi | 65110 | NC | Randolph | 35.8603 | -79.5795 | 127206 | 20220302 | 2 | Ridgeback | 2021 | CPLE | PV | missing | single-axis | 180 | -9999 | missing | 2.6 | 2.6 | greenfield | non-agrivoltaic | -1.0458
404848 | single | 65470 | NC | Nash | 36.0894 | -77.7248 | 35077 | 20240208 | 4 | Cummins Whitakers PV Arrays | 2022 | PJM | PV | c-si | fixed-tilt | 180 | -9999 | missing | 2.9 | 3.6 | greenfield | non-agrivoltaic | 0.69557
404912 | single | 65819 | NC | Cleveland | 35.3124 | -81.5925 | 28270 | 20230721 | 4 | 233 Randolph 74 Solar I, LLC | 2023 | DUK | PV | c-si | fixed-tilt | 356 | -9999 | missing | 2 | 2.6 | greenfield | non-agrivoltaic | 0.46968
404941 | multi | 66055 | NC | Columbus | 34.3381 | -78.7477 | 98325 | 20231123 | 4 | Cathcart Solar, LLC | 2022 | DUK | PV | missing | single-axis | 180 | -9999 | missing | 5 | 5 | greenfield | non-agrivoltaic | -0.40144
400084 | multi | 57203 | OH | Wyandot | 40.8801 | -83.3175 | 261524 | 20200608 | 4 | Wyandot Solar Farm | 2010 | PJM | PV | thin-film | fixed-tilt | 180 | 25 | missing | 10.08 | 12 | greenfield | non-agrivoltaic | -0.50668
400171 | multi | 57462 | OH | Henry | 41.3874 | -84.0929 | 151173 | 20200408 | 4 | Napoleon Solar I | 2011 | PJM | PV | c-si | single-axis | 179 | 0 | missing | 8.08 | 9.8 | greenfield | non-agrivoltaic | -0.10537
401832 | single | 60622 | OH | Wood | 41.396 | -83.5813 | 577053 | 20210314 | 4 | DG AMP Solar Bowling Green | 2017 | PJM | PV | c-si | single-axis | 180 | 0 | missing | 20 | 28.5 | greenfield | non-agrivoltaic | -0.43244
403283 | single | 62942 | OH | Medina | 41.0126 | -81.7654 | 105841 | 20211001 | 4 | DG AMP 1048 Wadsworth | 2019 | PJM | PV | c-si | single-axis | 180 | 0 | missing | 6.3 | 8.6 | greenfield | non-agrivoltaic | 0.24267
400506 | multi | 58381 | OH | Williams | 41.4759 | -84.5866 | 44458 | 20190909 | 4 | Bryan Solar Field | 2012 | PJM | PV | thin-film | fixed-tilt | 180 | 25 | missing | 1.8 | 2.1 | greenfield | non-agrivoltaic | -0.47806
400010 | single | 2854 | OH | Montgomery | 39.601 | -84.2057 | 31606 | 20190319 | 4 | Yankee Street | 2010 | PJM | PV | c-si | fixed-tilt | 180 | 25 | missing | 1.1 | 2.5 | greenfield | non-agrivoltaic | 0.19703
400384 | multi | 58082 | OH | Henry | 41.4066 | -84.1161 | 83263 | 20210308 | 4 | AMP Napoleon Solar Facility | 2012 | PJM | PV | c-si | fixed-tilt | 180 | 30 | missing | 3.5 | 4.2 | landfill | non-agrivoltaic | -0.41011
400397 | single | 58134 | OH | Lorain | 41.3029 | -82.2287 | 40930 | 20220812 | 4 | Oberlin Spear Point Solar One | 2012 | PJM | PV | c-si | single-axis | 180 | 0 | missing | 2 | 2.3 | greenfield | grazing | -0.28828
400509 | multi | 58386 | OH | Greene | 39.7424 | -83.8166 | 38681 | 20200621 | 4 | CU Solar Plant | 2013 | PJM | PV | c-si | fixed-tilt | 180 | 25 | missing | 1.8 | 2.2 | greenfield | non-agrivoltaic | -0.27382
400671 | single | 58665 | OH | Mercer | 40.5421 | -84.5925 | 92361 | 20191028 | 4 | Celina Solar Project #1, LLC | 2012 | PJM | PV | c-si | fixed-tilt | 180 | 25 | missing | 4 | 5 | greenfield | non-agrivoltaic | -0.33188
400996 | multi | 59296 | OH | Paulding | 41.0182 | -84.5948 | 45156 | 20210312 | 4 | Northwest Ohio Wind | 2021 | PJM | PV | missing | fixed-tilt | 180 | -9999 | batteries | 4 | 4.5 | greenfield | non-agrivoltaic | 0.63249
401008 | single | 59324 | OH | Cuyahoga | 41.5162 | -81.5976 | 18661 | 20211001 | 4 | MCCo Solar Generating Facility | 2014 | PJM | PV | missing | fixed-tilt | 190 | 25 | missing | 0.9 | 1 | PCSC | non-agrivoltaic | -0.34345
401102 | single | 59489 | OH | Lucas | 41.6275 | -83.5745 | 50067 | 20200821 | 4 | Anthony Wayne Solar #1 | 2014 | PJM | PV | thin-film | fixed-tilt | 180 | 25 | missing | 1.7 | 2.1 | PCSC | non-agrivoltaic | -0.59018
401240 | single | 59683 | OH | Trumbull | 41.1477 | -80.8838 | 30329 | 20210728 | 4 | Lordstown Motor Corp | 2015 | PJM | PV | c-si | fixed-tilt | 180 | 25 | missing | 1.7 | 2.2 | greenfield | non-agrivoltaic | 0.05802
401560 | multi | 60190 | OH | Auglaize | 40.3896 | -84.4005 | 173436 | 20180902 | 4 | HMW Minster PV I | 2015 | PJM | PV | c-si | fixed-tilt | 180 | 25 | missing | 3 | 4.3 | greenfield | non-agrivoltaic | -0.95354
402033 | single | 60913 | OH | Hardin | 40.7595 | -83.8403 | 57056 | 20210308 | 4 | Ohio Northern University Solar Site | 2018 | PJM | PV | thin-film | single-axis | 180 | 0 | missing | 2.7 | 3.1 | greenfield | non-agrivoltaic | -0.32769
402042 | single | 60923 | OH | Sandusky | 41.3194 | -82.9833 | 69112 | 20210426 | 4 | Clyde Solar Array | 2016 | PJM | PV | c-si | single-axis | 180 | 0 | missing | 2.8 | 3.7 | greenfield | non-agrivoltaic | -0.34457
402351 | multi | 61436 | OH | Wayne | 40.8566 | -81.7593 | 57081 | 20201008 | 4 | DG AMP Solar Orrville 3 | 2018 | PJM | PV | c-si | fixed-tilt | 180 | 25 | missing | 2.3 | 2.8 | greenfield | non-agrivoltaic | -0.43954
402352 | multi | 61437 | OH | Darke | 40.2211 | -84.4973 | 32821 | 20191028 | 4 | DG AMP Solar Versailles | 2018 | PJM | PV | c-si | fixed-tilt | 180 | 25 | missing | 1.8 | 2.2 | greenfield | non-agrivoltaic | -0.058694
402353 | single | 61438 | OH | Shelby | 40.4449 | -84.0474 | 32093 | 20180827 | 4 | DG AMP Solar Jackson Center | 2018 | PJM | PV | c-si | fixed-tilt | 180 | 25 | missing | 1.6 | 2.2 | greenfield | non-agrivoltaic | -0.026489
402508 | multi | 61637 | OH | Licking | 40.0786 | -82.5136 | 40118 | 20210605 | 4 | Denison Solar Array | 2017 | PJM | PV | c-si | single-axis | 180 | 0 | missing | 1.9 | 2.3 | greenfield | es | -0.26419
402607 | single | 61805 | OH | Miami | 40.141 | -84.2305 | 28874 | 20190514 | 4 | DG AMP Solar Piqua Staunton | 2018 | PJM | PV | c-si | fixed-tilt | 195 | 15 | missing | 1.8 | 2.5 | greenfield | non-agrivoltaic | 0.35558
402617 | single | 61818 | OH | Stark | 40.7021 | -81.5903 | 25887 | 20220511 | 4 | DG AMP Solar Brewster | 2018 | PJM | PV | c-si | fixed-tilt | 180 | 15 | missing | 1.9 | 2.2 | greenfield | non-agrivoltaic | 0.32168
402777 | single | 62041 | OH | Cuyahoga | 41.4433 | -81.7514 | 60839 | 20210705 | 4 | Cuyahoga County Landfill | 2018 | PJM | PV | thin-film | fixed-tilt | 180 | 25 | missing | 3.7 | 4 | landfill | non-agrivoltaic | -0.085874
402884 | multi | 62200 | OH | Brown | 39.0825 | -83.8764 | 4187535 | 20220619 | 4 | Hillcrest Solar | 2021 | PJM | PV | thin-film | single-axis | 180 | -9999 | missing | 200 | 265 | greenfield | non-agrivoltaic | -0.13807
403204 | multi | 62792 | OH | Miami | 40.1305 | -84.2562 | 272534 | 20211226 | 4 | DG AMP Solar Piqua Manier | 2019 | PJM | PV | c-si | single-axis | 180 | 0 | missing | 12.62 | 13.2 | greenfield | non-agrivoltaic | -0.45266
403282 | single | 62941 | OH | Medina | 41.001 | -81.7508 | 30542 | 20200818 | 4 | DG AMP Rittman Rd | 2020 | PJM | PV | c-si | fixed-tilt | 195 | 15 | missing | 2.6 | 3.2 | greenfield | non-agrivoltaic | 0.74095
403344 | multi | 63029 | OH | Hardin | 40.6718 | -83.8153 | 3172478 | 20210616 | 4 | Hardin Solar Energy, LLC | 2021 | PJM | PV | c-si | single-axis | 180 | -9999 | missing | 150 | 199.3 | greenfield | non-agrivoltaic | -0.14785
403458 | multi | 63181 | OH | Huron | 41.2299 | -82.7119 | 67715 | 20220511 | 4 | Monroeville Solar | 2017 | PJM | PV | c-si | fixed-tilt | 180 | 20 | missing | 3.2 | 5.1 | greenfield | non-agrivoltaic | 0.11686
403603 | single | 63390 | OH | Richland | 40.8959 | -82.6731 | 40334 | 20220415 | 4 | Shelby Solar Array | 2019 | PJM | PV | c-si | single-axis | 180 | 0 | missing | 1.9 | 2.5 | greenfield | non-agrivoltaic | -0.16563
404811 | multi | 65302 | OH | Ross | 39.4228 | -82.9649 | 1182579 | 20221123 | 3 | Salt City Solar Project - Hybrid | 2022 | PJM | PV | missing | single-axis | 180 | -9999 | missing | 49.9 | 49.9 | greenfield | non-agrivoltaic | -0.58483
404955 | multi | 66140 | OH | Wood | 41.6141 | -83.5568 | 28432 | 20230829 | 4 | PNA Rossford Solar Array | 2023 | PJM | PV | thin-film | fixed-tilt | 180 | -9999 | missing | 1.4 | 1.9 | PCSC | non-agrivoltaic | -0.062991
402488 | single | 61614 | OK | Caddo | 34.8952 | -98.2271 | 112305 | 20220208 | 4 | Cyril | 2017 | SWPP | PV | c-si | single-axis | 180 | 0 | missing | 5 | 6.4 | greenfield | non-agrivoltaic | -0.27145
402583 | multi | 61759 | OK | Garfield | 36.3158 | -97.5839 | 294673 | 20220427 | 4 | Covington Solar Farm | 2018 | SWPP | PV | c-si | single-axis | 180 | 0 | missing | 10 | 13.2 | greenfield | non-agrivoltaic | -0.52976
400011 | single | 2953 | OK | Canadian | 35.4774 | -97.6764 | 50723 | 20210403 | 4 | Mustang | 2015 | SWPP | PV | c-si | single-axis | 180 | 0 | batteries | 2.5 | 3 | greenfield | non-agrivoltaic | -0.22576
402489 | single | 61615 | OK | Caddo | 35.4941 | -98.38 | 68204 | 20220407 | 4 | Hinton | 2017 | SWPP | PV | c-si | single-axis | 180 | 0 | missing | 3 | 4 | greenfield | non-agrivoltaic | -0.23629
402490 | single | 61616 | OK | Love | 33.9421 | -97.1067 | 68613 | 20220413 | 4 | Marietta | 2017 | SWPP | PV | c-si | single-axis | 180 | 0 | missing | 3 | 4 | greenfield | non-agrivoltaic | -0.2437
402491 | single | 61617 | OK | Caddo | 35.0139 | -98.4425 | 68276 | 20220517 | 4 | Pine Ridge | 2017 | SWPP | PV | c-si | single-axis | 180 | 0 | missing | 3 | 4 | greenfield | non-agrivoltaic | -0.23758
402492 | single | 61618 | OK | Grady | 35.2657 | -97.8453 | 90642 | 20180716 | 4 | Tuttle | 2017 | SWPP | PV | c-si | single-axis | 180 | 0 | missing | 4 | 5.1 | greenfield | non-agrivoltaic | -0.28675
403685 | multi | 63499 | OK | Bryan | 33.9705 | -96.4336 | 215217 | 20220105 | 4 | Choctaw Nation Solar Farm | 2020 | SWPP | PV | c-si | single-axis | 180 | 0 | missing | 5 | 6.1 | greenfield | non-agrivoltaic | -0.87832
403686 | single | 63500 | OK | Murray | 34.479 | -97.1068 | 106260 | 20220413 | 4 | Chickasaw Nation Solar Farm | 2020 | SWPP | PV | c-si | single-axis | 180 | 0 | missing | 5 | 6.1 | greenfield | non-agrivoltaic | -0.26258
404220 | single | 64473 | OK | Cleveland | 35.2265 | -97.3605 | 38678 | 20220215 | 4 | Norman Solar | 2021 | SWPP | PV | missing | single-axis | 180 | -9999 | missing | 5 | 2.8 | greenfield | non-agrivoltaic | 0.054927
401635 | single | 60331 | OR | Malheur | 44.1504 | -117.001 | 275558 | 20220821 | 4 | Hyline Solar Center, LLC | 2016 | IPCO | PV | c-si | single-axis | 180 | 0 | missing | 9 | 11.7 | greenfield | non-agrivoltaic | -0.57925
401638 | single | 60334 | OR | Malheur | 43.9328 | -116.9883 | 283288 | 20220522 | 4 | Thunderegg Solar Center, LLC | 2016 | IPCO | PV | c-si | single-axis | 180 | 0 | missing | 10 | 13 | greenfield | non-agrivoltaic | -0.50657
400404 | multi | 58150 | OR | Lake | 42.1751 | -120.3627 | 80061 | 20200730 | 4 | Black Cap Solar Plant | 2012 | PACW | PV | c-si | single-axis | 180 | 0 | missing | 2 | 2.6 | greenfield | non-agrivoltaic | -0.79078
401788 | multi | 60548 | OR | Deschutes | 44.0685 | -121.2283 | 204128 | 20200218 | 4 | NorWest Energy 2, LLC | 2016 | PACW | PV | c-si | single-axis | 180 | 0 | missing | 9.9 | 14 | greenfield | non-agrivoltaic | -0.025754
402074 | single | 60976 | OR | Deschutes | 44.0596 | -121.2294 | 226570 | 20200218 | 4 | OSLH, LLC | 2016 | PACW | PV | c-si | single-axis | 180 | 0 | missing | 9.9 | 10.4 | greenfield | non-agrivoltaic | -0.50631
402115 | single | 61048 | OR | Crook | 44.1852 | -120.916 | 1234450 | 20210808 | 4 | Solar Star Oregon II | 2017 | PACW | PV | c-si | single-axis | 180 | 0 | missing | 56 | 69.5 | greenfield | non-agrivoltaic | -0.28601
402460 | multi | 61580 | OR | Deschutes | 44.194 | -121.2301 | 215153 | 20210109 | 4 | Tumbleweed Solar, LLC | 2017 | PACW | PV | c-si | fixed-tilt | 180 | 28 | missing | 9.9 | 14 | greenfield | non-agrivoltaic | -0.10021
402445 | multi | 61560 | OR | Jackson | 42.4008 | -122.8303 | 145980 | 20210312 | 4 | Eagle Point Solar | 2017 | PACW | PV | c-si | single-axis | 180 | 0 | missing | 9.9 | 13.1 | greenfield | es | 0.42242
402503 | single | 61631 | OR | Klamath | 42.6115 | -121.8626 | 235881 | 20220719 | 4 | Chiloquin Solar, LLC | 2018 | PACW | PV | c-si | fixed-tilt | 180 | 28 | missing | 9.9 | 14 | greenfield | non-agrivoltaic | -0.22136
402392 | single | 61496 | OR | Jefferson | 44.6731 | -121.1252 | 246831 | 20210809 | 4 | Adams Solar Center | 2018 | PACW | PV | c-si | single-axis | 180 | 0 | missing | 10 | 13.1 | greenfield | non-agrivoltaic | -0.35439
402289 | single | 61345 | OR | Sherman | 45.5873 | -120.5958 | 336995 | 20210430 | 4 | WyEast Solar | 2018 | AVRN | PV | c-si | single-axis | 180 | 0 | missing | 10 | 13 | greenfield | non-agrivoltaic | -0.66152
402393 | single | 61497 | OR | Jefferson | 44.619 | -121.2062 | 276028 | 20220903 | 4 | Elbe Solar Center | 2018 | PACW | PV | c-si | single-axis | 180 | 0 | missing | 10 | 13.1 | greenfield | non-agrivoltaic | -0.47333
402903 | multi | 62241 | OR | Umatilla | 45.6808 | -118.8506 | 125922 | 20220628 | 4 | NorWest Energy 9, LLC | 2018 | PACW | PV | c-si | fixed-tilt | 181 | 20 | missing | 6 | 8.4 | greenfield | non-agrivoltaic | -0.065509
402244 | multi | 61281 | OR | Deschutes | 44.0604 | -121.2382 | 255434 | 20200218 | 4 | Bear Creek Solar Center | 2018 | PACW | PV | c-si | single-axis | 180 | 0 | missing | 10 | 13.1 | greenfield | non-agrivoltaic | -0.39226
401634 | multi | 60330 | OR | Malheur | 43.936 | -117.3849 | 185518 | 20210907 | 4 | Grove Solar Center, LLC | 2016 | IPCO | PV | c-si | single-axis | 180 | 0 | missing | 6 | 7.8 | greenfield | non-agrivoltaic | -0.58804
401636 | multi | 60332 | OR | Malheur | 43.797 | -117.0629 | 307234 | 20220522 | 4 | Open Range Solar Center, LLC | 2016 | IPCO | PV | c-si | single-axis | 180 | 0 | missing | 10 | 13 | greenfield | non-agrivoltaic | -0.58235
401639 | multi | 60335 | OR | Malheur | 43.9617 | -117.2593 | 246560 | 20220724 | 4 | Vale Air Solar Center, LLC | 2016 | IPCO | PV | c-si | single-axis | 180 | 0 | missing | 10 | 13 | greenfield | non-agrivoltaic | -0.36175
402200 | single | 61201 | OR | Klamath | 42.0222 | -121.4256 | 265515 | 20220322 | 4 | OR Solar 3, LLC | 2017 | PACW | PV | c-si | single-axis | 180 | 0 | missing | 10 | 13.2 | greenfield | non-agrivoltaic | -0.42554
402340 | single | 61424 | OR | Klamath | 42.239 | -121.5856 | 365404 | 20220322 | 4 | OR Solar 8, LLC | 2018 | PACW | PV | c-si | single-axis | 180 | 0 | missing | 10 | 13.9 | greenfield | non-agrivoltaic | -0.67288
402444 | single | 61559 | OR | Klamath | 42.236 | -121.5773 | 213189 | 20210516 | 4 | Woodline Solar | 2017 | PACW | PV | c-si | single-axis | 180 | 0 | missing | 8 | 11.1 | greenfield | non-agrivoltaic | -0.37571
402346 | single | 61430 | OR | Lake | 42.2112 | -120.3715 | 272534 | 20200730 | 4 | OR Solar 6, LLC | 2017 | PACW | PV | c-si | single-axis | 180 | 0 | missing | 10 | 13.7 | greenfield | non-agrivoltaic | -0.41379
402922 | single | 62272 | OR | Klamath | 42.3766 | -121.0201 | 280046 | 20100904 | 4 | Bly Solar Center | 2018 | PACW | PV | c-si | single-axis | 180 | 0 | missing | 8 | 11 | greenfield | non-agrivoltaic | -0.64663
402921 | multi | 62268 | OR | Klamath | 42.2071 | -121.3516 | 146590 | 20210516 | 4 | NorWest Energy 4, LLC | 2019 | PACW | PV | c-si | single-axis | 180 | 0 | missing | 5.6 | 6.8 | greenfield | non-agrivoltaic | -0.49602
403069 | multi | 62560 | OR | Lake | 42.1667 | -120.4095 | 1106546 | 20200730 | 4 | Airport Solar | 2019 | PACW | PV | c-si | single-axis | 180 | -9999 | missing | 47.3 | 61 | greenfield | non-agrivoltaic | -0.31088
400223 | single | 57652 | OR | Yamhill | 45.1084 | -123.2782 | 28592 | 20200310 | 4 | Yamhill Solar, LLC | 2011 | PGE | PV | c-si | fixed-tilt | 175 | 28 | missing | 1 | 1.2 | greenfield | non-agrivoltaic | -0.58961
400147 | single | 57372 | OR | Yamhill | 45.1123 | -123.2343 | 38349 | 20200310 | 4 | Bellevue Solar Project | 2011 | PGE | PV | c-si | fixed-tilt | 97 | 43 | missing | 1.6 | 1.7 | greenfield | non-agrivoltaic | -0.53963
400322 | single | 57882 | OR | Clackamas | 45.2697 | -122.7718 | 25882 | 20220128 | 4 | Baldock Solar Highway | 2012 | PGE | PV | c-si | fixed-tilt | 180 | 21 | missing | 1.7 | 1.7 | greenfield | non-agrivoltaic | -0.087231
400396 | single | 58131 | OR | Lake | 43.2353 | -120.4863 | 142362 | 20210925 | 4 | Outback Solar at Christmas Valley | 2012 | BPAT | PV | c-si | single-axis | 180 | 0 | missing | 4.4 | 5.7 | greenfield | non-agrivoltaic | -0.63053
400822 | single | 58961 | OR | Klamath | 42.2602 | -121.7858 | 23868 | 20210516 | 4 | Oregon University System OIT Klamath Falls | 2014 | PACW | PV | c-si | fixed-tilt | 220 | 35 | missing | 2 | 2 | greenfield | non-agrivoltaic | 0.2965
401028 | multi | 59374 | OR | Klamath | 42.4082 | -121.0431 | 141802 | 20210723 | 4 | Old Mill Solar | 2015 | PACW | PV | c-si | single-axis | 180 | 0 | missing | 5 | 6.8 | greenfield | non-agrivoltaic | -0.46283
401302 | multi | 59790 | OR | Benton | 44.5662 | -123.2957 | 27845 | 20200720 | 4 | Oregon University System Rabbit Field | 2014 | PACW | PV | c-si | fixed-tilt | 180 | 20 | missing | 1.2 | 1.4 | greenfield | crop | -0.4136
401475 | single | 60057 | OR | Polk | 45.0677 | -123.471 | 36732 | 20220305 | 4 | Steel Bridge Solar, LLC | 2016 | PGE | PV | c-si | fixed-tilt | 182 | 25 | missing | 2.3 | 2.9 | greenfield | non-agrivoltaic | 0.19388
401637 | single | 60333 | OR | Malheur | 43.9991 | -117.1005 | 129799 | 20220724 | 4 | Railroad Solar Center, LLC | 2016 | IPCO | PV | c-si | single-axis | 180 | 0 | missing | 4.5 | 5.8 | greenfield | non-agrivoltaic | -0.53211
401830 | multi | 60616 | OR | Lake | 42.1727 | -120.3625 | 228710 | 20200730 | 4 | BC Solar | 2016 | PACW | PV | c-si | single-axis | 180 | 0 | missing | 8 | 10.5 | greenfield | non-agrivoltaic | -0.50615
402199 | multi | 61200 | OR | Jackson | 42.5215 | -122.8285 | 233795 | 20200920 | 4 | OR Solar 2, LLC | 2020 | PACW | PV | c-si | single-axis | 180 | 0 | missing | 10 | 12.8 | greenfield | non-agrivoltaic | -0.31888
402284 | multi | 61338 | OR | Yamhill | 45.1686 | -123.1351 | 22372 | 20210411 | 4 | Mill Creek Solar (OR) | 2017 | PGE | PV | c-si | fixed-tilt | 180 | 15 | missing | 2.2 | 3.2 | greenfield | non-agrivoltaic | 1.5516
402438 | multi | 61553 | OR | Klamath | 42.183 | -121.7635 | 104971 | 20210516 | 2 | Klamath Falls Solar 2 (CSG) | 2017 | PACW | PV | c-si | single-axis | 180 | 0 | missing | 2.9 | 3.9 | greenfield | non-agrivoltaic | -0.69167
402625 | single | 61827 | OR | Yamhill | 45.1696 | -123.1363 | 11161 | 20210411 | 4 | Dayton Cutoff Solar | 2017 | PGE | PV | c-si | fixed-tilt | 180 | 15 | missing | 2.2 | 2.9 | greenfield | non-agrivoltaic | 4.026
402626 | multi | 61828 | OR | Polk | 45.033 | -123.0969 | 38384 | 20200901 | 4 | Valley Creek Solar | 2017 | PGE | PV | c-si | fixed-tilt | 180 | 20 | missing | 2.2 | 3.1 | greenfield | crop | 0.23226
402627 | single | 61829 | OR | Marion | 45.0143 | -122.8072 | 43551 | 20210627 | 4 | Silverton Solar | 2017 | PGE | PV | c-si | fixed-tilt | 180 | 25 | missing | 2.2 | 3.1 | greenfield | non-agrivoltaic | 0.029243
402628 | single | 61830 | OR | Marion | 44.8275 | -122.9483 | 53668 | 20210317 | 4 | Sheep Solar | 2017 | PGE | PV | c-si | fixed-tilt | 180 | 30 | missing | 2.2 | 3.1 | greenfield | non-agrivoltaic | -0.25503
402629 | single | 61831 | OR | Clackamas | 45.1703 | -122.4729 | 34120 | 20210514 | 4 | Colton Solar | 2017 | PGE | PV | c-si | fixed-tilt | 180 | 15 | missing | 2.2 | 3.1 | greenfield | non-agrivoltaic | 0.44607
402630 | single | 61832 | OR | Marion | 45.1296 | -122.8996 | 42561 | 20210513 | 4 | Interstate Solar | 2017 | PGE | PV | c-si | fixed-tilt | 180 | 25 | missing | 2.2 | 3.2 | greenfield | non-agrivoltaic | 0.11411
402633 | single | 61835 | OR | Polk | 45.053 | -123.6095 | 36039 | 20200227 | 4 | Grand Ronde Solar | 2017 | PGE | PV | c-si | fixed-tilt | 180 | 15 | missing | 2.2 | 3.1 | greenfield | es | 0.34359
402641 | multi | 61854 | OR | Baker | 44.7018 | -117.7639 | 280892 | 20220901 | 4 | Baker City Solar | 2020 | IPCO | PV | c-si | single-axis | 182 | 0 | missing | 15 | 19 | greenfield | non-agrivoltaic | -0.045728
402642 | single | 61855 | OR | Malheur | 43.9502 | -117.073 | 80491 | 20220522 | 4 | Morgan Solar Center | 2020 | IPCO | PV | c-si | single-axis | 180 | 0 | missing | 3 | 3.7 | greenfield | non-agrivoltaic | -0.50492
402643 | single | 61856 | OR | Malheur | 44.1581 | -117.4437 | 70061 | 20220730 | 4 | Vale Solar Center | 2020 | IPCO | PV | c-si | fixed-tilt | 180 | 25 | missing | 3 | 3.8 | greenfield | non-agrivoltaic | -0.32969
402644 | single | 61860 | OR | Malheur | 44.1132 | -117.0266 | 74483 | 20220522 | 4 | Ontario Solar Center | 2020 | IPCO | PV | c-si | single-axis | 180 | 0 | missing | 3 | 4 | greenfield | non-agrivoltaic | -0.34103
402870 | single | 62169 | OR | Clackamas | 45.4308 | -122.2845 | 38995 | 20200505 | 4 | Boring Solar, LLC | 2019 | PGE | PV | c-si | fixed-tilt | 180 | 20 | missing | 2.2 | 3.4 | greenfield | non-agrivoltaic | 0.36844
402871 | single | 62170 | OR | Yamhill | 45.0765 | -123.3941 | 35297 | 20210405 | 4 | Ballston Solar, LLC | 2018 | PGE | PV | c-si | fixed-tilt | 180 | 20 | missing | 2.2 | 2.9 | greenfield | non-agrivoltaic | 0.26186
402872 | single | 62171 | OR | Marion | 44.9851 | -122.9411 | 43057 | 20220806 | 4 | Labish Solar, LLC | 2018 | PGE | PV | c-si | fixed-tilt | 180 | 20 | missing | 2.2 | 3.3 | greenfield | non-agrivoltaic | 0.14498
403470 | single | 63206 | OR | Marion | 44.8599 | -123.0082 | 38751 | 20220811 | 4 | Rafael Solar | 2019 | PGE | PV | c-si | fixed-tilt | 180 | 20 | missing | 2.2 | 3.2 | greenfield | non-agrivoltaic | 0.27072
403471 | single | 63207 | OR | Marion | 45.1723 | -122.9124 | 37800 | 20210526 | 4 | Case Creek Solar | 2019 | PGE | PV | c-si | fixed-tilt | 180 | 20 | missing | 2.2 | 3.2 | greenfield | non-agrivoltaic | 0.31474
403472 | multi | 63208 | OR | Marion | 45.0832 | -122.9028 | 40962 | 20200901 | 4 | Kale Patch Solar | 2019 | PGE | PV | c-si | fixed-tilt | 180 | 20 | missing | 2.2 | 3.3 | greenfield | non-agrivoltaic | 0.22801
403488 | single | 63235 | OR | Washington | 45.4717 | -123.1397 | 36465 | 20191011 | 4 | O'Neill Creek Solar | 2019 | PGE | PV | c-si | fixed-tilt | 180 | 20 | missing | 2.2 | 3.3 | greenfield | non-agrivoltaic | 0.43853
403558 | multi | 63330 | OR | Clackamas | 45.3185 | -122.3317 | 205541 | 20210619 | 4 | Duus Solar, LLC | 2020 | PGE | PV | c-si | single-axis | 179 | 0 | missing | 10 | 15.2 | greenfield | non-agrivoltaic | 0.087949
403559 | multi | 63331 | OR | Clackamas | 45.3795 | -122.2299 | 244262 | 20210619 | 4 | Firwood Solar, LLC | 2020 | PGE | PV | c-si | single-axis | 179 | 0 | missing | 10 | 15.2 | greenfield | non-agrivoltaic | -0.16042
403644 | single | 63442 | OR | Clackamas | 45.3733 | -122.2649 | 34237 | 20210619 | 4 | Tickle Creek Solar | 2019 | PGE | PV | c-si | single-axis | 180 | 0 | missing | 1.9 | 2.3 | greenfield | non-agrivoltaic | -0.055543
403645 | single | 63443 | OR | Clackamas | 45.1314 | -122.6194 | 47661 | 20190827 | 4 | Thomas Creek Solar | 2019 | PGE | PV | c-si | single-axis | 180 | 0 | missing | 2.2 | 3 | greenfield | non-agrivoltaic | -0.14523
403658 | single | 63456 | OR | Marion | 45.1202 | -122.9363 | 47632 | 20210420 | 4 | St Louis Solar | 2020 | PGE | PV | c-si | single-axis | 180 | 0 | missing | 2.2 | 3 | greenfield | non-agrivoltaic | -0.14443
403661 | single | 63462 | OR | Marion | 45.088 | -122.7723 | 41256 | 20210420 | 4 | Pika Solar | 2020 | PGE | PV | c-si | single-axis | 180 | 0 | missing | 2.2 | 2.6 | greenfield | non-agrivoltaic | -0.14363
403663 | single | 63464 | OR | Marion | 44.9854 | -122.8127 | 42087 | 20200721 | 4 | Brush Creek Solar | 2020 | PGE | PV | c-si | single-axis | 180 | 0 | missing | 2.2 | 2.7 | greenfield | non-agrivoltaic | -0.11965
403664 | single | 63465 | OR | Clackamas | 45.1712 | -122.6243 | 39762 | 20210515 | 4 | Minke Solar | 2020 | PGE | PV | c-si | single-axis | 180 | 0 | missing | 2.2 | 3.1 | greenfield | non-agrivoltaic | 0.17297
403665 | single | 63466 | OR | Marion | 44.9705 | -122.8025 | 37224 | 20200703 | 4 | Drift Creek Solar | 2020 | PGE | PV | c-si | fixed-tilt | 180 | 25 | missing | 2.2 | 2.8 | greenfield | non-agrivoltaic | 0.11482
403666 | single | 63467 | OR | Marion | 44.967 | -122.9579 | 36576 | 20220806 | 4 | Bighorn Solar | 2020 | PGE | PV | c-si | single-axis | 180 | 0 | missing | 2.2 | 2.5 | greenfield | non-agrivoltaic | -0.030719
403758 | single | 63636 | OR | Lake | 43.3167 | -121.0091 | 266737 | 20220628 | 4 | Fort Rock I | 2020 | BPAT | PV | c-si | single-axis | 180 | 0 | missing | 9.9 | 14.9 | greenfield | non-agrivoltaic | -0.29533
403759 | single | 63642 | OR | Clackamas | 45.4315 | -122.2865 | 37717 | 20200505 | 4 | Dunn Road Solar | 2021 | PGE | PV | missing | single-axis | 180 | -9999 | missing | 1.8 | 2.6 | greenfield | non-agrivoltaic | -0.018346
403767 | multi | 63663 | OR | Clackamas | 45.1265 | -122.6081 | 43595 | 20220711 | 4 | Mt. Hope Solar | 2021 | PGE | PV | missing | single-axis | 180 | -9999 | missing | 2.5 | 3.2 | greenfield | non-agrivoltaic | 0.076326
403768 | single | 63664 | OR | Marion | 45.1374 | -122.8002 | 41677 | 20210420 | 4 | Williams Acres Solar | 2021 | PGE | PV | missing | single-axis | 180 | -9999 | batteries | 2.5 | 3.2 | greenfield | non-agrivoltaic | 0.1479
403786 | single | 63694 | OR | Yamhill | 45.1015 | -123.4194 | 90820 | 20210529 | 4 | Butler Solar, LLC | 2021 | PGE | PV | missing | single-axis | 180 | -9999 | missing | 4 | 5.3 | greenfield | non-agrivoltaic | -0.24244
403830 | multi | 63779 | OR | Lake | 43.3942 | -120.9548 | 249556 | 20200725 | 4 | Rock Garden Solar, LLC | 2020 | BPAT | PV | c-si | single-axis | 180 | 0 | missing | 10 | 15 | greenfield | non-agrivoltaic | -0.20536
403839 | single | 63795 | OR | Lake | 43.3186 | -121.0022 | 267625 | 20220628 | 4 | Alkali Solar, LLC | 2020 | BPAT | PV | c-si | single-axis | 180 | 0 | missing | 10 | 15.1 | greenfield | non-agrivoltaic | -0.28343
403885 | single | 63908 | OR | Clackamas | 45.3492 | -122.4295 | 39457 | 20210604 | 4 | Sulus Solar 17 | 2020 | PGE | PV | c-si | fixed-tilt | 180 | 25 | missing | 3.1 | 3.8 | greenfield | non-agrivoltaic | 0.56161
403888 | multi | 63926 | OR | Lake | 43.397 | -120.9489 | 212190 | 20200725 | 4 | Fort Rock IV | 2020 | BPAT | PV | c-si | single-axis | 180 | 0 | missing | 10 | 15.1 | greenfield | non-agrivoltaic | 0.028869
403910 | single | 63956 | OR | Yamhill | 45.1843 | -123.1038 | 42891 | 20210411 | 4 | Palmer Creek Solar, LLC | 2020 | PGE | PV | c-si | fixed-tilt | 180 | 25 | missing | 2.3 | 3.3 | greenfield | non-agrivoltaic | 0.15126
403911 | single | 63957 | OR | Clackamas | 45.2688 | -122.3291 | 35010 | 20210619 | 4 | Day Hill Solar, LLC | 2020 | PGE | PV | c-si | fixed-tilt | 180 | 20 | missing | 2.3 | 3.1 | greenfield | non-agrivoltaic | 0.39718
403912 | single | 63958 | OR | Marion | 44.9842 | -122.9602 | 8241 | 20220806 | 4 | SSD Marion 3, LLC | 2020 | PGE | PV | c-si | single-axis | 180 | 0 | missing | 2 | 3.2 | greenfield | non-agrivoltaic | 6.7484
403913 | single | 63959 | OR | Marion | 45.1134 | -122.7933 | 45728 | 20210420 | 4 | SSD Marion 5, LLC | 2020 | PGE | PV | c-si | single-axis | 180 | 0 | missing | 2 | 3.2 | greenfield | non-agrivoltaic | 0.003802
403914 | single | 63960 | OR | Marion | 45.2551 | -122.8033 | 45470 | 20210526 | 4 | SSD Marion 6, LLC | 2020 | PGE | PV | c-si | single-axis | 180 | 0 | missing | 2 | 3.2 | greenfield | non-agrivoltaic | 0.012215
403915 | multi | 63961 | OR | Clackamas | 45.4209 | -122.3333 | 78019 | 20210619 | 4 | SSD Clackamas 1, LLC | 2020 | PGE | PV | c-si | single-axis | 180 | 0 | missing | 4 | 5.9 | greenfield | non-agrivoltaic | 0.12336
403916 | single | 63962 | OR | Clackamas | 45.1057 | -122.662 | 45300 | 20220711 | 4 | SSD Clackamas 4, LLC | 2020 | PGE | PV | c-si | single-axis | 180 | 0 | missing | 2 | 3.2 | greenfield | non-agrivoltaic | 0.017807
403917 | single | 63963 | OR | Clackamas | 45.1818 | -122.592 | 42355 | 20210514 | 4 | SSD Clackamas 7, LLC | 2020 | PGE | PV | c-si | single-axis | 180 | 0 | missing | 2 | 2.9 | greenfield | non-agrivoltaic | -0.028208
403918 | single | 63964 | OR | Marion | 45.1379 | -122.9144 | 40262 | 20210420 | 4 | SSD Marion 1, LLC | 2020 | PGE | PV | c-si | single-axis | 180 | 0 | missing | 2 | 2.7 | greenfield | non-agrivoltaic | -0.058024
403923 | single | 63969 | OR | Clackamas | 45.1415 | -122.6495 | 42028 | 20220711 | 4 | Sulus Solar 35 | 2020 | PGE | PV | c-si | fixed-tilt | 185 | 25 | missing | 3 | 3.5 | greenfield | non-agrivoltaic | 0.28554
403943 | single | 64006 | OR | Yamhill | 45.079 | -123.403 | 42852 | 20220305 | 4 | Sulus Solar 33 | 2021 | PGE | PV | missing | fixed-tilt | 180 | -9999 | missing | 3 | 3.5 | greenfield | non-agrivoltaic | 0.25161
403944 | single | 64007 | OR | Yamhill | 45.1039 | -123.5155 | 43574 | 20210529 | 4 | Sulus Solar 28 | 2020 | PGE | PV | c-si | fixed-tilt | 180 | 25 | missing | 3 | 3.7 | greenfield | non-agrivoltaic | 0.32019
403946 | single | 64009 | OR | Marion | 45.1449 | -122.7867 | 44872 | 20220128 | 4 | Bristol Solar | 2021 | PGE | PV | missing | fixed-tilt | 180 | -9999 | missing | 3 | 3.4 | greenfield | non-agrivoltaic | 0.1265
403958 | single | 64022 | OR | Marion | 44.974 | -122.7762 | 37129 | 20210627 | 4 | Sulus Solar 22 | 2021 | PGE | PV | missing | fixed-tilt | 180 | -9999 | missing | 3 | 3.5 | greenfield | non-agrivoltaic | 0.51836
403967 | single | 64033 | OR | Marion | 44.8762 | -122.9353 | 25957 | 20220814 | 4 | Greenpark Solar | 2020 | PGE | PV | c-si | fixed-tilt | 185 | 25 | missing | 1.3 | 1.4 | greenfield | non-agrivoltaic | -0.33611
403968 | single | 64034 | OR | Marion | 45.269 | -122.8218 | 34863 | 20210526 | 4 | Sulus Solar 25 | 2020 | PGE | PV | c-si | fixed-tilt | 180 | 25 | missing | 2.2 | 2.6 | greenfield | non-agrivoltaic | 0.10121
403977 | single | 64048 | OR | Clackamas | 45.4585 | -122.2894 | 37240 | 20210619 | 4 | Sulus Solar 29 | 2020 | PGE | PV | c-si | fixed-tilt | 180 | 25 | missing | 2.6 | 3 | greenfield | non-agrivoltaic | 0.22792
404435 | multi | 65228 | OR | Yamhill | 45.0864 | -123.4228 | 74689 | 20220305 | 4 | Red Prairie Solar | 2021 | PGE | PV | missing | fixed-tilt | 180 | -9999 | missing | 2.2 | 3.1 | greenfield | non-agrivoltaic | -0.59946
403533 | single | 63301 | OR | Lake | 42.1478 | -120.4202 | 285803 | 20200730 | 4 | Garrett Solar | 2019 | PACW | PV | c-si | single-axis | 180 | 0 | missing | 10 | 13.1 | greenfield | non-agrivoltaic | -0.50772
403829 | single | 63778 | OR | Harney | 43.5527 | -119.69 | 278108 | 20221003 | 4 | Suntex Solar, LLC | 2020 | BPAT | PV | c-si | single-axis | 180 | 0 | missing | 10 | 15.3 | greenfield | non-agrivoltaic | -0.31325
404634 | single | 63925 | OR | Harney | 43.5543 | -119.6845 | 272426 | 20231030 | 4 | Riley | 2020 | BPAT | PV | c-si | single-axis | 180 | 0 | missing | 10 | 15.3 | greenfield | non-agrivoltaic | -0.28894
403945 | single | 64008 | OR | Washington | 45.5599 | -123.0715 | 41986 | 20210604 | 4 | Milford Solar OR | 2021 | PGE | PV | missing | fixed-tilt | 180 | -9999 | missing | 3 | 3.5 | greenfield | non-agrivoltaic | 0.2873
404367 | multi | 64830 | OR | Clackamas | 45.3834 | -122.0791 | 264624 | 20211007 | 4 | Brightwood Solar, LLC | 2021 | PGE | PV | missing | fixed-tilt | 180 | -9999 | missing | 10 | 13.5 | greenfield | non-agrivoltaic | -0.39797
402339 | single | 61423 | OR | Klamath | 42.031 | -121.6111 | 192056 | 20221008 | 4 | OR Solar 5, LLC | 2018 | PACW | PV | c-si | single-axis | 180 | 0 | missing | 8 | 10.3 | greenfield | non-agrivoltaic | -0.34258
402638 | single | 61844 | OR | Baker | 44.4668 | -118.2054 | 66706 | 20221012 | 4 | Brush Solar Center | 2020 | IPCO | PV | c-si | single-axis | 180 | 0 | missing | 2.8 | 3.8 | greenfield | non-agrivoltaic | -0.2719
404577 | multi | 62745 | OR | Morrow | 45.5636 | -119.6111 | 1344443 | 20231120 | 4 | Wheatridge Hybrid | 2019 | BPAT | PV | c-si | single-axis | 180 | -9999 | batteries | 50 | 73.2 | greenfield | non-agrivoltaic | -0.32529
404605 | multi | 63441 | OR | Gilliam | 45.5397 | -120.181 | 4340146 | 20230818 | 4 | Montague Solar | 2019 | AVRN | PV | missing | single-axis | 180 | -9999 | missing | 162 | 162 | greenfield | non-agrivoltaic | -0.68801
404614 | single | 63665 | OR | Marion | 45.128 | -122.8285 | 42213 | 20230316 | 4 | River Valley Solar | 2020 | PGE | PV | c-si | dual-axis | 180 | -9999 | missing | 1.9 | 2.5 | greenfield | non-agrivoltaic | -0.22409
404892 | single | 65745 | OR | Marion | 45.0761 | -122.9333 | 42745 | 20230316 | 4 | Carnes Creek Solar (CSG) | 2022 | PGE | PV | c-si | single-axis | 180 | -9999 | missing | 2.5 | 3.2 | greenfield | non-agrivoltaic | 0.10727
404893 | single | 65746 | OR | Polk | 45.0589 | -123.4974 | 34849 | 20230611 | 4 | Cosper Creek Solar (CSG) | 2022 | PGE | PV | c-si | single-axis | 180 | -9999 | missing | 2.5 | 3.2 | greenfield | non-agrivoltaic | 0.46662
404894 | single | 65747 | OR | Marion | 44.9298 | -122.9376 | 24507 | 20231030 | 4 | Fruitland Creek Solar (CSG) | 2022 | PGE | PV | c-si | single-axis | 180 | -9999 | missing | 1.8 | 2.1 | greenfield | non-agrivoltaic | 0.33665
404895 | single | 65748 | OR | Clackamas | 45.1436 | -122.6079 | 37983 | 20230425 | 4 | Kaiser Creek Solar (CSG) | 2022 | PGE | PV | c-si | single-axis | 180 | -9999 | missing | 2 | 2.6 | greenfield | non-agrivoltaic | -0.028566
404896 | single | 65750 | OR | Clackamas | 45.4315 | -122.2958 | 37765 | 20230909 | 4 | Sandy River Solar (CSG) | 2022 | PGE | PV | c-si | single-axis | 180 | -9999 | missing | 1.9 | 2.4 | greenfield | non-agrivoltaic | -0.1324
404897 | single | 65751 | OR | Yamhill | 45.3235 | -123.1754 | 40274 | 20230802 | 4 | Sesqui-C Solar (CSG) | 2023 | PGE | PV | c-si | single-axis | 180 | -9999 | missing | 2.5 | 3.2 | greenfield | non-agrivoltaic | 0.20456
404464 | single | 63344 | OR | Harney | 43.5037 | -119.1493 | 242241 | 20200711 | 4 | Starvation | 2019 | BPAT | PV | c-si | single-axis | 180 | 0 | missing | 9.9 | 15.3 | greenfield | non-agrivoltaic | -0.14067
403840 | single | 63796 | OR | Harney | 43.5 | -119.1463 | 237425 | 20221003 | 4 | West Hines Solar I, LLC | 2020 | BPAT | PV | c-si | single-axis | 181 | 0 | missing | 10 | 15.3 | greenfield | non-agrivoltaic | -0.11353
403316 | single | 62989 | PA | Franklin | 40.1385 | -77.6087 | 362729 | 20220704 | 4 | Whitetail Solar 1 | 2019 | PJM | PV | c-si | single-axis | 180 | 52 | missing | 13.5 | 18.2 | greenfield | grazing | -0.41578
400109 | multi | 57256 | PA | Carbon | 40.8617 | -75.8503 | 208547 | 20220917 | 4 | PA Solar Park | 2012 | PJM | PV | c-si | fixed-tilt | 180 | 25 | missing | 10 | 11.5 | greenfield | non-agrivoltaic | -0.31052
400387 | single | 58091 | PA | Lancaster | 39.8618 | -76.2217 | 109514 | 20210224 | 4 | Keystone Solar | 2012 | PJM | PV | c-si | fixed-tilt | 182 | 25 | missing | 5 | 6 | greenfield | non-agrivoltaic | -0.31806
400142 | single | 57362 | PA | Berks | 40.1519 | -75.866 | 34496 | 20210912 | 4 | Morgantown Solar Park | 2011 | PJM | PV | c-si | fixed-tilt | 165 | 28 | missing | 1.6 | 2 | greenfield | non-agrivoltaic | -0.25048
400087 | single | 57216 | PA | Northampton | 40.7605 | -75.2384 | 78919 | 20200717 | 4 | Crayola Solar Project | 2012 | PJM | PV | c-si | fixed-tilt | 165 | 25 | missing | 2.8 | 3.1 | greenfield | non-agrivoltaic | -0.64659
400529 | single | 58443 | PA | Lancaster | 40.1059 | -76.0593 | 20204 | 20220430 | 4 | Martin Limestone Solar Array | 2012 | PJM | PV | c-si | fixed-tilt | 180 | 31 | missing | 1 | 1.1 | greenfield | non-agrivoltaic | -0.32534
400232 | multi | 57668 | PA | Cumberland | 40.2151 | -77.2054 | 25687 | 20090825 | 4 | CASD Solar | 2010 | PJM | PV | c-si | fixed-tilt | 172 | 30 | missing | 1.3 | 1.3 | greenfield | non-agrivoltaic | -0.4066
400275 | single | 57768 | PA | Chester | 39.8664 | -75.6684 | 31418 | 20210305 | 4 | Longwood Gardens | 2010 | PJM | PV | c-si | fixed-tilt | 180 | 30 | missing | 1.3 | 1.6 | greenfield | non-agrivoltaic | -0.39988
400182 | single | 57494 | PA | Schuylkill | 40.6406 | -76.6052 | 17290 | 20201129 | 4 | Masser Farms Realty Solar | 2011 | PJM | PV | c-si | fixed-tilt | 120 | 30 | missing | 1 | 1.2 | greenfield | non-agrivoltaic | -0.008426
400160 | multi | 57412 | PA | Cumberland | 40.0263 | -77.2354 | 72877 | 20090825 | 4 | Knouse Solar Project 1 | 2010 | PJM | PV | c-si | fixed-tilt | 180 | 32 | missing | 2.8 | 3.2 | greenfield | non-agrivoltaic | -0.54852
400062 | single | 56993 | PA | Bucks | 40.1487 | -74.7772 | 50158 | 20190911 | 4 | MF Mesa Lane, LLC | 2008 | PJM | PV | c-si | fixed-tilt | 180 | 30 | missing | 3 | 3 | landfill | non-agrivoltaic | -0.21164
400114 | single | 57280 | PA | Chester | 39.9648 | -75.6577 | 17707 | 20200712 | 4 | Aqua Ingrams Mill | 2009 | PJM | PV | c-si | fixed-tilt | 190 | 20 | missing | 0.9 | 1.2 | greenfield | non-agrivoltaic | -0.043004
400144 | single | 57367 | PA | Monroe | 41.0609 | -75.5154 | 61305 | 20190625 | 4 | Pocono Solar Project | 2010 | PJM | PV | thin-film | fixed-tilt | 180 | 25 | missing | 3 | 3 | greenfield | non-agrivoltaic | -0.44204
400189 | multi | 57519 | PA | Lehigh | 40.5564 | -75.5931 | 72532 | 20200507 | 4 | Trexlertown Solar Array North and South | 2011 | PJM | PV | thin-film | fixed-tilt | 150 | 30 | missing | 1.9 | 2 | greenfield | non-agrivoltaic | -0.89462
400591 | single | 58535 | PA | Chester | 40.1197 | -75.4881 | 21260 | 20200826 | 4 | Pickering Solar | 2012 | PJM | PV | c-si | fixed-tilt | 185 | 10 | missing | 1.4 | 1.8 | greenfield | non-agrivoltaic | 0.31499
401009 | single | 59327 | PA | Chester | 39.8828 | -75.8304 | 24535 | 20220711 | 4 | Marlboro Mushrooms Solar Field | 2011 | PJM | PV | c-si | single-axis | 180 | 0 | missing | 1 | 1.7 | greenfield | non-agrivoltaic | -0.010849
401151 | single | 59546 | PA | Beaver | 40.6915 | -80.3249 | 25781 | 20200608 | 4 | Beaver Solar, LLC | 2012 | PJM | PV | c-si | fixed-tilt | 180 | 20 | missing | 1.3 | 1.3 | greenfield | non-agrivoltaic | -0.41049
401992 | multi | 60848 | PA | Berks | 40.4251 | -75.924 | 48064 | 20220123 | 4 | Temple Solar Arrays | 2011 | PJM | PV | c-si | single-axis | 185 | 0 | missing | 2.2 | 2.5 | greenfield | non-agrivoltaic | -0.37682
402081 | multi | 60985 | PA | Lancaster | 40.1527 | -76.5813 | 47552 | 20220508 | 2 | Elizabethtown Solar | 2016 | PJM | PV | c-si | fixed-tilt | 180 | 30 | missing | 2 | 2.6 | greenfield | non-agrivoltaic | -0.32041
402681 | single | 61914 | PA | Snyder | 40.7965 | -76.8828 | 52945 | 20201129 | 4 | Susquehanna University Solar | 2018 | PJM | PV | c-si | single-axis | 180 | 0 | missing | 3 | 3.9 | greenfield | grazing | 0.081796
402830 | multi | 62119 | PA | Centre | 40.8171 | -77.844 | 24199 | 20200513 | 4 | University Park Solar | 2018 | PJM | PV | c-si | fixed-tilt | 180 | 30 | missing | 1.5 | 2 | greenfield | es | 0.2722
403142 | multi | 62686 | PA | Lancaster | 40.1987 | -76.1608 | 72021 | 20220814 | 4 | TPE Pennsylvania Solar 1, LLC | 2019 | PJM | PV | c-si | single-axis | 180 | 0 | missing | 3.6 | 4 | greenfield | non-agrivoltaic | -0.30213
403317 | multi | 62990 | PA | Franklin | 39.8942 | -77.8152 | 465328 | 20220603 | 4 | Whitetail Solar 2 | 2020 | PJM | PV | c-si | single-axis | 180 | 0 | missing | 20 | 27 | greenfield | es | -0.2495
403318 | multi | 62991 | PA | Franklin | 39.8857 | -77.7728 | 377558 | 20211027 | 4 | Whitetail Solar 3 | 2020 | PJM | PV | c-si | single-axis | 180 | 0 | missing | 20 | 27 | greenfield | es | 0.036275
403783 | single | 63691 | PA | Westmoreland | 40.2156 | -79.6453 | 40138 | 20220402 | 4 | Hunker Solar River, LLC | 2021 | PJM | PV | missing | fixed-tilt | 180 | -9999 | missing | 3.3 | 4.3 | greenfield | non-agrivoltaic | 0.7909
403824 | multi | 63768 | PA | Franklin | 39.8003 | -77.812 | 242792 | 20210308 | 4 | Elk Hill Solar 2 | 2020 | PJM | PV | c-si | single-axis | 180 | 0 | missing | 15 | 17.5 | greenfield | non-agrivoltaic | 0.048266
404381 | single | 64874 | PA | Allegheny | 40.4815 | -80.2549 | 35834 | 20220624 | 4 | PG Solar 1 | 2021 | PJM | PV | missing | fixed-tilt | 180 | -9999 | missing | 3 | 3.6 | landfill | non-agrivoltaic | 0.64966
402990 | single | 62408 | PA | Lebanon | 40.4319 | -76.5551 | 62867 | 20210206 | 4 | Fort Indiantown Gap | 2019 | PJM | PV | c-si | single-axis | 180 | 0 | missing | 3 | 4.4 | greenfield | non-agrivoltaic | 0.004
403698 | multi | 63520 | PA | Carbon | 40.8611 | -75.844 | 118773 | 20220917 | 4 | PA Solar Park II | 2020 | PJM | PV | c-si | fixed-tilt | 180 | 25 | missing | 10 | 14.4 | greenfield | non-agrivoltaic | 1.0898
404621 | multi | 63773 | PA | Franklin | 39.848 | -77.9158 | 386309 | 20230326 | 4 | Elk Hill Solar 1 | 2020 | PJM | PV | c-si | fixed-tilt | 180 | -9999 | missing | 20 | 26.8 | greenfield | non-agrivoltaic | -0.009014
404726 | single | 64709 | PA | Clearfield | 41.0497 | -78.6474 | 406127 | 20240416 | 4 | CL-Viaduct, LLC | 2023 | PJM | PV | missing | single-axis | 180 | -9999 | missing | 20 | 20 | greenfield | non-agrivoltaic | -0.43547
404727 | multi | 64711 | PA | Clearfield | 40.9676 | -78.1818 | 364625 | 20231215 | 4 | UN-School House, LLC | 2019 | PJM | PV | missing | single-axis | 180 | -9999 | missing | 20 | 20 | greenfield | non-agrivoltaic | -0.31672
404804 | multi | 65214 | PA | Beaver | 40.5122 | -80.314 | 219433 | 20231024 | 4 | Gaucho Solar | 2021 | PJM | PV | missing | fixed-tilt | 180 | -9999 | missing | 20 | 20 | greenfield | non-agrivoltaic | 0.4522
404952 | single | 66097 | PA | Union | 40.9505 | -76.8926 | 23709 | 20220916 | 4 | ER Bison Solar CSG | 2023 | PJM | PV | missing | fixed-tilt | 180 | -9999 | missing | 1.4 | 1.4 | greenfield | non-agrivoltaic | -0.22775
402635 | multi | 61840 | RI | Providence | 41.7485 | -71.5224 | 150452 | 20211024 | 4 | Hope Farm Solar, LLC | 2019 | ISNE | PV | c-si | fixed-tilt | 171 | 25 | missing | 10 | 12.6 | greenfield | non-agrivoltaic | 0.2955
400417 | single | 58214 | RI | Kent | 41.6512 | -71.7106 | 32794 | 20211024 | 4 | West Greenwich Solar | 2013 | ISNE | PV | c-si | fixed-tilt | 180 | 25 | missing | 1.9 | 2 | greenfield | non-agrivoltaic | -0.18671
400618 | multi | 58583 | RI | Providence | 41.7727 | -71.3386 | 113419 | 20220804 | 4 | Forbes Street Solar | 2013 | ISNE | PV | c-si | fixed-tilt | 180 | 20 | missing | 3 | 3.7 | landfill | non-agrivoltaic | -0.78766
401343 | single | 59858 | RI | Providence | 41.8014 | -71.5585 | 19906 | 20220625 | 4 | Johnston Solar | 2015 | ISNE | PV | c-si | fixed-tilt | 180 | 25 | missing | 1 | 1.5 | greenfield | non-agrivoltaic | 0.11768
401746 | single | 60495 | RI | Providence | 41.7995 | -71.4367 | 4177 | 20220804 | 4 | Little Bay | 2014 | ISNE | PV | c-si | fixed-tilt | 180 | 14 | missing | 1.3 | 1.5 | greenfield | non-agrivoltaic | 6.1302
402368 | single | 61461 | RI | Providence | 41.9759 | -71.5866 | 33343 | 20220625 | 4 | North Smithfield Solar Power 1 | 2018 | ISNE | PV | c-si | fixed-tilt | 180 | 25 | missing | 2 | 2.5 | greenfield | non-agrivoltaic | 0.10972
402395 | multi | 61499 | RI | Providence | 41.7959 | -71.7875 | 45293 | 20210629 | 4 | CED Foster | 2017 | ISNE | PV | c-si | fixed-tilt | 180 | 20 | missing | 2 | 2.6 | greenfield | non-agrivoltaic | -0.26262
402486 | single | 61612 | RI | Washington | 41.4919 | -71.6238 | 23880 | 20211024 | 4 | WED Kingstown Solar I, LLC-West | 2017 | ISNE | PV | c-si | fixed-tilt | 180 | 25 | missing | 1.5 | 1.7 | greenfield | non-agrivoltaic | 0.029428
402487 | multi | 61613 | RI | Washington | 41.5188 | -71.6865 | 44735 | 20211024 | 2 | WED Stilson Solar | 2017 | ISNE | PV | c-si | fixed-tilt | 180 | 25 | missing | 2 | 2.5 | greenfield | non-agrivoltaic | -0.29481
402496 | single | 61622 | RI | Washington | 41.4923 | -71.6189 | 52282 | 20211024 | 4 | WED Kingstown Solar I-East Array | 2017 | ISNE | PV | c-si | fixed-tilt | 180 | 25 | missing | 3 | 3.8 | greenfield | non-agrivoltaic | 0.061061
402829 | multi | 62118 | RI | Providence | 41.9177 | -71.4868 | 106067 | 20220625 | 2 | WED GW Solar, LLC | 2019 | ISNE | PV | c-si | fixed-tilt | 180 | 25 | missing | 3 | 3.6 | greenfield | non-agrivoltaic | -0.75973
402928 | multi | 62301 | RI | Washington | 41.4402 | -71.7146 | 66107 | 20211024 | 4 | Richmond NMCA | 2018 | ISNE | PV | c-si | fixed-tilt | 180 | 15 | missing | 4 | 5.1 | greenfield | non-agrivoltaic | 0.15568
403063 | multi | 62551 | RI | Washington | 41.4705 | -71.4945 | 65583 | 20200521 | 4 | Kearsarge SKSC1, LLC | 2018 | ISNE | PV | c-si | fixed-tilt | 180 | 15 | missing | 3.8 | 4.7 | superfund | non-agrivoltaic | 0.039499
403067 | multi | 62558 | RI | Washington | 41.4982 | -71.5334 | 53411 | 20210323 | 4 | Kearsarge SKSC2, LLC | 2018 | ISNE | PV | c-si | fixed-tilt | 180 | 25 | missing | 3.1 | 4.6 | superfund | non-agrivoltaic | 0.34586
403072 | single | 62568 | RI | Kent | 41.6578 | -71.6883 | 26500 | 20211024 | 4 | GD West Greenwich Victory I, LLC | 2020 | ISNE | PV | c-si | fixed-tilt | 180 | 25 | missing | 1.8 | 2.2 | greenfield | non-agrivoltaic | 0.28009
403131 | single | 62672 | RI | Providence | 41.9415 | -71.6619 | 40649 | 20220221 | 4 | Nautilus Goat Island Solar (CSG), LLC | 2019 | ISNE | PV | c-si | fixed-tilt | 180 | 20 | missing | 2.5 | 3.3 | greenfield | non-agrivoltaic | 0.24118
403256 | multi | 62898 | RI | Providence | 41.9537 | -71.6582 | 52278 | 20220221 | 4 | Town of Burrillville Solar (CSG) | 2020 | ISNE | PV | c-si | fixed-tilt | 180 | 20 | missing | 3.3 | 4.2 | greenfield | non-agrivoltaic | 0.22331
403417 | single | 63136 | RI | Kent | 41.6174 | -71.5675 | 17567 | 20220625 | 2 | Hopkins Hill (CSG) | 2020 | ISNE | PV | c-si | fixed-tilt | 180 | 25 | missing | 6.68 | 9.6 | greenfield | non-agrivoltaic | 10.0993
403466 | multi | 63191 | RI | Washington | 41.4327 | -71.8048 | 157811 | 20220629 | 2 | Hopkinton Phase 2 | 2020 | ISNE | PV | c-si | fixed-tilt | 180 | 25 | missing | 2.5 | 2.5 | greenfield | non-agrivoltaic | -1.1432
403791 | single | 63718 | RI | Providence | 41.7357 | -71.4593 | 35251 | 20211214 | 4 | ISM Solar Cranston (CSG) | 2020 | ISNE | PV | c-si | fixed-tilt | 180 | 25 | missing | 3.1 | 3.4 | greenfield | non-agrivoltaic | 0.56465
403875 | multi | 63893 | RI | Washington | 41.439 | -71.7773 | 127688 | 20220629 | 4 | GD Hopkinton Main I, LLC | 2020 | ISNE | PV | c-si | fixed-tilt | 180 | 20 | missing | 10.6 | 12.4 | greenfield | non-agrivoltaic | 0.57864
403900 | multi | 63944 | RI | Bristol | 41.7168 | -71.2323 | 41889 | 20220629 | 4 | Blackhorse Farm Solar, LLC (CSG) | 2020 | ISNE | PV | c-si | fixed-tilt | 180 | 15 | missing | 3.8 | 4.6 | greenfield | non-agrivoltaic | 0.84778
403939 | multi | 63997 | RI | Providence | 41.8213 | -71.5625 | 74257 | 20220625 | 4 | Pine Hill | 2020 | ISNE | PV | c-si | fixed-tilt | 186 | 20 | batteries | 5 | 6.7 | greenfield | non-agrivoltaic | 0.43279
403990 | multi | 64085 | RI | Providence | 41.8696 | -71.4763 | 34981 | 20220625 | 4 | North Providence | 2018 | ISNE | PV | c-si | fixed-tilt | 180 | 25 | missing | 2 | 2.7 | RCRA | non-agrivoltaic | 0.15644
404009 | single | 64108 | RI | Providence | 41.734 | -71.5282 | 227699 | 20220625 | 4 | Gold Meadow Farms | 2019 | ISNE | PV | c-si | fixed-tilt | 180 | 25 | missing | 16.2 | 21.3 | greenfield | non-agrivoltaic | 0.50306
404012 | single | 64111 | RI | Providence | 41.7974 | -71.5469 | 19350 | 20210323 | 4 | A Street 2 | 2018 | ISNE | PV | c-si | fixed-tilt | 180 | 20 | missing | 1.6 | 2.2 | greenfield | non-agrivoltaic | 0.92994
404014 | multi | 64113 | RI | Kent | 41.7269 | -71.4489 | 71248 | 20210323 | 4 | Kilvert | 2018 | ISNE | PV | c-si | fixed-tilt | 180 | 20 | missing | 4.7 | 6.3 | PCSC | non-agrivoltaic | 0.39457
404015 | single | 64114 | RI | Providence | 41.7969 | -71.5449 | 25936 | 20210323 | 4 | A Street 1 | 2018 | ISNE | PV | c-si | fixed-tilt | 180 | 20 | missing | 1.2 | 1.6 | landfill | non-agrivoltaic | -0.1718
404017 | multi | 64116 | RI | Providence | 41.7927 | -71.5543 | 37572 | 20210223 | 4 | Plainfield Pike | 2019 | ISNE | PV | c-si | fixed-tilt | 180 | 25 | missing | 2 | 2.7 | greenfield | non-agrivoltaic | 0.043683
404116 | multi | 64299 | RI | Newport | 41.5792 | -71.2735 | 93930 | 20210323 | 2 | Roger Williams-Melville at Portsmouth | 2021 | ISNE | PV | missing | fixed-tilt | 180 | -9999 | missing | 3 | 3.9 | greenfield | non-agrivoltaic | -0.59914
404134 | single | 64333 | RI | Kent | 41.6982 | -71.7223 | 65428 | 20210629 | 4 | WED Coventry Seven, LLC | 2020 | ISNE | PV | c-si | fixed-tilt | 180 | 25 | missing | 3 | 4 | greenfield | non-agrivoltaic | -0.18356
404135 | single | 64334 | RI | Providence | 41.8614 | -71.5948 | 22717 | 20220625 | 4 | GD Glocester White Oak I, LLC | 2020 | ISNE | PV | c-si | fixed-tilt | 180 | 25 | missing | 1.8 | 2.2 | greenfield | non-agrivoltaic | 0.57294
404919 | multi | 65949 | RI | Providence | 41.9268 | -71.5782 | 185120 | 20231003 | 2 | Kearsarge Smithfield, LLC | 2023 | ISNE | PV | missing | fixed-tilt | 180 | -9999 | missing | 8 | 8 | greenfield | non-agrivoltaic | -0.56324
404921 | multi | 65954 | RI | Newport | 41.6206 | -71.2696 | 87960 | 20240115 | 4 | Kearsarge West Shore Solar, LLC | 2023 | ISNE | PV | c-si | fixed-tilt | 180 | -9999 | missing | 5 | 6.7 | greenfield | non-agrivoltaic | 0.13499
401715 | single | 60451 | RI | Providence | 41.9861 | -71.5848 | 20315 | 20220625 | 2 | Brookside | 2015 | ISNE | PV | c-si | fixed-tilt | 180 | 30 | missing | 1 | 1.2 | greenfield | non-agrivoltaic | -0.22734
404706 | multi | 64603 | RI | Providence | 41.9829 | -71.5848 | 171709 | 20231124 | 2 | TPE King Solar Holdings1, LLC (CSG) | 2020 | ISNE | PV | c-si | single-axis | 180 | -9999 | missing | 12.7 | 16.3 | landfill | non-agrivoltaic | 0.53237
402929 | multi | 62302 | RI | Newport | 41.5784 | -71.2796 | 69255 | 20210323 | 2 | Founders Homestead Farms Solar | 2019 | ISNE | PV | c-si | fixed-tilt | 180 | 15 | missing | 4.5 | 5.8 | greenfield | non-agrivoltaic | 0.29551
403071 | single | 62567 | RI | Washington | 41.5234 | -71.6841 | 20263 | 20211024 | 4 | GD Richmond Buttonwoods I, LLC | 2020 | ISNE | PV | c-si | fixed-tilt | 180 | 25 | missing | 1.3 | 1.6 | greenfield | non-agrivoltaic | 0.19412
403770 | multi | 63668 | RI | Kent | 41.615 | -71.6578 | 268640 | 20211024 | 2 | University Solar, LLC | 2019 | ISNE | PV | c-si | fixed-tilt | 180 | 15 | missing | 24 | 28.4 | greenfield | non-agrivoltaic | 0.76097
404827 | single | 65386 | RI | Providence | 41.8662 | -71.6192 | 61738 | 20231124 | 4 | Howard Lane Solar | 2022 | ISNE | PV | missing | fixed-tilt | 180 | -9999 | missing | 3 | 3 | greenfield | non-agrivoltaic | -0.44932
403689 | multi | 63505 | SC | Williamsburg | 33.7617 | -79.4586 | 241473 | 20200906 | 4 | Cherry Blossom Solar, LLC | 2019 | CPLE | PV | c-si | single-axis | 180 | 0 | missing | 10 | 14.4 | greenfield | non-agrivoltaic | -0.21538
401779 | multi | 60535 | SC | Saluda | 33.9682 | -81.7845 | 156771 | 20190121 | 4 | Saluda Solar, LLC | 2016 | SCEG | PV | c-si | fixed-tilt | 180 | 20 | missing | 6.8 | 10 | greenfield | non-agrivoltaic | -0.12739
402086 | multi | 60993 | SC | Darlington | 34.3222 | -79.9204 | 185989 | 20210903 | 4 | Darlington Solar, LLC | 2016 | CPLE | PV | c-si | fixed-tilt | 180 | 20 | missing | 10 | 14 | greenfield | non-agrivoltaic | 0.11596
401853 | multi | 60659 | SC | Jasper | 32.4664 | -80.9605 | 231387 | 20200106 | 4 | Ridgeland Solar Project | 2017 | SCEG | PV | c-si | single-axis | 180 | 0 | missing | 10 | 12.2 | greenfield | non-agrivoltaic | -0.36175
401614 | multi | 60293 | SC | Calhoun | 33.6861 | -80.7608 | 295390 | 20211110 | 4 | St. Matthews Solar | 2017 | SCEG | PV | c-si | single-axis | 180 | 0 | missing | 10.2 | 14.8 | greenfield | non-agrivoltaic | -0.4173
402272 | single | 61324 | SC | Lexington | 33.7903 | -81.2655 | 249937 | 20220123 | 4 | Odyssey Solar | 2017 | SCEG | PV | c-si | single-axis | 180 | 0 | missing | 8.16 | 11.8 | greenfield | non-agrivoltaic | -0.47856
402412 | single | 61522 | SC | Lexington | 33.7937 | -81.2595 | 297242 | 20220123 | 4 | Champion Solar | 2017 | SCEG | PV | c-si | single-axis | 180 | 0 | missing | 10.88 | 15.2 | greenfield | non-agrivoltaic | -0.39541
402411 | single | 61521 | SC | Lexington | 33.7905 | -81.2538 | 292709 | 20220123 | 4 | Swamp Fox Solar | 2017 | SCEG | PV | c-si | single-axis | 180 | 0 | missing | 10.88 | 15.2 | greenfield | non-agrivoltaic | -0.37863
401852 | multi | 60658 | SC | Jasper | 32.6416 | -80.9893 | 1636809 | 20200106 | 4 | Moffett Solar Project | 2017 | SCEG | PV | c-si | single-axis | 180 | 0 | missing | 71.4 | 93.4 | greenfield | non-agrivoltaic | -0.26987
402420 | multi | 61530 | SC | Lexington | 33.7748 | -81.1097 | 255488 | 20220619 | 4 | Gaston Solar I-SC | 2018 | SCEG | PV | c-si | single-axis | 180 | 20 | missing | 10.2 | 14.8 | greenfield | non-agrivoltaic | -0.25152
402348 | single | 61433 | SC | Jasper | 32.4984 | -80.9622 | 200979 | 20211004 | 4 | SCE&G Nimitz (CSG) | 2018 | SCEG | PV | thin-film | single-axis | 180 | 0 | missing | 8 | 10.6 | greenfield | non-agrivoltaic | -0.3614
402598 | multi | 61790 | SC | Aiken | 33.6743 | -81.7438 | 1800408 | 20201019 | 4 | Shaw Creek Solar, LLC | 2019 | SCEG | PV | c-si | single-axis | 180 | -9999 | missing | 74.9 | 108.6 | greenfield | non-agrivoltaic | -0.20086
402273 | multi | 61325 | SC | Hampton | 32.8793 | -81.1364 | 154147 | 20210428 | 4 | Hampton Solar I | 2017 | SCEG | PV | c-si | single-axis | 180 | 0 | missing | 6.8 | 9.5 | greenfield | non-agrivoltaic | -0.1731
402394 | multi | 61498 | SC | Hampton | 32.8824 | -81.1375 | 548975 | 20210428 | 4 | Hampton Solar 2 | 2017 | SCEG | PV | c-si | single-axis | 180 | 0 | missing | 20 | 28 | greenfield | non-agrivoltaic | -0.39822
402275 | single | 61327 | SC | Barnwell | 33.2373 | -81.3508 | 123367 | 20190306 | 4 | Barnwell Solar | 2017 | SCEG | PV | c-si | single-axis | 180 | 0 | missing | 5.44 | 7.6 | greenfield | non-agrivoltaic | -0.17363
402413 | single | 61523 | SC | Allendale | 33.0228 | -81.2936 | 214555 | 20190306 | 4 | Haley Solar | 2017 | SCEG | PV | c-si | single-axis | 180 | 0 | missing | 8.16 | 11.4 | greenfield | non-agrivoltaic | -0.35311
402577 | multi | 61748 | SC | Hampton | 32.9466 | -81.2157 | 274784 | 20220225 | 4 | Southern Current One, LLC | 2017 | SCEG | PV | c-si | single-axis | 180 | 0 | missing | 10.2 | 14.2 | greenfield | non-agrivoltaic | -0.38396
402419 | multi | 61529 | SC | Hampton | 32.7273 | -81.2528 | 170299 | 20211015 | 4 | Estill Solar II | 2017 | SCEG | PV | c-si | fixed-tilt | 180 | 20 | missing | 10.2 | 14.8 | greenfield | non-agrivoltaic | 0.36241
402387 | multi | 61490 | SC | Hampton | 32.7646 | -81.2479 | 384873 | 20211015 | 4 | Estill Solar | 2017 | SCEG | PV | c-si | single-axis | 180 | 0 | missing | 20.4 | 28 | greenfield | non-agrivoltaic | 0.062527
402349 | single | 61434 | SC | Orangeburg | 33.4927 | -81.2976 | 155281 | 20200826 | 4 | SCE&G Springfield (CSG) | 2018 | SCEG | PV | thin-film | single-axis | 180 | 20 | missing | 6.1 | 7.8 | greenfield | non-agrivoltaic | -0.41459
402729 | multi | 61976 | SC | Orangeburg | 33.5025 | -81.251 | 1007047 | 20190404 | 4 | Peony Solar | 2018 | SCEG | PV | c-si | single-axis | 185 | 0 | missing | 39 | 57.2 | greenfield | non-agrivoltaic | -0.27543
402720 | single | 61961 | SC | Lexington | 33.7788 | -81.1087 | 206411 | 20220619 | 4 | Gaston II | 2018 | SCEG | PV | thin-film | single-axis | 180 | 20 | missing | 7.48 | 10.4 | greenfield | non-agrivoltaic | -0.41134
402726 | single | 61973 | SC | Barnwell | 33.3366 | -81.2597 | 564908 | 20190404 | 2 | Blackville Solar II | 2019 | SCEG | PV | c-si | single-axis | 180 | 0 | missing | 20 | 28 | greenfield | non-agrivoltaic | -0.42869
403137 | multi | 62679 | SC | Orangeburg | 33.3407 | -80.7048 | 1754146 | 20211016 | 4 | Palmetto Plains | 2019 | SCEG | PV | thin-film | single-axis | 180 | 0 | missing | 74.9 | 105.9 | greenfield | non-agrivoltaic | -0.19976
402545 | multi | 61701 | SC | Beaufort | 32.568 | -80.7287 | 1422294 | 20201001 | 4 | Seabrook Solar | 2019 | SCEG | PV | thin-film | single-axis | 182 | 0 | missing | 72.5 | 92.5 | greenfield | non-agrivoltaic | -0.10093
402716 | multi | 61956 | SC | Beaufort | 32.3225 | -80.6797 | 64642 | 20211102 | 4 | MCRD Parris Island PV Hybrid | 2018 | SCEG | PV | c-si | fixed-tilt | 180 | 16 | batteries | 6 | 6.8 | greenfield | non-agrivoltaic | 0.74989
402727 | single | 61974 | SC | Lexington | 33.7865 | -81.269 | 201237 | 20201024 | 4 | Diamond Solar | 2019 | SCEG | PV | c-si | single-axis | 180 | 0 | missing | 8.2 | 10.9 | greenfield | non-agrivoltaic | -0.33125
402274 | single | 61326 | SC | Calhoun | 33.5674 | -80.6978 | 122075 | 20211110 | 4 | Cameron Solar II | 2017 | SCEG | PV | c-si | single-axis | 180 | 0 | missing | 4.1 | 5.7 | greenfield | non-agrivoltaic | -0.48956
402386 | multi | 61489 | SC | Calhoun | 33.5789 | -80.705 | 612106 | 20211110 | 4 | Cameron Solar | 2017 | SCEG | PV | c-si | single-axis | 180 | 0 | missing | 20 | 28 | greenfield | non-agrivoltaic | -0.50967
400685 | single | 58700 | SC | Colleton | 32.9114 | -80.6961 | 56426 | 20211102 | 4 | Colleton Solar Farm | 2013 | SC | PV | c-si | single-axis | 180 | 0 | missing | 2.5 | 3 | greenfield | non-agrivoltaic | -0.35239
402271 | single | 61323 | SC | Saluda | 34.0102 | -81.7387 | 102812 | 20200106 | 4 | Saluda Solar II | 2017 | SCEG | PV | c-si | single-axis | 180 | 0 | missing | 3.4 | 4.7 | greenfield | non-agrivoltaic | -0.51029
402347 | single | 61432 | SC | Hampton | 32.889 | -81.105 | 41255 | 20210428 | 4 | SCE&G Curie (CSG) | 2019 | SCEG | PV | thin-film | single-axis | 180 | 0 | missing | 2 | 2.6 | greenfield | non-agrivoltaic | -0.14358
402543 | single | 61699 | SC | Lexington | 33.9335 | -81.0528 | 27211 | 20220123 | 4 | Otarre Solar Park | 2017 | SCEG | PV | c-si | fixed-tilt | 180 | 25 | missing | 1.6 | 2 | greenfield | non-agrivoltaic | 0.078412
402631 | multi | 61833 | SC | Dillon | 34.2876 | -79.1505 | 127575 | 20200906 | 4 | Freedom Solar | 2017 | DUK | PV | c-si | single-axis | 180 | 0 | missing | 5 | 7.1 | greenfield | non-agrivoltaic | -0.29971
402695 | single | 61935 | SC | Darlington | 34.3373 | -80.0813 | 51223 | 20210710 | 4 | 1634 Solar | 2021 | CPLE | PV | missing | fixed-tilt | 180 | -9999 | missing | 2 | 2.8 | greenfield | non-agrivoltaic | -0.3207
402696 | single | 61936 | SC | Clarendon | 33.679 | -80.2404 | 38237 | 20210508 | 4 | Abbot Solar | 2018 | CPLE | PV | c-si | fixed-tilt | 180 | 25 | missing | 2 | 2.8 | greenfield | non-agrivoltaic | 0.0726
402697 | single | 61937 | SC | Anderson | 34.7225 | -82.5264 | 26735 | 20200602 | 4 | Ace Solar | 2020 | DUK | PV | c-si | single-axis | 180 | 0 | missing | 1 | 1.3 | greenfield | non-agrivoltaic | -0.44861
402712 | single | 61952 | SC | Anderson | 34.7218 | -82.5249 | 51986 | 20200602 | 4 | Whitt Solar | 2019 | DUK | PV | c-si | single-axis | 180 | 0 | missing | 2 | 2.5 | greenfield | non-agrivoltaic | -0.45997
402698 | multi | 61938 | SC | Florence | 33.9513 | -79.9366 | 42112 | 20220728 | 4 | Bani Solar | 2021 | CPLE | PV | missing | fixed-tilt | 180 | -9999 | missing | 2 | 2.8 | greenfield | non-agrivoltaic | -0.070131
402699 | single | 61939 | SC | Florence | 33.9003 | -79.756 | 52268 | 20210903 | 4 | Blacktip Solar | 2018 | CPLE | PV | c-si | single-axis | 180 | 0 | missing | 2 | 2.5 | greenfield | non-agrivoltaic | -0.46546
402700 | single | 61940 | SC | Clarendon | 33.6107 | -80.3354 | 53114 | 20220118 | 4 | Bloom Solar | 2019 | CPLE | PV | c-si | single-axis | 180 | 0 | missing | 2 | 2.5 | greenfield | non-agrivoltaic | -0.48159
402701 | multi | 61941 | SC | Clarendon | 33.6184 | -80.3631 | 47095 | 20220118 | 4 | Bond Solar | 2018 | CPLE | PV | c-si | single-axis | 180 | 0 | missing | 2 | 2.5 | greenfield | non-agrivoltaic | -0.35416
402703 | single | 61943 | SC | Florence | 33.9631 | -79.5633 | 52465 | 20200906 | 4 | Goldenrod Solar | 2019 | CPLE | PV | c-si | single-axis | 180 | 0 | missing | 2 | 2.5 | greenfield | non-agrivoltaic | -0.46927
402704 | single | 61944 | SC | Marion | 34.231 | -79.3903 | 48766 | 20211214 | 4 | Jessamine Solar | 2019 | CPLE | PV | c-si | single-axis | 180 | 0 | missing | 1.9 | 2.4 | greenfield | non-agrivoltaic | -0.43614
402705 | single | 61945 | SC | Anderson | 34.6577 | -82.5023 | 23762 | 20210401 | 4 | Pelzer Solar I | 2019 | DUK | PV | c-si | single-axis | 180 | 0 | missing | 1 | 1.2 | greenfield | non-agrivoltaic | -0.40887
402707 | single | 61947 | SC | Lee | 34.1081 | -80.1281 | 50013 | 20181121 | 4 | River Solar | 2018 | CPLE | PV | c-si | single-axis | 180 | 0 | missing | 2 | 2.4 | greenfield | non-agrivoltaic | -0.46213
402708 | multi | 61948 | SC | Florence | 33.8882 | -79.7829 | 45868 | 20220728 | 4 | Sapphire Solar | 2018 | CPLE | PV | c-si | single-axis | 180 | 0 | missing | 2 | 2.4 | greenfield | non-agrivoltaic | -0.37024
402709 | single | 61949 | SC | Florence | 33.995 | -79.6053 | 44772 | 20210322 | 4 | South Solar | 2018 | CPLE | PV | c-si | single-axis | 180 | 0 | missing | 2 | 2.5 | greenfield | non-agrivoltaic | -0.29579
402710 | multi | 61950 | SC | Lee | 34.0926 | -80.1074 | 94611 | 20210710 | 2 | Vincent Solar | 2019 | CPLE | PV | c-si | single-axis | 180 | 0 | missing | 2 | 2.4 | greenfield | non-agrivoltaic | -0.94138
402711 | multi | 61951 | SC | Darlington | 34.5226 | -79.8471 | 44945 | 20200214 | 4 | Watauga Solar | 2019 | CPLE | PV | c-si | single-axis | 180 | 0 | missing | 2 | 2.5 | greenfield | non-agrivoltaic | -0.30035
402713 | multi | 61953 | SC | Florence | 33.9839 | -79.5648 | 43874 | 20200906 | 4 | Willis Solar | 2018 | CPLE | PV | c-si | single-axis | 180 | 0 | missing | 2 | 2.5 | greenfield | non-agrivoltaic | -0.27157
402719 | multi | 61960 | SC | Spartanburg | 35.0316 | -81.8064 | 36325 | 20200403 | 4 | Atood II | 2018 | DUK | PV | thin-film | fixed-tilt | 180 | 20 | missing | 2 | 2.9 | greenfield | non-agrivoltaic | 0.21258
402725 | single | 61972 | SC | Barnwell | 33.2775 | -81.3495 | 97646 | 20200826 | 4 | Richardson Solar | 2019 | SCEG | PV | c-si | single-axis | 180 | 0 | missing | 3.6 | 5.4 | greenfield | non-agrivoltaic | -0.30717
402728 | multi | 61975 | SC | Barnwell | 33.2463 | -81.3845 | 129516 | 20190306 | 4 | Edison Solar | 2019 | SCEG | PV | c-si | single-axis | 180 | 0 | missing | 4.8 | 6.8 | greenfield | non-agrivoltaic | -0.36646
402745 | multi | 61996 | SC | Florence | 34.2387 | -79.6585 | 262816 | 20210322 | 4 | Rankin Solar Center, LLC | 2019 | SC | PV | c-si | single-axis | 180 | 0 | missing | 10 | 13.4 | greenfield | non-agrivoltaic | -0.3986
402894 | single | 62211 | SC | Bamberg | 33.3484 | -81.1426 | 123350 | 20220619 | 4 | Denmark Solar | 2020 | SCEG | PV | c-si | single-axis | 180 | -9999 | missing | 6 | 8.6 | greenfield | non-agrivoltaic | -0.001688
402702 | single | 61942 | SC | Lee | 34.199 | -80.2211 | 44210 | 20210407 | 4 | Gary Solar | 2018 | CPLE | PV | c-si | single-axis | 180 | 0 | missing | 2 | 2.5 | greenfield | non-agrivoltaic | -0.28075
402895 | single | 62216 | SC | Lee | 34.1926 | -80.2183 | 41221 | 20210407 | 4 | Gaines Solar | 2020 | CPLE | PV | c-si | single-axis | 180 | 0 | missing | 2 | 2.7 | greenfield | non-agrivoltaic | -0.091099
402900 | single | 62228 | SC | Florence | 34.2378 | -79.7921 | 14895 | 20210903 | 4 | Otis Elevator Company Solar | 2018 | DUK | PV | c-si | fixed-tilt | 148 | 25 | missing | 1 | 1.2 | greenfield | non-agrivoltaic | 0.22801
402934 | multi | 62315 | SC | Darlington | 34.3024 | -79.925 | 46520 | 20211116 | 4 | Tedder Solar | 2021 | CPLE | PV | missing | single-axis | 180 | -9999 | missing | 2 | 2.8 | greenfield | non-agrivoltaic | -0.20361
402953 | single | 62346 | SC | Beaufort | 32.469 | -80.7504 | 272849 | 20220225 | 4 | Trask East Solar | 2020 | SCEG | PV | c-si | single-axis | 180 | -9999 | missing | 12 | 17 | greenfield | non-agrivoltaic | -0.15878
402955 | multi | 62353 | SC | Hampton | 32.7083 | -80.9124 | 200991 | 20201229 | 4 | Yemassee Solar | 2020 | SCEG | PV | c-si | single-axis | 180 | -9999 | missing | 10 | 14.2 | greenfield | non-agrivoltaic | 0.018007
402983 | single | 62395 | SC | Horry | 33.6684 | -78.9186 | 31485 | 20220408 | 1 | Bell Bay Solar Farm | 2018 | SC | PV | c-si | fixed-tilt | 225 | 25 | missing | 1.6 | 2 | landfill | non-agrivoltaic | -0.133
402984 | single | 62396 | SC | Orangeburg | 33.5739 | -80.8372 | 18564 | 20191002 | 4 | Jamison Solar Farm | 2019 | SC | PV | c-si | fixed-tilt | 180 | 15 | missing | 1.2 | 1.6 | greenfield | non-agrivoltaic | 0.34717
403223 | multi | 62828 | SC | Orangeburg | 33.3167 | -80.678 | 1700599 | 20211016 | 4 | TWE Bowman Solar Project | 2020 | SCEG | PV | thin-film | fixed-tilt | 180 | 0 | missing | 74.97 | 102 | greenfield | non-agrivoltaic | -0.20808
403492 | multi | 63241 | SC | Spartanburg | 34.9934 | -81.876 | 29128 | 20220401 | 4 | Limelight Solar II, LLC | 2019 | DUK | PV | c-si | fixed-tilt | 180 | 25 | missing | 2 | 2.6 | greenfield | non-agrivoltaic | 0.41234
403660 | single | 63461 | SC | Clarendon | 33.7209 | -80.189 | 50150 | 20210926 | 4 | Bonefish Solar | 2019 | DUK | PV | thin-film | single-axis | 60 | 0 | missing | 2 | 2.8 | greenfield | non-agrivoltaic | -0.29592
403662 | multi | 63463 | SC | Cherokee | 35.0879 | -81.6247 | 64098 | 20200727 | 4 | Mohea Solar Energy Center, LLC | 2020 | DUK | PV | c-si | fixed-tilt | 180 | 20 | missing | 5 | 6.2 | greenfield | non-agrivoltaic | 0.57049
403716 | multi | 63548 | SC | Allendale | 33.0989 | -81.4334 | 1697771 | 20200826 | 4 | Lily Solar | 2020 | SCEG | PV | c-si | single-axis | 183 | 0 | missing | 70 | 103.3 | greenfield | non-agrivoltaic | -0.18973
403757 | multi | 63635 | SC | Lancaster | 34.6452 | -80.7153 | 64638 | 20220715 | 4 | Crown | 2020 | DUK | PV | c-si | single-axis | 180 | 0 | batteries | 3 | 4.2 | greenfield | non-agrivoltaic | -0.10218
403817 | multi | 63756 | SC | Berkeley | 33.1314 | -80.2627 | 78444 | 20210225 | 4 | Omtanke Solar | 2020 | SC | PV | c-si | fixed-tilt | 200 | 20 | missing | 6.5 | 8.5 | greenfield | non-agrivoltaic | 0.8169
403819 | multi | 63759 | SC | Spartanburg | 35.0435 | -82.113 | 43281 | 20210728 | 4 | Ballenger Road Solar A | 2020 | DUK | PV | c-si | single-axis | 180 | 0 | missing | 2 | 2.8 | greenfield | non-agrivoltaic | -0.1082
403820 | multi | 63760 | SC | Greenville | 34.7856 | -82.3985 | 41317 | 20210808 | 4 | White Horse Solar A | 2020 | DUK | PV | c-si | single-axis | 180 | 0 | missing | 2 | 2.8 | greenfield | non-agrivoltaic | -0.043032
403855 | single | 63833 | SC | Anderson | 34.6014 | -82.7401 | 76635 | 20220205 | 4 | Bluebird Solar SC, LLC | 2020 | DUK | PV | c-si | single-axis | 180 | 0 | missing | 3 | 4.4 | greenfield | non-agrivoltaic | -0.26239
403859 | multi | 63839 | SC | Calhoun | 33.654 | -80.9559 | 1926588 | 20211110 | 4 | Midlands | 2020 | SCEG | PV | c-si | single-axis | 180 | 0 | missing | 72.1 | 101.7 | greenfield | non-agrivoltaic | -0.36043
403926 | multi | 63973 | SC | Marion | 34.1988 | -79.3802 | 175868 | 20211214 | 4 | Cardinal Solar, LLC | 2020 | CPLE | PV | c-si | single-axis | 180 | 0 | batteries | 7.02 | 10.1 | greenfield | non-agrivoltaic | -0.26209
404174 | single | 64409 | SC | Anderson | 34.493 | -82.6741 | 38754 | 20220205 | 4 | Anderson (SC) | 2021 | DUK | PV | missing | fixed-tilt | 180 | -9999 | missing | 2 | 2.8 | greenfield | non-agrivoltaic | 0.051916
404175 | single | 64410 | SC | Greenwood | 34.1441 | -82.1737 | 48452 | 20220215 | 4 | Briarwood | 2020 | DUK | PV | c-si | fixed-tilt | 180 | 60 | missing | 2 | 2.8 | greenfield | non-agrivoltaic | -0.25445
404177 | single | 64412 | SC | Greenwood | 34.0716 | -82.2264 | 36170 | 20220215 | 4 | Gold Mine | 2020 | DUK | PV | c-si | fixed-tilt | 180 | 60 | missing | 1.5 | 2.1 | greenfield | non-agrivoltaic | -0.24875
404219 | single | 64472 | SC | Greenville | 34.639 | -82.3287 | 45302 | 20210808 | 4 | Berry Road Solar | 2021 | DUK | PV | missing | single-axis | 180 | -9999 | missing | 2 | 2.7 | greenfield | non-agrivoltaic | -0.21611
404314 | multi | 64682 | SC | Anderson | 34.694 | -82.5281 | 41220 | 20210808 | 4 | Adams | 2021 | DUK | PV | missing | single-axis | 180 | -9999 | missing | 2 | 2.8 | greenfield | non-agrivoltaic | -0.03965
401170 | single | 59569 | SC | Dillon | 34.3985 | -79.3975 | 209867 | 20211214 | 4 | Whitetail Solar | 2021 | CPLE | PV | missing | single-axis | 180 | -9999 | missing | 10 | 14.2 | greenfield | non-agrivoltaic | -0.045299
403512 | multi | 63271 | SC | Orangeburg | 33.3369 | -80.6417 | 1725580 | 20220922 | 4 | Huntley | 2020 | SCEG | PV | thin-film | single-axis | 180 | 0 | missing | 75 | 98.9 | greenfield | non-agrivoltaic | -0.26453
404463 | multi | 63810 | SC | Chesterfield | 34.6958 | -80.1453 | 1397306 | 20210501 | 4 | Centerfield Cooper Solar, LLC | 2020 | SC | PV | c-si | single-axis | 180 | 0 | missing | 75 | 97.6 | greenfield | non-agrivoltaic | 0.001027
404524 | multi | 60028 | SC | Marlboro | 34.6867 | -79.54 | 185711 | 20231205 | 4 | Shorthorn Holdings | 2015 | DUK | PV | missing | single-axis | 180 | -9999 | missing | 8.9 | 8.9 | greenfield | non-agrivoltaic | -0.46348
404549 | multi | 61918 | SC | Barnwell | 33.3488 | -81.2642 | 149682 | 20230727 | 2 | Blackville Solar Farm, LLC | 2019 | SCEG | PV | c-si | single-axis | 160 | -9999 | missing | 7.2 | 10.05 | greenfield | non-agrivoltaic | -0.056306
404556 | multi | 62233 | SC | Darlington | 34.3495 | -80.0597 | 155025 | 20231223 | 4 | Jefferson Solar | 2022 | CPLE | PV | c-si | single-axis | 180 | -9999 | missing | 8.2 | 11 | greenfield | non-agrivoltaic | 0.024498
404557 | multi | 62238 | SC | Darlington | 34.3721 | -80.0222 | 85579 | 20231223 | 4 | Marshall Solar | 2018 | CPLE | PV | c-si | single-axis | 180 | -9999 | missing | 2 | 2.7 | greenfield | non-agrivoltaic | -0.81039
404561 | single | 62342 | SC | Marion | 34.2403 | -79.2521 | 35731 | 20231118 | 4 | Washington Solar (SC) | 2020 | CPLE | PV | missing | single-axis | 180 | -9999 | missing | 2 | 2 | greenfield | non-agrivoltaic | -0.29293
404562 | single | 62347 | SC | Lee | 34.0699 | -80.0788 | 46929 | 20231223 | 4 | Weaver Solar | 2020 | CPLE | PV | c-si | single-axis | 180 | -9999 | missing | 2 | 2.8 | greenfield | non-agrivoltaic | -0.21474
404610 | multi | 63552 | SC | Greenwood | 34.1916 | -82.1309 | 58676 | 20240114 | 4 | Woodfields Solar | 2016 | DUK | PV | missing | single-axis | 180 | -9999 | missing | 2 | 2.9 | greenfield | non-agrivoltaic | -0.4317
404623 | multi | 63777 | SC | Spartanburg | 34.7306 | -82.0475 | 328860 | 20240114 | 4 | Pinson Solar Farm | 2020 | DUK | PV | c-si | single-axis | 180 | -9999 | missing | 20 | 26 | greenfield | non-agrivoltaic | 0.19621
404624 | multi | 63808 | SC | Lexington | 33.8875 | -81.3967 | 1395370 | 20230315 | 4 | Allora Solar, LLC | 2020 | SC | PV | missing | single-axis | 180 | -9999 | missing | 75 | 75 | greenfield | non-agrivoltaic | -0.34006
404627 | multi | 63813 | SC | Lexington | 33.764 | -81.0698 | 1749390 | 20230727 | 4 | Gunsight Solar, LLC | 2020 | SC | PV | c-si | single-axis | 180 | -9999 | missing | 75 | 105.74 | greenfield | non-agrivoltaic | -0.19822
404643 | multi | 64061 | SC | Newberry | 34.2477 | -81.6481 | 63070 | 20230309 | 4 | Hecate Energy West Newberry, LLC | 2022 | DUK | PV | c-si | single-axis | 180 | -9999 | missing | 3.5 | 4.1 | greenfield | non-agrivoltaic | -0.10154
404661 | single | 64155 | SC | Spartanburg | 35.0162 | -81.929 | 33356 | 20220401 | 4 | Bryant Road Solar | 2020 | DUK | PV | missing | single-axis | 180 | -9999 | missing | 2 | 2 | greenfield | non-agrivoltaic | -0.20849
404902 | single | 65779 | SC | Marlboro | 34.6939 | -79.8202 | 18805 | 20221224 | 4 | Hickson Solar, LLC | 2022 | CPLE | PV | c-si | single-axis | 180 | -9999 | missing | 2 | 2.8 | greenfield | non-agrivoltaic | 1.6758
404903 | single | 65780 | SC | Chesterfield | 34.6632 | -80.3908 | 48248 | 20230315 | 4 | Ogburn Solar, LLC | 2022 | CPLE | PV | c-si | single-axis | 180 | -9999 | missing | 2 | 2.7 | greenfield | non-agrivoltaic | -0.2932
404904 | multi | 65781 | SC | Lee | 34.2083 | -80.2219 | 197432 | 20231123 | 4 | Bishopville Solar II, LLC | 2023 | CPLE | PV | c-si | single-axis | 180 | -9999 | missing | 10 | 11.9 | greenfield | non-agrivoltaic | -0.20182
404905 | single | 65782 | SC | Lee | 34.1277 | -80.1498 | 43638 | 20231123 | 4 | Magdaline Solar, LLC | 2022 | CPLE | PV | missing | single-axis | 180 | -9999 | missing | 2 | 2 | greenfield | non-agrivoltaic | -0.50779
404911 | multi | 65818 | SC | Spartanburg | 34.9524 | -81.9842 | 90078 | 20220401 | 2 | Limelight Solar I, LLC | 2022 | DUK | PV | c-si | fixed-tilt | 352 | -9999 | missing | 2 | 2.5 | greenfield | non-agrivoltaic | -0.89081
405006 | multi | 66717 | SC | Richland | 33.914 | -80.6536 | 1973186 | 20231118 | 4 | Eastover Solar | 2023 | CPLE | PV | missing | single-axis | 180 | -9999 | missing | 73.6 | 73.6 | greenfield | non-agrivoltaic | -0.68856
402706 | single | 61946 | SC | Darlington | 34.2745 | -79.8862 | 50700 | 20210903 | 2 | Redwing Solar | 2019 | CPLE | PV | c-si | single-axis | 180 | 0 | missing | 2 | 2.5 | greenfield | non-agrivoltaic | -0.43412
403493 | single | 63242 | SC | Spartanburg | 34.9958 | -82.041 | 51907 | 20220215 | 4 | ATOOD Solar III, LLC | 2019 | DUK | PV | c-si | single-axis | 45 | 0 | missing | 2 | 2.7 | greenfield | non-agrivoltaic | -0.37678
404600 | single | 63243 | SC | Spartanburg | 34.9979 | -82.0425 | 34570 | 20200605 | 4 | AGA TAG Solar III LLC | 2020 | DUK | PV | c-si | single-axis | 45 | 0 | missing | 2 | 2.7 | greenfield | non-agrivoltaic | 0.17592
401871 | single | 60686 | SD | Hughes | 44.3887 | -100.3071 | 26012 | 20210924 | 4 | Pierre Solar | 2016 | SPP | PV | c-si | fixed-tilt | 180 | 30 | missing | 1 | 1.3 | greenfield | non-agrivoltaic | -0.42
403191 | single | 62775 | TN | Fayette | 35.0624 | -89.3696 | 280154 | 20200606 | 4 | Wildberry | 2018 | TVA | PV | c-si | single-axis | 184 | 0 | missing | 15 | 20 | greenfield | non-agrivoltaic | 0.033672
400515 | multi | 58401 | TN | Hamilton | 35.0979 | -85.1283 | 153038 | 20220403 | 4 | Volkswagen Solar System | 2012 | TVA | PV | c-si | fixed-tilt | 181 | 25 | missing | 7.6 | 9.5 | RCRA | grazing | -0.16364
400957 | multi | 59188 | TN | McNairy | 35.1487 | -88.5547 | 324072 | 20091003 | 4 | Selmer Farm, LLC | 2014 | TVA | PV | c-si | fixed-tilt | 178 | 25 | missing | 15.84 | 20 | greenfield | non-agrivoltaic | -0.1713
400954 | multi | 59184 | TN | McNairy | 35.1323 | -88.5894 | 278410 | 20091003 | 4 | Mulberry Farm, LLC | 2014 | TVA | PV | c-si | fixed-tilt | 179 | 25 | missing | 15.84 | 20 | greenfield | non-agrivoltaic | 0.043146
401641 | multi | 60337 | TN | Madison | 35.5786 | -89.0492 | 441853 | 20210403 | 4 | Providence Solar | 2017 | TVA | PV | thin-film | single-axis | 179 | 0 | missing | 16 | 20 | greenfield | grazing | -0.51983
401793 | multi | 60555 | TN | McNairy | 35.1408 | -88.5515 | 367504 | 20091003 | 4 | Selmer I | 2016 | TVA | PV | thin-film | single-axis | 179 | 0 | missing | 16 | 19.9 | greenfield | grazing | -0.33159
401794 | multi | 60556 | TN | McNairy | 35.1666 | -88.6449 | 221995 | 20220414 | 4 | Selmer II | 2016 | TVA | PV | thin-film | single-axis | 179 | 0 | missing | 8 | 10 | greenfield | non-agrivoltaic | -0.52445
401796 | multi | 60560 | TN | Shelby | 35.3556 | -89.8607 | 1235444 | 20201212 | 4 | Millington Solar Farm | 2018 | TVA | PV | thin-film | single-axis | 178 | 0 | missing | 53 | 70 | greenfield | grazing | -0.27839
402332 | single | 61412 | TN | Hardeman | 35.3063 | -89.1684 | 376321 | 20200615 | 4 | Latitude Solar Center | 2018 | TVA | PV | thin-film | single-axis | 178 | 0 | missing | 15 | 20 | greenfield | non-agrivoltaic | -0.35284
400528 | multi | 58431 | TN | Haywood | 35.4094 | -89.3869 | 87286 | 20220111 | 4 | West Tennessee Solar Farm | 2012 | TVA | PV | c-si | fixed-tilt | 180 | 24 | missing | 4.2 | 5 | greenfield | non-agrivoltaic | -0.2652
400577 | multi | 58515 | TN | Hamilton | 35.0264 | -85.2078 | 38555 | 20220208 | 4 | Chattanooga Metropolitan Airport Solar | 2019 | TVA | PV | c-si | fixed-tilt | 180 | 15 | missing | 1.9 | 2.5 | greenfield | non-agrivoltaic | -0.10502
402278 | multi | 61332 | TN | Shelby | 35.235 | -89.9625 | 40796 | 20220419 | 4 | SR Innovation-NIKE PV | 2020 | TVA | PV | c-si | single-axis | 180 | 0 | missing | 1.7 | 2 | greenfield | non-agrivoltaic | -0.44015
402873 | single | 62173 | TN | Washington | 36.2497 | -82.5209 | 106271 | 20220321 | 4 | SR Jonesborough | 2018 | TVA | PV | thin-film | single-axis | 180 | 0 | missing | 4.4 | 5 | greenfield | grazing | -0.482
403012 | single | 62468 | TN | Davidson | 36.2478 | -86.7462 | 30025 | 20211105 | 4 | Music City Community Solar | 2018 | TVA | PV | thin-film | fixed-tilt | 180 | 27 | missing | 1.4 | 2 | landfill | non-agrivoltaic | -0.067584
403258 | multi | 62900 | TN | Fayette | 35.2234 | -89.3515 | 37854 | 20220301 | 4 | Somerville Solar | 2019 | TVA | PV | c-si | fixed-tilt | 180 | 20 | missing | 2.3 | 2.7 | landfill | non-agrivoltaic | 0.032345
404616 | multi | 63719 | TN | Lincoln | 35.0528 | -86.3526 | 3803460 | 20211130 | 4 | Elora Solar | 2020 | TVA | PV | c-si | single-axis | 180 | -9999 | missing | 150 | 205 | greenfield | non-agrivoltaic | -0.3369
404871 | multi | 65629 | TN | Madison | 35.5786 | -88.9397 | 1501463 | 20231018 | 4 | SR McKellar | 2022 | TVA | PV | missing | single-axis | 180 | -9999 | missing | 70 | 70 | greenfield | non-agrivoltaic | -0.49107
404874 | multi | 65640 | TN | Hardeman | 35.256 | -89.0195 | 81805 | 20230411 | 4 | SR Bolivar | 2022 | TVA | PV | thin-film | single-axis | 180 | -9999 | missing | 3.3 | 4.6 | greenfield | non-agrivoltaic | -0.28747
404875 | single | 65641 | TN | Henry | 36.4468 | -88.3275 | 138681 | 20231112 | 4 | SR Paris | 2022 | TVA | PV | thin-film | single-axis | 178 | -9999 | missing | 6.8 | 9.5 | greenfield | non-agrivoltaic | -0.027489
404876 | multi | 65642 | TN | Madison | 35.6094 | -88.9158 | 73156 | 20231104 | 4 | SR Jackson II | 2022 | TVA | PV | thin-film | single-axis | 180 | -9999 | missing | 1 | 2 | greenfield | grazing | -0.8996
403457 | multi | 63180 | TX | Bosque | 32.0675 | -97.5339 | 251025 | 20220526 | 4 | TPE Whitney Solar, LLC | 2017 | ERCO | PV | c-si | single-axis | 180 | 0 | missing | 9.9 | 14.3 | greenfield | non-agrivoltaic | -0.2719
402653 | multi | 61872 | TX | Menard | 30.8741 | -99.5356 | 214612 | 20211120 | 4 | Lampwick | 2019 | ERCO | PV | c-si | single-axis | 180 | 0 | missing | 7.5 | 10.8 | greenfield | non-agrivoltaic | -0.41264
400364 | multi | 58027 | TX | Bexar | 29.235 | -98.4267 | 313859 | 20220209 | 4 | SunE CPS2, LLC | 2012 | ERCO | PV | c-si | single-axis | 180 | 0 | missing | 9.9 | 11.6 | greenfield | non-agrivoltaic | -0.69578
400554 | single | 58488 | TX | Presidio | 29.5913 | -104.3303 | 308449 | 20210824 | 4 | Bryan Solar, LLC | 2013 | ERCO | PV | c-si | single-axis | 178 | 0 | missing | 10 | 12.1 | greenfield | non-agrivoltaic | -0.6477
400695 | multi | 58717 | TX | Kinney | 29.3173 | -100.3846 | 1490194 | 20201117 | 4 | OCI Alamo 4, LLC | 2014 | ERCO | PV | c-si | dual-axis | 180 | -9999 | missing | 39.6 | 49 | greenfield | non-agrivoltaic | -0.78217
401045 | multi | 59407 | TX | El Paso | 31.9767 | -106.4297 | 303447 | 20220208 | 4 | Newman Solar | 2014 | EPE | PV | c-si | single-axis | 177 | 0 | missing | 10.42 | 13.1 | greenfield | non-agrivoltaic | -0.56418
400965 | single | 59204 | TX | Bexar | 29.4797 | -98.2994 | 164813 | 20220625 | 4 | OCI Alamo 3, LLC | 2015 | ERCO | PV | c-si | dual-axis | 180 | -9999 | missing | 5.5 | 6.7 | greenfield | non-agrivoltaic | -0.61754
400379 | single | 58068 | TX | Bexar | 29.2416 | -98.418 | 309090 | 20220209 | 4 | SunE CPS1, LLC | 2012 | ERCO | PV | c-si | single-axis | 180 | 0 | missing | 9.9 | 11.6 | greenfield | non-agrivoltaic | -0.6837
400353 | single | 58009 | TX | Bexar | 29.2256 | -98.6757 | 320003 | 20220228 | 4 | SunE CPS3, LLC | 2012 | ERCO | PV | c-si | single-axis | 180 | 0 | missing | 10.6 | 12.3 | greenfield | non-agrivoltaic | -0.66447
400081 | single | 57197 | TX | Bexar | 29.3071 | -98.4053 | 348871 | 20220209 | 4 | Blue Wing Solar Energy Generation | 2010 | ERCO | PV | thin-film | fixed-tilt | 205 | 20 | missing | 13.9 | 16.7 | greenfield | non-agrivoltaic | -0.46465
400966 | single | 59205 | TX | Uvalde | 29.2178 | -99.7068 | 3027881 | 20190725 | 4 | OCI Alamo 5, LLC | 2015 | ERCO | PV | c-si | dual-axis | 180 | -9999 | missing | 95 | 127.7 | greenfield | non-agrivoltaic | -0.58528
400968 | multi | 59207 | TX | Haskell | 33.0102 | -99.6134 | 6122267 | 20200829 | 2 | OCI Alamo 7, LLC | 2016 | ERCO | PV | c-si | dual-axis | 180 | -9999 | missing | 106.4 | 127.7 | greenfield | non-agrivoltaic | -1.0369
401430 | multi | 59994 | TX | Pecos | 30.9587 | -103.2994 | 4189428 | 20220327 | 4 | RE Roserock | 2016 | ERCO | PV | c-si | single-axis | 179 | 0 | missing | 157.5 | 212.1 | greenfield | non-agrivoltaic | -0.4062
400967 | multi | 59206 | TX | Pecos | 30.9978 | -102.2701 | 3404623 | 20220305 | 4 | Alamo 6 | 2017 | ERCO | PV | c-si | dual-axis | 180 | -9999 | missing | 110.2 | 139.1 | greenfield | non-agrivoltaic | -0.61321
401703 | multi | 60436 | TX | Pecos | 30.9991 | -102.2822 | 2975117 | 20220305 | 4 | East Pecos Solar | 2017 | ERCO | PV | thin-film | single-axis | 179 | 0 | missing | 120 | 142.8 | greenfield | non-agrivoltaic | -0.46191
401933 | single | 60774 | TX | Coryell | 31.1151 | -97.8473 | 427406 | 20211030 | 4 | Phantom Solar | 2017 | ERCO | PV | c-si | single-axis | 180 | 0 | missing | 15.4 | 19.6 | greenfield | non-agrivoltaic | -0.50724
402404 | multi | 61513 | TX | Falls | 31.2848 | -96.8784 | 129955 | 20211123 | 4 | Marlin Solar | 2017 | ERCO | PV | c-si | single-axis | 180 | 20 | missing | 5.28 | 7.2 | greenfield | non-agrivoltaic | -0.305
402421 | single | 61532 | TX | Hunt | 33.1615 | -96.2394 | 303486 | 20220427 | 4 | Leon Solar | 2017 | ERCO | PV | c-si | single-axis | 180 | 0 | missing | 10 | 14 | greenfield | non-agrivoltaic | -0.50147
402330 | single | 61410 | TX | Grayson | 33.6178 | -96.8674 | 154579 | 20210904 | 4 | Whitesboro Solar | 2017 | ERCO | PV | c-si | single-axis | 180 | 20 | missing | 5 | 7.1 | greenfield | non-agrivoltaic | -0.5057
402331 | single | 61411 | TX | Grayson | 33.6251 | -96.8672 | 151092 | 20210904 | 4 | Whitesboro Solar II | 2017 | ERCO | PV | c-si | single-axis | 180 | 20 | missing | 5 | 7.1 | greenfield | non-agrivoltaic | -0.48324
402405 | multi | 61514 | TX | Cooke | 33.6553 | -97.1485 | 102339 | 20220612 | 4 | North Gainesville Solar | 2017 | ERCO | PV | c-si | single-axis | 180 | 20 | missing | 5.17 | 6.7 | greenfield | non-agrivoltaic | -0.091765
402329 | single | 61409 | TX | Grayson | 33.6144 | -96.6903 | 157058 | 20210611 | 4 | Highway 56 Solar | 2017 | ERCO | PV | c-si | single-axis | 181 | 20 | missing | 5.3 | 7.2 | greenfield | non-agrivoltaic | -0.50757
401463 | multi | 60044 | TX | Pecos | 31.0808 | -102.8393 | 4376620 | 20210403 | 4 | Buckthorn Westex | 2018 | ERCO | PV | thin-film | single-axis | 179 | 0 | missing | 154 | 202 | greenfield | non-agrivoltaic | -0.50097
402655 | single | 61874 | TX | McLennan | 31.2932 | -97.2654 | 288458 | 20200120 | 4 | Eddy II | 2018 | ERCO | PV | thin-film | single-axis | 181 | 20 | missing | 10 | 14.2 | greenfield | non-agrivoltaic | -0.43586
402652 | multi | 61871 | TX | Hunt | 33.1649 | -96.1758 | 283458 | 20220526 | 4 | Sterling Solar (TX) | 2018 | ERCO | PV | thin-film | single-axis | 181 | 20 | missing | 10 | 14.2 | greenfield | non-agrivoltaic | -0.41747
402648 | multi | 61867 | TX | Austin | 29.6338 | -96.079 | 203860 | 20220122 | 4 | Bovine | 2018 | ERCO | PV | c-si | single-axis | 180 | 20 | missing | 10 | 14.2 | greenfield | non-agrivoltaic | -0.003058
402649 | multi | 61868 | TX | Fort Bend | 29.5474 | -95.9726 | 5635164 | 20220326 | 4 | Bronson | 2018 | ERCO | PV | thin-film | single-axis | 182 | 20 | missing | 10 | 14.2 | greenfield | non-agrivoltaic | -1.4254
402610 | multi | 61810 | TX | Lamar | 33.6255 | -95.386 | 301240 | 20191222 | 4 | Chisum | 2018 | ERCO | PV | thin-film | single-axis | 182 | 20 | missing | 10 | 14.2 | greenfield | non-agrivoltaic | -0.48012
403288 | multi | 62953 | TX | McLennan | 31.4707 | -97.1347 | 138428 | 20191118 | 4 | Griffin Solar | 2019 | ERCO | PV | c-si | single-axis | 181 | 0 | missing | 5 | 7.2 | greenfield | non-agrivoltaic | -0.37685
403091 | multi | 62610 | TX | Bexar | 29.4346 | -98.6144 | 91432 | 20220228 | 4 | Commerce Solar | 2019 | ERCO | PV | c-si | single-axis | 180 | 0 | missing | 5 | 5.9 | greenfield | non-agrivoltaic | -0.11168
402083 | single | 60989 | TX | Brewster | 30.4576 | -103.4825 | 1184488 | 20220724 | 4 | Solaire Holman Solar Project | 2017 | ERCO | PV | c-si | single-axis | 178 | 0 | missing | 50 | 64.5 | greenfield | non-agrivoltaic | -0.32513
401660 | multi | 60372 | TX | Dawson | 32.7215 | -101.9295 | 2341628 | 20220423 | 4 | Lamesa Solar | 2017 | ERCO | PV | c-si | single-axis | 166 | 0 | missing | 102 | 130.5 | greenfield | non-agrivoltaic | -0.29808
401868 | multi | 60682 | TX | Pecos | 31.0126 | -102.2688 | 1193841 | 20220305 | 4 | Pearl Solar | 2017 | ERCO | PV | c-si | single-axis | 180 | 0 | missing | 50 | 66.1 | greenfield | non-agrivoltaic | -0.30577
402414 | multi | 61524 | TX | Fannin | 33.5005 | -96.3745 | 304292 | 20111230 | 4 | Whitewright Solar | 2017 | ERCO | PV | c-si | single-axis | 180 | 0 | missing | 10 | 14 | greenfield | non-agrivoltaic | -0.50406
402541 | multi | 61697 | TX | Dawson | 32.7118 | -101.8966 | 1293838 | 20220423 | 4 | Lamesa II | 2018 | ERCO | PV | c-si | single-axis | 180 | 0 | missing | 50 | 66.9 | greenfield | non-agrivoltaic | -0.38334
401946 | multi | 60789 | TX | Sterling | 31.8678 | -100.8295 | 824206 | 20220619 | 4 | Bluebell Solar | 2018 | ERCO | PV | c-si | single-axis | 180 | 0 | missing | 30 | 45.4 | greenfield | non-agrivoltaic | -0.31179
402656 | multi | 61875 | TX | Wharton | 29.206 | -96.0272 | 219637 | 20220418 | 4 | Cascade Solar (TX) | 2019 | ERCO | PV | c-si | single-axis | 180 | 0 | missing | 10 | 14.2 | greenfield | non-agrivoltaic | -0.10906
403343 | single | 63027 | TX | Webb | 27.4236 | -98.8303 | 281899 | 20200813 | 4 | Mars Solar | 2019 | ERCO | PV | thin-film | single-axis | 180 | 0 | missing | 10 | 14.2 | greenfield | non-agrivoltaic | -0.4116
403004 | multi | 62448 | TX | Andrews | 32.4571 | -102.6876 | 2734140 | 20210303 | 4 | Lapetus | 2019 | ERCO | PV | c-si | single-axis | 180 | 0 | missing | 100.7 | 133 | greenfield | non-agrivoltaic | -0.44822
401805 | multi | 60581 | TX | Upton | 31.2588 | -102.2613 | 4781063 | 20220305 | 4 | Upton County Solar | 2017 | ERCO | PV | c-si | single-axis | 180 | 0 | missing | 157.5 | 213 | greenfield | non-agrivoltaic | -0.53494
401525 | multi | 60123 | TX | Upton | 31.26 | -102.2836 | 4987274 | 20220305 | 4 | Castle Gap Solar Hybrid | 2018 | ERCO | PV | c-si | single-axis | 179 | 0 | batteries | 180 | 234 | greenfield | non-agrivoltaic | -0.48476
402679 | multi | 61906 | TX | Winkler | 31.8362 | -102.877 | 5240022 | 20220115 | 4 | Phoebe Solar | 2019 | ERCO | PV | thin-film | single-axis | 180 | 0 | missing | 250 | 317 | greenfield | non-agrivoltaic | -0.19712
402995 | multi | 62415 | TX | Winkler | 31.8531 | -102.8647 | 2141579 | 20220115 | 4 | West of the Pecos Solar | 2019 | ERCO | PV | c-si | single-axis | 180 | 0 | missing | 100 | 130 | greenfield | non-agrivoltaic | -0.19274
400593 | multi | 58537 | TX | Bexar | 29.2699 | -98.4451 | 1135610 | 20220228 | 4 | OCI Alamo Solar I Hybrid | 2013 | ERCO | PV | c-si | single-axis | 180 | 0 | batteries | 40.7 | 56 | greenfield | non-agrivoltaic | -0.43405
400691 | multi | 58710 | TX | Pecos | 30.9579 | -103.3532 | 824210 | 20210224 | 4 | Barilla Solar | 2015 | ERCO | PV | thin-film | fixed-tilt | 179 | 20 | missing | 29.76 | 37.6 | greenfield | non-agrivoltaic | -0.5123
402304 | multi | 61368 | TX | Pecos | 31.0096 | -102.2165 | 3819890 | 20220305 | 4 | Midway Solar-TX | 2018 | ERCO | PV | c-si | single-axis | 191 | 0 | missing | 182 | 235.7 | greenfield | non-agrivoltaic | -0.17154
400249 | single | 57699 | TX | Travis | 30.2385 | -97.5086 | 914765 | 20201210 | 4 | Webberville Solar Project | 2011 | ERCO | PV | c-si | single-axis | 182 | 0 | missing | 30 | 35 | greenfield | non-agrivoltaic | -0.66819
400694 | multi | 58716 | TX | Bexar | 29.4694 | -98.3334 | 124387 | 20220209 | 4 | OCI Alamo 2, LLC | 2014 | ERCO | PV | c-si | dual-axis | 180 | -9999 | missing | 4.4 | 5.4 | greenfield | non-agrivoltaic | -0.55905
401616 | single | 60300 | TX | El Paso | 31.8202 | -106.2152 | 77202 | 20220630 | 4 | Montana Solar Facility | 2017 | EPE | PV | thin-film | single-axis | 180 | 0 | missing | 3 | 3.8 | greenfield | non-agrivoltaic | -0.43598
401697 | single | 60427 | TX | Denton | 33.2706 | -96.9792 | 34990 | 20220616 | 4 | CoServ Community Solar Station | 2015 | ERCO | PV | c-si | fixed-tilt | 180 | 25 | missing | 2 | 2.6 | greenfield | non-agrivoltaic | 0.095477
402203 | single | 61205 | TX | Real | 29.6805 | -99.7641 | 36634 | 20211202 | 4 | Bandera Electric Coop PV | 2017 | ERCO | PV | c-si | single-axis | 180 | 0 | missing | 1.5 | 2 | greenfield | es | -0.32215
402306 | multi | 61370 | TX | Bosque | 32.0803 | -97.7647 | 142998 | 20220625 | 4 | Walnut Springs Solar | 2016 | ERCO | PV | c-si | fixed-tilt | 180 | 20 | missing | 5 | 7 | greenfield | non-agrivoltaic | -0.4417
402389 | multi | 61493 | TX | Austin | 29.7414 | -96.1605 | 36328 | 20220122 | 4 | E-Volve Energy Holdings, LLC | 2015 | ERCO | PV | thin-film | single-axis | 180 | 0 | missing | 1.6 | 1.6 | greenfield | non-agrivoltaic | -0.54568
402497 | multi | 61625 | TX | Grayson | 33.6193 | -96.6286 | 144943 | 20210921 | 4 | West Moore Solar II | 2018 | ERCO | PV | thin-film | fixed-tilt | 180 | 20 | missing | 5 | 7.1 | greenfield | non-agrivoltaic | -0.441
402544 | multi | 61700 | TX | Travis | 30.2658 | -97.6848 | 39424 | 20220121 | 4 | PowerFin Kingsbery | 2018 | ERCO | PV | c-si | fixed-tilt | 180 | 20 | batteries | 2.6 | 3.1 | greenfield | non-agrivoltaic | 0.18712
402654 | single | 61873 | TX | Bosque | 31.9333 | -97.6518 | 119579 | 20190410 | 4 | Yellow Jacket | 2018 | ERCO | PV | thin-film | fixed-tilt | 180 | 20 | missing | 5 | 7.1 | greenfield | non-agrivoltaic | -0.22087
402666 | multi | 61887 | TX | El Paso | 31.8307 | -106.373 | 27338 | 20220302 | 4 | Fort Bliss (DEA EPIC) | 2018 | EPE | PV | c-si | fixed-tilt | 179 | 15 | missing | 2 | 2.5 | greenfield | non-agrivoltaic | 0.45867
402721 | multi | 61962 | TX | Nolan | 32.0884 | -100.1711 | 4952649 | 20210321 | 4 | Holstein 1 Solar Farm | 2020 | ERCO | PV | c-si | single-axis | 180 | 0 | missing | 204.4 | 280 | greenfield | non-agrivoltaic | -0.28103
402848 | multi | 62141 | TX | Tom Green | 31.5252 | -100.6277 | 5874369 | 20220421 | 4 | Rambler | 2020 | ERCO | PV | c-si | single-axis | 180 | 0 | missing | 200 | 266 | greenfield | non-agrivoltaic | -0.51946
402909 | multi | 62249 | TX | Childress | 34.3867 | -100.1531 | 4931471 | 20200823 | 4 | Misae Solar | 2020 | ERCO | PV | c-si | single-axis | 181 | 0 | missing | 240 | 326.8 | greenfield | non-agrivoltaic | -0.074825
403070 | multi | 62561 | TX | Upton | 31.2139 | -102.1992 | 8061729 | 20220305 | 4 | Roadrunner, LLC | 2020 | ERCO | PV | c-si | single-axis | 180 | 0 | batteries | 410 | 497 | greenfield | non-agrivoltaic | -0.17268
403177 | multi | 62755 | TX | Andrews | 32.3066 | -102.8582 | 9268055 | 20211016 | 4 | Prospero Solar | 2020 | ERCO | PV | thin-film | single-axis | 180 | 0 | missing | 303.6 | 379 | greenfield | non-agrivoltaic | -0.61243
403188 | multi | 62772 | TX | Fannin | 33.4106 | -96.0716 | 2566348 | 20220427 | 4 | Coniglio Solar | 2021 | ERCO | PV | c-si | single-axis | 181 | -9999 | missing | 123.6 | 168 | greenfield | non-agrivoltaic | -0.091894
403210 | multi | 62804 | TX | Pecos | 31.0383 | -102.458 | 5096432 | 20210305 | 4 | Greasewood | 2021 | ERCO | PV | c-si | single-axis | 180 | -9999 | missing | 255 | 348 | greenfield | non-agrivoltaic | -0.032138
403279 | multi | 62932 | TX | Ector | 31.6946 | -102.6882 | 708553 | 20220408 | 4 | Oberon IB | 2020 | ERCO | PV | c-si | single-axis | 164 | 0 | missing | 30 | 37.3 | greenfield | non-agrivoltaic | -0.36351
403280 | multi | 62933 | TX | Ector | 31.7086 | -102.6927 | 3641922 | 20220408 | 4 | Oberon IA | 2020 | ERCO | PV | c-si | single-axis | 164 | 0 | missing | 150 | 193 | greenfield | non-agrivoltaic | -0.35606
403502 | multi | 63255 | TX | Andrews | 32.0929 | -102.5771 | 8718328 | 20220529 | 4 | 2W Permian Solar Project Hybrid | 2021 | ERCO | PV | c-si | single-axis | 180 | -9999 | batteries | 420 | 520 | greenfield | non-agrivoltaic | -0.21516
403514 | multi | 63273 | TX | Brazoria | 29.2481 | -95.6496 | 2801730 | 20210219 | 4 | Wagyu | 2020 | ERCO | PV | thin-film | single-axis | 180 | 0 | missing | 120 | 162.4 | greenfield | non-agrivoltaic | -0.25076
403574 | multi | 63351 | TX | Sterling | 31.8875 | -100.8475 | 2847928 | 20220308 | 4 | Bluebell Solar II | 2020 | ERCO | PV | thin-film | single-axis | 180 | 0 | missing | 115 | 150 | greenfield | non-agrivoltaic | -0.36293
403602 | single | 63388 | TX | Ector | 32.0031 | -102.627 | 439329 | 20220313 | 4 | Oxy Renewable Energy-Goldsmith | 2020 | ERCO | PV | thin-film | single-axis | 180 | 0 | missing | 16.8 | 19.5 | greenfield | non-agrivoltaic | -0.53843
403697 | multi | 63519 | TX | Crane | 31.2571 | -102.3238 | 3078115 | 20200625 | 4 | CED Crane Solar | 2020 | ERCO | PV | c-si | single-axis | 180 | 0 | missing | 152.5 | 212.6 | greenfield | non-agrivoltaic | -0.015501
403825 | multi | 63769 | TX | Navarro | 32.0691 | -96.5726 | 3123020 | 20220611 | 4 | Briar Creek Solar 1 | 2021 | ERCO | PV | missing | single-axis | 180 | -9999 | missing | 127 | 153.5 | greenfield | grazing,es | -0.43748
403874 | multi | 63892 | TX | Kaufman | 32.5244 | -96.4292 | 3147229 | 20210726 | 4 | Lily Solar Hybrid | 2021 | ERCO | PV | c-si | single-axis | 181 | -9999 | batteries | 146 | 181 | greenfield | non-agrivoltaic | -0.26036
403987 | multi | 64079 | TX | Karnes | 28.8692 | -97.7002 | 266652 | 20220322 | 4 | Catan Solar | 2020 | ERCO | PV | thin-film | single-axis | 180 | 0 | missing | 10 | 13.5 | greenfield | non-agrivoltaic | -0.40619
404074 | multi | 64227 | TX | Brooks | 26.8885 | -98.2351 | 252678 | 20211224 | 4 | Alexis Solar, LLC | 2019 | ERCO | PV | c-si | single-axis | 180 | 0 | missing | 9.5 | 14.5 | greenfield | non-agrivoltaic | -0.26302
404128 | multi | 64325 | TX | Andrews | 32.2694 | -102.8749 | 8428188 | 20220210 | 4 | Prospero Solar II | 2021 | ERCO | PV | thin-film | single-axis | 180 | -9999 | missing | 250 | 331.2 | greenfield | non-agrivoltaic | -0.64626
404247 | multi | 64538 | TX | Webb | 27.6568 | -99.2318 | 5971033 | 20210613 | 4 | Corazon Energy, LLC | 2021 | ERCO | PV | missing | single-axis | 180 | -9999 | missing | 200 | 265 | greenfield | non-agrivoltaic | -0.53854
404388 | multi | 64892 | TX | Erath | 32.2635 | -98.2078 | 287941 | 20220418 | 4 | TPE Erath Solar, LLC | 2021 | ERCO | PV | missing | single-axis | 180 | -9999 | missing | 9.9 | 14 | greenfield | non-agrivoltaic | -0.44871
403189 | multi | 62773 | TX | Cooke | 33.5528 | -97.1748 | 1226500 | 20220612 | 4 | Rippey Solar | 2020 | ERCO | PV | c-si | single-axis | 180 | 0 | missing | 59.8 | 81 | greenfield | grazing | -0.079627
403190 | multi | 62774 | TX | Van Zandt | 32.4764 | -95.7141 | 1129722 | 20211030 | 4 | Kellam Solar | 2020 | ERCO | PV | c-si | single-axis | 180 | 0 | missing | 59.8 | 81 | greenfield | non-agrivoltaic | 0.040237
403232 | multi | 62845 | TX | Borden | 32.7738 | -101.6235 | 13657867 | 20220222 | 4 | ENGIE Long Draw Solar, LLC | 2020 | ERCO | PV | c-si | single-axis | 180 | 0 | missing | 225 | 287 | greenfield | non-agrivoltaic | -1.0336
403551 | multi | 63320 | TX | Culberson | 31.6783 | -104.4587 | 6653270 | 20220206 | 4 | Titan Solar Project | 2021 | ERCO | PV | thin-film | single-axis | 180 | -9999 | missing | 260 | 367 | greenfield | non-agrivoltaic | -0.31015
403557 | multi | 63329 | TX | Culberson | 31.7228 | -104.4506 | 4934850 | 20220206 | 4 | Aragorn Solar Project | 2021 | ERCO | PV | missing | single-axis | 180 | -9999 | missing | 180 | 255 | greenfield | non-agrivoltaic | -0.38404
403823 | multi | 63764 | TX | Ellis | 32.2367 | -96.7218 | 2837114 | 20220611 | 4 | Elm Branch Solar 1 | 2021 | ERCO | PV | missing | single-axis | 182 | -9999 | missing | 134.7 | 163 | greenfield | grazing,es | -0.26159
403883 | multi | 63905 | TX | Haskell | 32.996 | -99.6181 | 2011277 | 20210712 | 4 | Azure Sky Solar | 2021 | ERCO | PV | c-si | single-axis | 180 | -9999 | batteries | 225 | 284 | greenfield | non-agrivoltaic | 1.5128
403962 | multi | 64026 | TX | Jones | 32.7979 | -99.915 | 6351344 | 20210623 | 4 | ANSON Solar Center, LLC | 2021 | ERCO | PV | c-si | single-axis | 180 | -9999 | missing | 200 | 261.1 | greenfield | non-agrivoltaic | -0.60785
404062 | multi | 64204 | TX | Frio | 28.9122 | -99.157 | 3368364 | 20220228 | 4 | Elara Solar | 2021 | ERCO | PV | missing | single-axis | 180 | -9999 | batteries | 130 | 176 | greenfield | non-agrivoltaic | -0.3718
404359 | single | 64821 | TX | Wilson | 29.2205 | -98.2505 | 10290 | 20211201 | 2 | FELPS 1-Calaveras | 2021 | ERCO | PV | missing | single-axis | 180 | -9999 | missing | 1 | 1.4 | greenfield | non-agrivoltaic | 1.4037
404361 | single | 64823 | TX | Wilson | 29.2209 | -98.2515 | 28733 | 20211201 | 2 | FELPS 2-Calaveras | 2021 | ERCO | PV | missing | single-axis | 180 | -9999 | missing | 1 | 2 | greenfield | non-agrivoltaic | -0.004128
404362 | single | 64824 | TX | Wilson | 29.1291 | -98.1063 | 19365 | 20211201 | 4 | FELPS 3-Floresville South | 2021 | ERCO | PV | missing | single-axis | 180 | -9999 | missing | 1 | 1.6 | greenfield | non-agrivoltaic | 0.27164
404363 | single | 64825 | TX | Wilson | 29.1285 | -98.1068 | 18525 | 20211201 | 4 | FELPS 4-Floresville South | 2021 | ERCO | PV | missing | single-axis | 180 | -9999 | missing | 1 | 1.6 | greenfield | non-agrivoltaic | 0.35109
404364 | single | 64826 | TX | Wilson | 29.128 | -98.1074 | 19156 | 20211201 | 4 | FELPS 5-Floresville South | 2021 | ERCO | PV | missing | single-axis | 180 | -9999 | missing | 1 | 1.4 | greenfield | non-agrivoltaic | 0.069579
401728 | single | 60472 | TX | Bexar | 29.3623 | -98.2334 | 30790 | 20220228 | 4 | CPS 1 Community Solar | 2016 | ERCO | PV | thin-film | single-axis | 180 | 0 | missing | 1 | 1.1 | greenfield | non-agrivoltaic | -0.72192
400227 | multi | 57659 | TX | Travis | 30.428 | -97.456 | 2626456 | 20221005 | 4 | East Blackland Solar Project 1 | 2021 | ERCO | PV | missing | single-axis | 180 | -9999 | missing | 144 | 186 | greenfield | non-agrivoltaic | 0.021563
402290 | multi | 61346 | TX | Pecos | 30.9825 | -102.2495 | 6844005 | 20220305 | 4 | RE Maplewood | 2021 | ERCO | PV | missing | single-axis | 180 | -9999 | missing | 250 | 327 | greenfield | non-agrivoltaic | -0.46654
404567 | multi | 62505 | TX | Fannin | 33.4778 | -96.1415 | 1866191 | 20220705 | 4 | G.S.E. One LLC | 2020 | ERCO | PV | thin-film | single-axis | 180 | -9999 | missing | 82.5 | 105 | greenfield | non-agrivoltaic | -0.28677
404587 | multi | 62945 | TX | Fort Bend | 29.347 | -95.7318 | 8379147 | 20220912 | 4 | Fighting Jays Solar Project | 2016 | ERCO | PV | c-si | single-axis | 182 | -9999 | missing | 227.5 | 286 | greenfield | non-agrivoltaic | -0.75567
404599 | multi | 63233 | TX | Crane | 31.0982 | -102.3539 | 2166420 | 20220927 | 4 | Emerald Grove | 2019 | ERCO | PV | missing | single-axis | 180 | -9999 | missing | 108 | 108 | greenfield | non-agrivoltaic | -0.42263
404681 | multi | 64447 | TX | Brazoria | 29.2073 | -95.6558 | 4211850 | 20220912 | 4 | Brazoria West | 2021 | ERCO | PV | c-si | single-axis | 182 | -9999 | missing | 200 | 260 | greenfield | non-agrivoltaic | -0.17096
404721 | multi | 64672 | TX | Grimes | 30.7145 | -96.0773 | 4234417 | 20230313 | 4 | Blue Jay Solar I, LLC | 2021 | ERCO | PV | missing | single-axis | 180 | -9999 | batteries | 210 | 210 | greenfield | non-agrivoltaic | -0.4281
404739 | single | 64827 | TX | Wilson | 29.1332 | -98.1934 | 20552 | 20220516 | 2 | FELPS 6- Floresville West | 2021 | ERCO | PV | c-si | single-axis | 180 | -9999 | missing | 1 | 1.4 | greenfield | non-agrivoltaic | -0.035617
404740 | single | 64828 | TX | Wilson | 29.1343 | -98.1927 | 18971 | 20220516 | 2 | FELPS 7- Floresville West | 2021 | ERCO | PV | c-si | single-axis | 180 | -9999 | missing | 1 | 1.4 | greenfield | non-agrivoltaic | 0.084712
404812 | multi | 65303 | TX | Hill | 31.8541 | -97.0237 | 5276450 | 20231007 | 4 | Sun Valley Solar Project | 2022 | ERCO | PV | c-si | single-axis | 180 | -9999 | missing | 250 | 347.8 | greenfield | non-agrivoltaic | -0.082298
404853 | multi | 65521 | TX | Brazoria | 29.2891 | -95.2943 | 1657303 | 20230824 | 4 | Longbow Solar, LLC | 2023 | ERCO | PV | c-si | single-axis | 182 | -9999 | missing | 57 | 112 | greenfield | non-agrivoltaic | -0.047038
404872 | multi | 65631 | TX | Navarro | 31.8819 | -96.4727 | 4778184 | 20230720 | 4 | Pisgah Ridge Solar, LLC | 2022 | ERCO | PV | c-si | single-axis | 181 | -9999 | missing | 250 | 321 | greenfield | non-agrivoltaic | -0.0555
404877 | multi | 65661 | TX | Cameron | 26.1012 | -97.7989 | 2830659 | 20231116 | 2 | Nebula Solar | 2022 | ERCO | PV | c-si | single-axis | 180 | -9999 | missing | 135 | 181.5 | greenfield | non-agrivoltaic | -0.12035
404878 | multi | 65662 | TX | Cameron | 26.1128 | -97.7967 | 944091 | 20231116 | 2 | Vancourt Solar Interconnections | 2022 | ERCO | PV | c-si | single-axis | 180 | -9999 | missing | 45 | 59.5 | greenfield | non-agrivoltaic | -0.14357
404918 | multi | 65946 | TX | Upshur | 32.8435 | -94.7335 | 46380 | 20230824 | 4 | Hecate Energy Upshur Rural, LLC | 2023 | SWPP | PV | c-si | single-axis | 180 | -9999 | missing | 3 | 3.5 | greenfield | non-agrivoltaic | 0.11999
404939 | multi | 66046 | TX | Brazoria | 29.184 | -95.7547 | 4122800 | 20220912 | 4 | Brazoria County Solar Project (Danciger) | 2022 | ERCO | PV | thin-film | single-axis | 182 | -9999 | missing | 203 | 262.5 | greenfield | non-agrivoltaic | -0.12987
404966 | multi | 66324 | TX | Hill | 32.1866 | -97.0676 | 2874190 | 20230629 | 4 | BPL Files Solar | 2023 | ERCO | PV | missing | single-axis | 180 | -9999 | missing | 157.5 | 157.5 | greenfield | non-agrivoltaic | -0.31784
403023 | multi | 62483 | TX | Pecos | 31.1829 | -103.1612 | 8550330 | 20211214 | 2 | Taygete Energy Project, LLC | 2021 | ERCO | PV | c-si | single-axis | 180 | -9999 | missing | 255 | 344.1 | greenfield | non-agrivoltaic | -0.62618
404647 | multi | 64075 | TX | Pecos | 31.1491 | -103.0939 | 4184152 | 20231119 | 2 | Taygete II Energy Project | 2022 | ERCO | PV | missing | single-axis | 180 | -9999 | missing | 203.8 | 258.4 | greenfield | non-agrivoltaic | -0.17041
403481 | multi | 63222 | TX | Lamar | 33.4335 | -95.3893 | 9490164 | 20220401 | 2 | Impact Solar 1 | 2020 | ERCO | PV | c-si | single-axis | 180 | 0 | missing | 198.5 | 260 | greenfield | grazing,es | -0.89837
404630 | multi | 63883 | TX | Lamar | 33.4424 | -95.3021 | 10120045 | 20221002 | 1 | Samson Solar Energy III, LLC | 2020 | ERCO | PV | c-si | single-axis | 182 | -9999 | missing | 250 | 250 | greenfield | non-agrivoltaic | -0.95543
401399 | single | 59946 | UT | Iron | 37.7704 | -113.2237 | 2146785 | 20210224 | 4 | Granite Mountain Solar East, LLC | 2016 | PACE | PV | c-si | single-axis | 179 | 0 | missing | 80 | 101.3 | greenfield | non-agrivoltaic | -0.47909
400669 | multi | 58660 | UT | Iron | 37.8897 | -112.8892 | 2058532 | 20210224 | 4 | Utah Red Hills Renewable Energy Park | 2015 | PACE | PV | c-si | single-axis | 180 | 0 | missing | 80 | 104.8 | greenfield | non-agrivoltaic | -0.40021
401713 | multi | 60449 | UT | Millard | 39.1589 | -112.3531 | 1401358 | 20200701 | 4 | Pavant Solar II, LLC | 2016 | PACE | PV | c-si | single-axis | 180 | 0 | missing | 50 | 62.7 | greenfield | non-agrivoltaic | -0.53089
401248 | multi | 59702 | UT | Millard | 39.1517 | -112.3432 | 1410895 | 20200701 | 4 | Pavant Solar, LLC | 2015 | PACE | PV | c-si | single-axis | 180 | 0 | batteries | 50 | 62.3 | greenfield | non-agrivoltaic | -0.54329
402018 | multi | 60886 | UT | Millard | 39.1571 | -112.374 | 584816 | 20200701 | 4 | Pavant Solar III | 2016 | PACE | PV | c-si | single-axis | 180 | 0 | missing | 20 | 25.8 | greenfield | non-agrivoltaic | -0.54414
401395 | multi | 59941 | UT | Iron | 37.7249 | -113.1594 | 2318353 | 20210224 | 4 | Iron Springs Solar, LLC | 2016 | PACE | PV | c-si | single-axis | 179 | 0 | missing | 80.02 | 100 | greenfield | non-agrivoltaic | -0.56495
401701 | multi | 60432 | UT | Iron | 37.8285 | -113.1282 | 4101334 | 20210224 | 2 | Three Peaks Power | 2016 | PACE | PV | c-si | single-axis | 180 | 0 | missing | 80 | 107.8 | greenfield | non-agrivoltaic | -0.92195
401033 | single | 59386 | UT | Iron | 37.6444 | -113.6056 | 2743802 | 20211110 | 4 | Enterprise Solar, LLC | 2016 | PACE | PV | c-si | single-axis | 180 | 0 | missing | 80 | 105.1 | greenfield | non-agrivoltaic | -0.66728
401035 | single | 59388 | UT | Beaver | 38.4985 | -113.0233 | 1976018 | 20210920 | 4 | Escalante Solar II, LLC | 2016 | PACE | PV | c-si | single-axis | 179 | 0 | missing | 80.02 | 105.1 | greenfield | non-agrivoltaic | -0.35196
401034 | single | 59387 | UT | Beaver | 38.5238 | -113.0345 | 2219938 | 20210920 | 4 | Escalante Solar I, LLC | 2016 | PACE | PV | c-si | single-axis | 179 | 0 | missing | 80.02 | 105.1 | greenfield | non-agrivoltaic | -0.47577
401036 | multi | 59389 | UT | Beaver | 38.5047 | -112.9877 | 1937970 | 20210920 | 4 | Escalante Solar III, LLC | 2016 | PACE | PV | c-si | single-axis | 179 | 0 | missing | 80.02 | 105.3 | greenfield | non-agrivoltaic | -0.32764
404523 | single | 59945 | UT | Iron | 37.7856 | -113.2802 | 1125755 | 20210224 | 2 | Granite Mountain Solar West, LLC | 2016 | PACE | PV | c-si | single-axis | 179 | 0 | missing | 50.4 | 62.5 | greenfield | non-agrivoltaic | -0.30258
400627 | single | 58598 | UT | Iron | 37.6391 | -113.6453 | 58663 | 20211110 | 4 | Beryl Solar Plant | 2015 | PACE | PV | c-si | fixed-tilt | 180 | 30 | missing | 3 | 3.4 | greenfield | non-agrivoltaic | -0.25088
400628 | single | 58599 | UT | Iron | 37.8082 | -113.0891 | 58372 | 20210224 | 4 | Cedar Valley Solar Plant | 2015 | PACE | PV | c-si | fixed-tilt | 180 | 30 | missing | 3 | 3.4 | greenfield | non-agrivoltaic | -0.24477
400629 | single | 58600 | UT | Iron | 38.0229 | -112.7317 | 60723 | 20170318 | 4 | Buckhorn Solar Plant | 2015 | PACE | PV | c-si | fixed-tilt | 180 | 30 | missing | 3 | 3.4 | greenfield | non-agrivoltaic | -0.29255
400630 | single | 58601 | UT | Beaver | 38.2892 | -113.0092 | 58826 | 20210920 | 4 | Milford Flat Solar Plant | 2015 | PACE | PV | c-si | fixed-tilt | 180 | 30 | missing | 3 | 3.4 | greenfield | non-agrivoltaic | -0.25429
400631 | single | 58602 | UT | Beaver | 38.2927 | -113.0349 | 58884 | 20210920 | 2 | Laho Solar Plant | 2015 | PACE | PV | c-si | fixed-tilt | 180 | 30 | missing | 3 | 3.4 | greenfield | non-agrivoltaic | -0.25549
400632 | single | 58603 | UT | Beaver | 38.256 | -112.7332 | 43384 | 20180827 | 4 | Greenville Solar Plant | 2015 | PACE | PV | c-si | fixed-tilt | 180 | 30 | missing | 2.2 | 2.5 | greenfield | non-agrivoltaic | -0.25794
400633 | single | 58604 | UT | Beaver | 38.4026 | -112.988 | 59215 | 20210920 | 4 | Granite Peak Solar Plant | 2015 | PACE | PV | c-si | fixed-tilt | 180 | 30 | missing | 3 | 3.4 | greenfield | non-agrivoltaic | -0.26234
401203 | single | 59620 | UT | Beaver | 38.3158 | -113.0553 | 91533 | 20210920 | 4 | South Milford Solar Plant | 2015 | PACE | PV | c-si | single-axis | 180 | 0 | missing | 2.9 | 3.8 | greenfield | non-agrivoltaic | -0.59926
401299 | single | 59787 | UT | Iron | 37.7518 | -113.2521 | 72034 | 20210224 | 4 | Fiddler's Canyon #1 | 2015 | PACE | PV | c-si | single-axis | 180 | 0 | missing | 3 | 3.9 | greenfield | non-agrivoltaic | -0.33175
401389 | single | 59932 | UT | Iron | 37.7311 | -113.2195 | 67316 | 20210224 | 4 | Fiddler's Canyon #3 | 2015 | PACE | PV | c-si | single-axis | 180 | 0 | missing | 3 | 3.9 | greenfield | non-agrivoltaic | -0.25137
401407 | single | 59958 | UT | Beaver | 38.3849 | -112.9839 | 85056 | 20210920 | 4 | Milford 2 | 2015 | PACE | PV | c-si | single-axis | 180 | 0 | missing | 3 | 3.8 | greenfield | non-agrivoltaic | -0.53228
401970 | single | 60821 | UT | Davis | 41.0968 | -111.9805 | 25391 | 20210611 | 4 | Weber State University-Davis Campus PV | 2017 | WACM | PV | c-si | fixed-tilt | 180 | 25 | missing | 1.3 | 1.8 | greenfield | non-agrivoltaic | 0.023102
402152 | single | 61119 | UT | Iron | 37.6535 | -113.2176 | 80875 | 20210224 | 4 | Quichapa 1 | 2016 | PACE | PV | c-si | single-axis | 170 | 0 | missing | 3 | 3.9 | greenfield | non-agrivoltaic | -0.45715
402153 | single | 61120 | UT | Iron | 37.6679 | -113.19 | 81217 | 20210224 | 4 | Quichapa 2 | 2016 | PACE | PV | c-si | single-axis | 170 | 0 | missing | 3 | 3.9 | greenfield | non-agrivoltaic | -0.46145
402154 | single | 61121 | UT | Iron | 37.6496 | -113.2414 | 80826 | 20210224 | 4 | Quichapa 3 | 2016 | PACE | PV | c-si | single-axis | 170 | 0 | missing | 3 | 3.9 | greenfield | non-agrivoltaic | -0.45653
402986 | single | 62399 | UT | Rich | 41.7669 | -111.0598 | 1673132 | 20210614 | 4 | Sage Solar I-III | 2019 | PACE | PV | thin-film | single-axis | 180 | 0 | missing | 57.6 | 76.3 | greenfield | non-agrivoltaic | -0.51265
403014 | multi | 62470 | UT | Iron | 37.6359 | -113.6395 | 3465714 | 20211110 | 2 | Cove Mountain Solar 2 | 2020 | PACE | PV | thin-film | single-axis | 180 | 0 | missing | 122 | 156.3 | greenfield | non-agrivoltaic | -0.52333
403211 | single | 62805 | UT | Washington | 37.044 | -113.6277 | 30188 | 20210130 | 4 | Bloomington Solar I | 2018 | PACE | PV | c-si | fixed-tilt | 180 | 20 | missing | 2 | 2.5 | greenfield | non-agrivoltaic | 0.27576
403119 | multi | 62656 | UT | Emery | 39.1348 | -111.0545 | 2301453 | 20220910 | 4 | Hunter Solar, LLC (UT) | 2021 | PACE | PV | c-si | single-axis | 180 | -9999 | missing | 100 | 130 | greenfield | non-agrivoltaic | -0.28207
403214 | single | 62812 | UT | Beaver | 38.5107 | -113.0344 | 2881570 | 20210920 | 4 | Milford Solar 1 | 2020 | PACE | PV | thin-film | single-axis | 180 | 0 | missing | 99 | 127.8 | greenfield | non-agrivoltaic | -0.53918
404493 | multi | 7790 | UT | Uintah | 40.0772 | -109.2935 | 240021 | 20231026 | 3 | Bonanza | 2023 | PACE | PV | missing | single-axis | 180 | -9999 | missing | 12.5 | 12.5 | greenfield | non-agrivoltaic | -0.37545
404574 | multi | 62666 | UT | Sevier | 38.8392 | -112.0117 | 2252350 | 20230626 | 4 | Sigurd Solar LLC | 2019 | PACE | PV | c-si | single-axis | 140 | -9999 | missing | 80 | 112 | greenfield | non-agrivoltaic | -0.4253
404662 | multi | 64186 | UT | Carbon | 39.5526 | -110.7095 | 1818545 | 20231126 | 4 | Graphite Solar I | 2021 | PACE | PV | c-si | single-axis | 180 | -9999 | missing | 80 | 104 | greenfield | non-agrivoltaic | -0.26719
404979 | single | 66404 | UT | San Juan | 37.1213 | -109.4113 | 1951931 | 20230112 | 4 | Red Mesa Solar Project | 2023 | PACE | PV | missing | single-axis | 181 | -9999 | missing | 72 | 72 | greenfield | non-agrivoltaic | -0.69732
401298 | single | 59786 | UT | Iron | 37.7936 | -113.2849 | 53405 | 20210224 | 2 | Fiddler's Canyon #2 | 2015 | PACE | PV | c-si | single-axis | 180 | 0 | missing | 3 | 3.9 | greenfield | non-agrivoltaic | 0.068377
403013 | multi | 62469 | UT | Iron | 37.6226 | -113.6199 | 978764 | 20211110 | 2 | Cove Mountain Solar | 2020 | PACE | PV | thin-film | single-axis | 180 | 0 | missing | 58 | 74.3 | greenfield | non-agrivoltaic | 0.12949
402718 | multi | 61959 | VT | Windsor | 43.4228 | -72.6641 | 309817 | 20201022 | 4 | Coolidge Solar 1, LLC | 2018 | ISNE | PV | c-si | fixed-tilt | 180 | 25 | missing | 19.59 | 27 | greenfield | non-agrivoltaic | 0.36755
402977 | multi | 62382 | VT | Addison | 44.2251 | -73.2501 | 120331 | 20090417 | 4 | GMP Solar/Storage-Ferrisburgh Hybrid | 2019 | ISNE | PV | c-si | single-axis | 180 | 0 | batteries | 5 | 6.2 | greenfield | non-agrivoltaic | -0.38719
400824 | multi | 58964 | VT | Windham | 42.8769 | -72.566 | 46510 | 20220216 | 4 | Technology Drive Solar | 2014 | ISNE | PV | c-si | single-axis | 180 | 0 | missing | 2 | 2.5 | greenfield | non-agrivoltaic | -0.33999
401089 | single | 59476 | VT | Rutland | 43.54 | -72.9558 | 38731 | 20211217 | 4 | Clarendon Solar Farm | 2014 | ISNE | PV | c-si | fixed-tilt | 180 | 27 | missing | 2 | 2.4 | greenfield | non-agrivoltaic | -0.16597
401090 | single | 59477 | VT | Chittenden | 44.4255 | -73.1605 | 84539 | 20201011 | 4 | Claire Solar Farm | 2014 | ISNE | PV | c-si | dual-axis | 180 | -9999 | missing | 2.2 | 2.2 | greenfield | non-agrivoltaic | -0.92747
400175 | single | 57481 | VT | Chittenden | 44.436 | -73.1454 | 93272 | 20201011 | 4 | Chittenden County Solar Partners | 2011 | ISNE | PV | c-si | dual-axis | 180 | -9999 | missing | 2.2 | 2.2 | greenfield | non-agrivoltaic | -0.97909
400597 | multi | 58541 | VT | Windsor | 43.7911 | -72.4976 | 69573 | 20200812 | 2 | SunGen Sharon 1, LLC | 2012 | ISNE | PV | c-si | fixed-tilt | 185 | 25 | missing | 1.8 | 2.5 | greenfield | non-agrivoltaic | -0.71751
401258 | single | 59719 | VT | Chittenden | 44.3221 | -73.1975 | 46104 | 20090417 | 4 | Charlotte Solar, LLC VT | 2014 | ISNE | PV | c-si | fixed-tilt | 188 | 25 | missing | 2 | 2.5 | greenfield | non-agrivoltaic | -0.32998
400753 | single | 58824 | VT | Franklin | 44.9105 | -72.9796 | 44672 | 20211212 | 4 | Sheldon Solar | 2013 | ISNE | PV | c-si | fixed-tilt | 180 | 30 | missing | 2.3 | 2.4 | greenfield | non-agrivoltaic | -0.34058
400808 | single | 58935 | VT | Addison | 44.1387 | -73.2036 | 59617 | 20090417 | 4 | Open View Solar Farm | 2013 | ISNE | PV | c-si | fixed-tilt | 180 | 25 | missing | 1.9 | 2.5 | greenfield | non-agrivoltaic | -0.59037
400399 | single | 58144 | VT | Bennington | 42.7537 | -73.2277 | 45198 | 20220122 | 4 | SVEP Solar Project Company | 2012 | ISNE | PV | c-si | single-axis | 180 | 0 | missing | 2 | 2.2 | greenfield | non-agrivoltaic | -0.44756
400400 | single | 58145 | VT | Orange | 44.113 | -72.6059 | 43745 | 20090417 | 4 | Williamstown Solar | 2012 | ISNE | PV | c-si | fixed-tilt | 180 | 30 | missing | 2 | 2.5 | greenfield | non-agrivoltaic | -0.26802
400859 | single | 59049 | VT | Chittenden | 44.4854 | -73.137 | 41982 | 20210620 | 4 | Whitcomb Solar Farm | 2014 | ISNE | PV | c-si | fixed-tilt | 180 | 20 | missing | 2.2 | 3.6 | greenfield | non-agrivoltaic | 0.33794
401070 | multi | 59445 | VT | Franklin | 44.7857 | -73.0835 | 44628 | 20211212 | 4 | St. Albans SPEED Project | 2013 | ISNE | PV | c-si | fixed-tilt | 180 | 25 | missing | 2 | 2.7 | greenfield | non-agrivoltaic | -0.19703
401239 | single | 59682 | VT | Rutland | 43.6268 | -72.9711 | 31761 | 20200730 | 4 | Main Street Solar Project | 2014 | ISNE | PV | c-si | fixed-tilt | 180 | 25 | missing | 1.5 | 2 | greenfield | non-agrivoltaic | -0.14468
401268 | multi | 59741 | VT | Orleans | 44.7262 | -72.1837 | 32581 | 20180810 | 4 | Barton Solar Farm | 2014 | ISNE | PV | c-si | fixed-tilt | 180 | 25 | missing | 1.9 | 2.6 | greenfield | non-agrivoltaic | 0.21186
401281 | multi | 59755 | VT | Windsor | 43.2811 | -72.5965 | 52389 | 20201022 | 2 | Chester Power Partners | 2014 | ISNE | PV | c-si | fixed-tilt | 180 | 25 | missing | 2.2 | 2.3 | greenfield | non-agrivoltaic | -0.54867
401686 | single | 60411 | VT | Orleans | 44.9094 | -72.2189 | 39479 | 20200920 | 4 | Coventry Photovoltaic, LLC | 2014 | ISNE | PV | c-si | fixed-tilt | 180 | 25 | missing | 2.2 | 2.7 | landfill | non-agrivoltaic | -0.029845
401780 | multi | 60537 | VT | Chittenden | 44.3703 | -73.2475 | 59383 | 20201105 | 4 | Limerick Road Solar Farm | 2013 | ISNE | PV | c-si | fixed-tilt | 194 | 30 | missing | 2.2 | 3 | greenfield | es | -0.40848
401784 | multi | 60542 | VT | Chittenden | 44.4803 | -73.1726 | 59507 | 20211217 | 2 | 158th Fighter Wing Solar Farm | 2011 | ISNE | PV | c-si | fixed-tilt | 170 | 30 | missing | 1.3 | 1.5 | landfill | non-agrivoltaic | -0.94476
401787 | multi | 60547 | VT | Chittenden | 44.4254 | -73.0061 | 38147 | 20211212 | 4 | GMP Solar-Richmond | 2016 | ISNE | PV | c-si | fixed-tilt | 180 | 20 | missing | 1.9 | 2 | AML | non-agrivoltaic | -0.36803
402001 | single | 60860 | VT | Grand Isle | 44.9617 | -73.2742 | 20893 | 20211203 | 4 | VEC Alburgh Array | 2016 | ISNE | PV | c-si | fixed-tilt | 180 | 25 | missing | 1 | 1.2 | greenfield | es | -0.26198
402009 | single | 60875 | VT | Chittenden | 44.4664 | -73.0982 | 86080 | 20201011 | 4 | GMP Solar-Williston | 2016 | ISNE | PV | c-si | fixed-tilt | 180 | 20 | missing | 4.7 | 6.8 | greenfield | non-agrivoltaic | 0.19484
402011 | multi | 60877 | VT | Orange | 44.1374 | -72.5144 | 170728 | 20090417 | 2 | GMP Solar-Williamstown | 2016 | ISNE | PV | c-si | fixed-tilt | 180 | 21 | missing | 5 | 7 | greenfield | non-agrivoltaic | -0.61015
402032 | multi | 60912 | VT | Rutland | 43.5848 | -72.9525 | 53156 | 20211217 | 2 | Cold River Road Solar | 2016 | ISNE | PV | c-si | single-axis | 180 | 0 | missing | 2.3 | 3.2 | greenfield | non-agrivoltaic | -0.20339
402155 | multi | 61124 | VT | Orange | 43.8245 | -72.328 | 101369 | 20200706 | 4 | Elizabeth Mines Solar 1 | 2017 | ISNE | PV | c-si | fixed-tilt | 180 | 21 | missing | 5 | 7 | superfund | non-agrivoltaic | -0.015791
402156 | single | 61125 | VT | Lamoille | 44.4625 | -72.7699 | 19062 | 20090417 | 4 | Nebraska Valley Solar Farm | 2016 | ISNE | PV | c-si | fixed-tilt | 190 | 20 | missing | 1 | 1.4 | greenfield | non-agrivoltaic | 0.07724
402286 | multi | 61340 | VT | Addison | 44.078 | -73.2176 | 80635 | 20090417 | 4 | Next Generation Solar Farm | 2017 | ISNE | PV | c-si | fixed-tilt | 180 | 20 | missing | 2.2 | 3.2 | greenfield | non-agrivoltaic | -0.63803
403003 | multi | 62443 | VT | Windham | 43.0871 | -72.4473 | 87406 | 20201022 | 2 | Westminster | 2016 | ISNE | PV | c-si | fixed-tilt | 180 | 30 | missing | 1.8 | 2.6 | greenfield | non-agrivoltaic | -0.8486
403167 | multi | 62728 | VT | Rutland | 43.4761 | -72.9837 | 65347 | 20201022 | 4 | MHG Wallingford | 2019 | ISNE | PV | c-si | single-axis | 180 | 0 | missing | 2.2 | 3.2 | PCSC | non-agrivoltaic | -0.44133
403473 | single | 63212 | VT | Bennington | 42.9118 | -73.218 | 34869 | 20220509 | 4 | Battle Creek Solar | 2018 | ISNE | PV | c-si | fixed-tilt | 180 | 25 | missing | 2.2 | 3.4 | greenfield | non-agrivoltaic | 0.58706
403585 | multi | 63368 | VT | Essex | 44.4129 | -71.7088 | 44428 | 20200706 | 4 | GSPP Gilman, LLC | 2018 | ISNE | PV | c-si | fixed-tilt | 180 | 30 | missing | 2.1 | 2.8 | greenfield | non-agrivoltaic | -0.14356
401762 | multi | 60518 | VT | Rutland | 43.6194 | -72.9493 | 78667 | 20220108 | 4 | Stafford Hill Solar Hybrid | 2015 | ISNE | PV | c-si | fixed-tilt | 180 | 25 | batteries | 2 | 2.5 | greenfield | non-agrivoltaic | -0.80552
402008 | single | 60874 | VT | Windsor | 43.6302 | -72.4143 | 96870 | 20200706 | 4 | GMP Solar-Hartford | 2016 | ISNE | PV | c-si | fixed-tilt | 180 | 21 | missing | 5 | 7 | greenfield | non-agrivoltaic | 0.052157
402060 | single | 60954 | VT | Chittenden | 44.3688 | -73.0604 | 25960 | 20211212 | 4 | VEC Magee Hill Solar | 2017 | ISNE | PV | c-si | fixed-tilt | 180 | 25 | missing | 1.3 | 1.7 | greenfield | es | -0.091396
402689 | single | 61928 | VT | Franklin | 44.7882 | -73.1101 | 104549 | 20211212 | 4 | Saint Albans Solar | 2018 | ISNE | PV | thin-film | fixed-tilt | 180 | 20 | missing | 4.9 | 6.9 | greenfield | non-agrivoltaic | -0.080556
404197 | single | 64443 | VT | Caledonia | 44.435 | -71.9704 | 47074 | 20220305 | 4 | Golden Solar | 2021 | ISNE | PV | missing | fixed-tilt | 180 | -9999 | missing | 2.2 | 3.3 | greenfield | non-agrivoltaic | 0.006391
404373 | single | 64860 | VT | Caledonia | 44.5233 | -72.37 | 28268 | 20220703 | 4 | Billings Road | 2021 | ISNE | PV | missing | fixed-tilt | 180 | -9999 | missing | 1.7 | 2.3 | greenfield | es | 0.24498
402978 | multi | 62383 | VT | Chittenden | 44.4824 | -73.041 | 105033 | 20211212 | 4 | GMP Solar/Storage-Essex Hybrid | 2019 | ISNE | PV | c-si | fixed-tilt | 180 | 30 | batteries | 4.5 | 6.8 | greenfield | non-agrivoltaic | -0.10717
404459 | multi | 64863 | VT | Lamoille | 44.5452 | -72.6125 | 34881 | 20210920 | 4 | ER Salvage Yard | 2021 | ISNE | PV | missing | fixed-tilt | 180 | -9999 | missing | 2.1 | 2.8 | greenfield | es | 0.22191
404460 | multi | 64268 | VT | Lamoille | 44.5166 | -72.6233 | 35415 | 20210920 | 4 | Lawrence Brook | 2020 | ISNE | PV | c-si | fixed-tilt | 180 | 25 | missing | 2.2 | 2.8 | greenfield | es | 0.19624
404461 | single | 62381 | VT | Chittenden | 44.6566 | -73.1798 | 93809 | 20211029 | 4 | GMP Solar/Storage-Milton Hybrid | 2019 | ISNE | PV | c-si | fixed-tilt | 180 | 25 | batteries | 5 | 7 | greenfield | non-agrivoltaic | 0.10211
404462 | multi | 60344 | VT | Rutland | 43.8323 | -73.1924 | 43127 | 20211029 | 4 | Sudbury Solar | 2016 | ISNE | PV | c-si | fixed-tilt | 180 | 30 | missing | 2 | 2.8 | greenfield | non-agrivoltaic | -0.10329
404792 | single | 65135 | VT | Washington | 44.1273 | -72.6513 | 24222 | 20230528 | 4 | ER Bone Hill Solar, LLC | 2023 | ISNE | PV | c-si | fixed-tilt | 180 | -9999 | missing | 1.2 | 1.8 | greenfield | es | 0.095606
404798 | single | 65166 | VT | Caledonia | 44.5085 | -72.3401 | 35402 | 20230530 | 4 | ER Center Road Solar, LLC | 2022 | ISNE | PV | c-si | fixed-tilt | 180 | -9999 | missing | 2.1 | 2.9 | greenfield | es | 0.25672
404866 | multi | 65619 | VT | Rutland | 43.6045 | -73.1906 | 53475 | 20220509 | 4 | ER Sand Hill | 2022 | ISNE | PV | c-si | fixed-tilt | 180 | -9999 | missing | 2.2 | 3.1 | greenfield | non-agrivoltaic | -0.25062
405010 | multi | 66873 | VT | Rutland | 43.5786 | -72.9569 | 72132 | 20230509 | 4 | Gray Solar | 2023 | ISNE | PV | missing | fixed-tilt | 180 | -9999 | missing | 2.2 | 2.2 | greenfield | non-agrivoltaic | -0.83264
403995 | single | 64093 | VA | Westmoreland | 38.0711 | -76.7937 | 378789 | 20210420 | 4 | Montross Solar | 2018 | PJM | PV | c-si | single-axis | 180 | 0 | missing | 20 | 28 | greenfield | non-agrivoltaic | 0.087283
401629 | multi | 60318 | VA | Isle of Wight | 36.8927 | -76.6172 | 414080 | 20220326 | 4 | Woodland Solar Farm | 2016 | PJM | PV | c-si | single-axis | 201 | 0 | missing | 19.7 | 25.1 | greenfield | non-agrivoltaic | -0.19457
401630 | multi | 60319 | VA | Louisa | 38.0216 | -77.9777 | 393741 | 20201213 | 4 | Whitehouse Solar Farm | 2016 | PJM | PV | c-si | single-axis | 190 | 0 | missing | 20 | 26.8 | greenfield | non-agrivoltaic | -0.036757
402037 | multi | 60917 | VA | Buckingham | 37.5027 | -78.3752 | 294525 | 20210923 | 4 | Buckingham Solar, LLC | 2017 | PJM | PV | c-si | single-axis | 180 | 0 | missing | 19.8 | 22.7 | greenfield | non-agrivoltaic | 0.15409
402036 | multi | 60916 | VA | Sussex | 36.9434 | -77.4156 | 424164 | 20220211 | 4 | Sappony Solar, LLC | 2017 | PJM | PV | c-si | single-axis | 180 | 0 | missing | 20 | 28.3 | greenfield | non-agrivoltaic | -0.065265
402035 | multi | 60915 | VA | New Kent | 37.47 | -76.8492 | 290256 | 20211223 | 4 | Correctional Solar, LLC | 2017 | PJM | PV | c-si | single-axis | 180 | 0 | missing | 20 | 22.9 | greenfield | non-agrivoltaic | 0.19271
401808 | multi | 60584 | VA | Virginia Beach | 36.7891 | -76.0496 | 288485 | 20220209 | 4 | Oceana Solar | 2017 | PJM | PV | thin-film | single-axis | 174 | 0 | missing | 17.6 | 21.1 | greenfield | non-agrivoltaic | 0.070778
402071 | multi | 60968 | VA | Powhatan | 37.5332 | -77.9445 | 407299 | 20220531 | 4 | Scott-II Solar, LLC | 2017 | PJM | PV | c-si | single-axis | 159 | 0 | missing | 20 | 28.3 | greenfield | non-agrivoltaic | -0.006735
402640 | multi | 61849 | VA | Pittsylvania | 36.6578 | -79.3063 | 166063 | 20220104 | 4 | Danville | 2018 | PJM | PV | c-si | single-axis | 180 | 0 | missing | 6 | 8 | greenfield | non-agrivoltaic | -0.45817
402108 | multi | 61023 | VA | King William | 37.6731 | -77.1596 | 409722 | 20220211 | 4 | Hollyfield | 2018 | PJM | PV | c-si | single-axis | 181 | -9999 | missing | 17 | 22.5 | greenfield | non-agrivoltaic | -0.31535
401528 | multi | 60127 | VA | Accomack | 37.9397 | -75.5876 | 2095057 | 20210323 | 4 | Eastern Shore Solar, LLC | 2016 | PJM | PV | c-si | single-axis | 182 | 0 | missing | 80 | 105.4 | greenfield | non-agrivoltaic | -0.41295
402309 | multi | 61374 | VA | Clarke | 39.066 | -78.1376 | 235970 | 20220521 | 4 | Hecate Energy Clarke County, LLC | 2017 | PJM | PV | c-si | single-axis | 180 | 0 | missing | 10 | 12.6 | greenfield | non-agrivoltaic | -0.34753
401241 | multi | 59685 | VA | Fauquier | 38.549 | -77.7836 | 374877 | 20201014 | 4 | Remington Solar Facility | 2017 | PJM | PV | thin-film | fixed-tilt | 180 | 20 | missing | 20 | 27.7 | greenfield | non-agrivoltaic | 0.086672
402310 | multi | 61375 | VA | Northampton | 37.3658 | -75.9182 | 507245 | 20201226 | 4 | Hecate Energy Cherrydale, LLC | 2017 | PJM | PV | c-si | single-axis | 180 | 0 | missing | 20 | 25.1 | greenfield | non-agrivoltaic | -0.43044
402327 | multi | 61406 | VA | Essex | 37.8325 | -76.7962 | 549749 | 20210224 | 4 | Essex Solar Center | 2017 | PJM | PV | c-si | single-axis | 180 | 0 | missing | 20 | 26.7 | greenfield | non-agrivoltaic | -0.44984
402847 | multi | 62140 | VA | Middlesex | 37.5725 | -76.4764 | 297129 | 20211127 | 4 | Puller Solar | 2018 | PJM | PV | c-si | single-axis | 181 | 0 | missing | 15 | 19.7 | greenfield | non-agrivoltaic | -0.074128
402736 | multi | 61985 | VA | Surry | 37.1543 | -76.9012 | 3191005 | 20210715 | 2 | Colonial Trail West | 2019 | PJM | PV | c-si | single-axis | 181 | 0 | missing | 142.4 | 210.9 | greenfield | non-agrivoltaic | -0.078556
403345 | multi | 63031 | VA | Gloucester | 37.4417 | -76.4678 | 378433 | 20211127 | 4 | Gloucester Solar | 2019 | PJM | PV | c-si | single-axis | 191 | 0 | missing | 19.9 | 27.8 | greenfield | non-agrivoltaic | 0.07756
403951 | multi | 64015 | VA | Buckingham | 37.5034 | -78.3838 | 508782 | 20210923 | 4 | Energix Buckingham, LLC | 2021 | PJM | PV | missing | single-axis | 180 | -9999 | missing | 20 | 26.4 | greenfield | non-agrivoltaic | -0.37948
401372 | single | 59905 | VA | Rockingham | 38.3835 | -78.6434 | 37122 | 20210811 | 4 | Merck | 2017 | PJM | PV | c-si | fixed-tilt | 180 | 25 | missing | 0.8 | 2.2 | greenfield | non-agrivoltaic | -0.22322
401375 | multi | 59911 | VA | Chesterfield | 37.3417 | -77.2869 | 35633 | 20220429 | 4 | Philip Morris | 2016 | PJM | PV | c-si | fixed-tilt | 176 | 25 | missing | 0.8 | 2.4 | greenfield | non-agrivoltaic | -0.051837
402121 | single | 61055 | VA | Warren | 38.9297 | -78.1802 | 51913 | 20220606 | 4 | DG AMP Solar Front Royal | 2017 | PJM | PV | c-si | fixed-tilt | 180 | 25 | missing | 2.5 | 3.5 | greenfield | non-agrivoltaic | -0.050411
402364 | single | 61457 | VA | Fluvanna | 37.9651 | -78.2317 | 135855 | 20200711 | 4 | Palmer Solar Center | 2017 | PJM | PV | c-si | single-axis | 180 | 0 | missing | 5 | 6.7 | greenfield | non-agrivoltaic | -0.43396
402365 | single | 61458 | VA | Goochland | 37.8801 | -78.0493 | 88988 | 20220313 | 4 | Martin Solar Center | 2017 | PJM | PV | c-si | fixed-tilt | 180 | 25 | missing | 5 | 6.8 | greenfield | non-agrivoltaic | 0.14015
402737 | multi | 61986 | VA | Surry | 37.1811 | -76.9322 | 1969534 | 20210715 | 2 | Spring Grove I | 2020 | PJM | PV | c-si | single-axis | 181 | 0 | missing | 97.9 | 135.5 | greenfield | non-agrivoltaic | -0.021226
402752 | single | 62011 | VA | Spotsylvania | 38.2574 | -77.7716 | 1110862 | 20211018 | 4 | Richmond Spider Solar | 2020 | PJM | PV | c-si | single-axis | 180 | 0 | missing | 20 | 24.2 | greenfield | non-agrivoltaic | -1.0173
402753 | multi | 62012 | VA | Spotsylvania | 38.2529 | -77.7245 | 1554313 | 20211018 | 2 | Pleinmont Solar 1 | 2020 | PJM | PV | c-si | single-axis | 180 | 0 | missing | 75 | 99.6 | greenfield | non-agrivoltaic | -0.12119
402754 | multi | 62013 | VA | Spotsylvania | 38.2343 | -77.7541 | 5517785 | 20211018 | 2 | Pleinmont Solar 2 | 2021 | PJM | PV | missing | single-axis | 180 | -9999 | missing | 240 | 294 | greenfield | non-agrivoltaic | -0.34995
402755 | multi | 62014 | VA | Spotsylvania | 38.2547 | -77.7538 | 274614 | 20211018 | 2 | Highlander Solar Energy Station 1 | 2020 | PJM | PV | c-si | single-axis | 180 | 0 | missing | 165 | 200.1 | greenfield | non-agrivoltaic | 13.9589
403168 | multi | 62730 | VA | Louisa | 38.0077 | -78.0485 | 2086779 | 20220216 | 4 | Desper Solar | 2021 | PJM | PV | c-si | single-axis | 180 | -9999 | missing | 88.2 | 122.4 | greenfield | non-agrivoltaic | -0.23612
403196 | single | 62780 | VA | Lancaster | 37.6565 | -76.3819 | 30264 | 20211127 | 4 | Rappahannock Solar, LLC | 2021 | PJM | PV | missing | single-axis | 180 | -9999 | missing | 1.5 | 2 | greenfield | non-agrivoltaic | -0.078714
403215 | multi | 62813 | VA | Mecklenburg | 36.8185 | -78.4458 | 1777562 | 20201121 | 4 | Grasshopper Solar | 2020 | PJM | PV | c-si | single-axis | 180 | 0 | missing | 80 | 103.8 | greenfield | non-agrivoltaic | -0.24164
403292 | multi | 62959 | VA | Pittsylvania | 36.9279 | -79.3532 | 1186537 | 20211130 | 4 | Whitehorn Solar | 2021 | PJM | PV | c-si | single-axis | 180 | -9999 | missing | 50 | 65.7 | greenfield | non-agrivoltaic | -0.3057
403383 | multi | 63077 | VA | Charlotte | 37.0234 | -78.5811 | 234958 | 20220126 | 4 | Twittys Creek Solar, LLC | 2020 | PJM | PV | c-si | single-axis | 180 | 0 | missing | 13.8 | 17.4 | greenfield | non-agrivoltaic | 0.090165
403389 | multi | 63083 | VA | Appomattox | 37.3303 | -78.7681 | 283040 | 20220211 | 4 | Caden Energix Pamplin, LLC | 2020 | PJM | PV | thin-film | single-axis | 180 | 0 | missing | 15.7 | 19.8 | greenfield | non-agrivoltaic | 0.003279
403390 | single | 63084 | VA | Chesapeake | 36.6265 | -76.191 | 565396 | 20211016 | 4 | Caden Energix Hickory, LLC | 2020 | PJM | PV | thin-film | single-axis | 181 | 0 | missing | 32 | 40.3 | greenfield | non-agrivoltaic | 0.031303
403393 | multi | 63087 | VA | Prince George | 37.1747 | -77.3365 | 288328 | 20220205 | 4 | Caden Energix Rives Road, LLC | 2020 | PJM | PV | thin-film | single-axis | 181 | 0 | missing | 19.7 | 20.9 | greenfield | non-agrivoltaic | 0.056926
403717 | multi | 63549 | VA | Halifax | 37.0037 | -79.0439 | 1592470 | 20211126 | 4 | Water Strider Solar | 2021 | PJM | PV | c-si | single-axis | 180 | -9999 | missing | 80 | 108.2 | greenfield | non-agrivoltaic | -0.039306
403788 | single | 63696 | VA | Westmoreland | 38.0041 | -76.7482 | 473579 | 20211223 | 4 | Westmoreland County Solar Project | 2021 | PJM | PV | missing | single-axis | 180 | -9999 | missing | 19.9 | 29.6 | greenfield | non-agrivoltaic | -0.1546
403807 | multi | 63745 | VA | Greensville | 36.6425 | -77.5696 | 1149615 | 20220109 | 4 | Greensville County Solar Project, LLC | 2020 | PJM | PV | c-si | single-axis | 180 | 0 | missing | 80 | 104 | greenfield | non-agrivoltaic | 0.43781
403808 | multi | 63746 | VA | Suffolk | 36.7929 | -76.661 | 319073 | 20220209 | 4 | TWE Myrtle Solar Farm, LLC | 2020 | PJM | PV | c-si | single-axis | 195 | 0 | missing | 15 | 20.8 | greenfield | non-agrivoltaic | -0.097694
403919 | multi | 63965 | VA | Pittsylvania | 36.5925 | -79.3009 | 228650 | 20211130 | 4 | Danville Farm, LLC | 2020 | PJM | PV | thin-film | single-axis | 180 | 0 | missing | 12 | 15.9 | greenfield | non-agrivoltaic | -0.005538
403955 | multi | 64019 | VA | Campbell | 37.1467 | -79.3565 | 1654818 | 20211130 | 4 | Altavista Solar | 2021 | PJM | PV | missing | single-axis | 180 | -9999 | missing | 80 | 113 | greenfield | non-agrivoltaic | -0.03209
404038 | multi | 64158 | VA | Hanover | 37.667 | -77.1998 | 506939 | 20220211 | 4 | Mechanicsville Solar | 2020 | PJM | PV | c-si | single-axis | 181 | 0 | missing | 25 | 35 | greenfield | grazing | -0.016063
404355 | multi | 64817 | VA | Henry | 36.694 | -79.6983 | 506516 | 20211110 | 4 | Energix Leatherwood, LLC | 2021 | PJM | PV | missing | single-axis | 180 | -9999 | missing | 20 | 26 | greenfield | non-agrivoltaic | -0.39129
404406 | multi | 65022 | VA | Henrico | 37.5249 | -77.264 | 373603 | 20220211 | 4 | Briel Solar Farm | 2021 | PJM | PV | missing | single-axis | 180 | -9999 | missing | 20 | 27.3 | greenfield | non-agrivoltaic | 0.069327
404454 | multi | 65321 | VA | James City | 37.3571 | -76.7583 | 289149 | 20211223 | 4 | Rochambeau Solar | 2021 | PJM | PV | missing | single-axis | 166 | -9999 | missing | 19.9 | 25.6 | greenfield | non-agrivoltaic | 0.39694
404455 | multi | 65323 | VA | Chesapeake | 36.7025 | -76.1666 | 1191563 | 20220209 | 4 | Bedford Solar | 2021 | PJM | PV | missing | single-axis | 180 | -9999 | batteries | 70 | 78.5 | greenfield | non-agrivoltaic | -0.08305
402338 | multi | 61422 | VA | Southampton | 36.6099 | -77.2095 | 2939022 | 20220219 | 2 | Southampton Solar, LLC | 2017 | PJM | PV | c-si | single-axis | 180 | 0 | missing | 103.6 | 140.8 | greenfield | non-agrivoltaic | -0.46383
404538 | multi | 61126 | VA | Bedford | 37.3354 | -79.4809 | 54088 | 20211130 | 4 | Bedford Solar | 2019 | PJM | PV | c-si | single-axis | 180 | 0 | missing | 3 | 3.4 | landfill | non-agrivoltaic | -0.14701
404541 | multi | 61318 | VA | Shenandoah | 38.7382 | -78.6615 | 506763 | 20230813 | 2 | Mt. Jackson Solar | 2015 | PJM | PV | thin-film | single-axis | 180 | -9999 | missing | 15.7 | 22 | greenfield | non-agrivoltaic | -0.55905
404547 | multi | 61691 | VA | Campbell | 37.2792 | -79.1114 | 284420 | 20230705 | 4 | Depot Solar Center, LLC | 2016 | PJM | PV | c-si | single-axis | 180 | -9999 | missing | 15 | 20 | greenfield | non-agrivoltaic | 0.010986
404576 | multi | 62675 | VA | Charles City | 37.3806 | -77.1876 | 3111899 | 20230409 | 4 | Skipjack Solar Center | 2011 | PJM | PV | thin-film | single-axis | 180 | -9999 | missing | 175 | 225 | greenfield | non-agrivoltaic | 0.053032
404578 | multi | 62758 | VA | Greensville | 36.6006 | -77.6513 | 2219193 | 20231013 | 3 | Meherrin Solar | 2019 | PJM | PV | c-si | single-axis | 180 | -9999 | missing | 59.6 | 86.1 | greenfield | non-agrivoltaic | -0.65682
404579 | multi | 62768 | VA | Halifax | 36.8211 | -78.7746 | 1372381 | 20231012 | 4 | Piney Creek Solar | 2021 | PJM | PV | missing | single-axis | 180 | -9999 | missing | 80 | 80 | greenfield | non-agrivoltaic | -0.2438
404588 | single | 62948 | VA | Accomack | 37.9263 | -75.4685 | 54556 | 20220530 | 4 | NASA Wallops Flight Facility Solar | 2021 | PJM | PV | c-si | fixed-tilt,single-axis | 0 | 4 | missing | 4.3 | 4.6 | greenfield | non-agrivoltaic | 0.30757
404589 | multi | 62950 | VA | Mecklenburg | 36.81 | -78.4868 | 791294 | 20230616 | 4 | Bluestone Solar | 2021 | PJM | PV | c-si | single-axis | 180 | -9999 | missing | 49.9 | 70 | greenfield | non-agrivoltaic | 0.3954
404638 | multi | 64012 | VA | Prince William | 38.6754 | -77.5849 | 437261 | 20230330 | 4 | Energix Nokesville, LLC | 2021 | PJM | PV | thin-film | single-axis | 180 | -9999 | missing | 20 | 26 | greenfield | non-agrivoltaic | -0.21904
404655 | multi | 64135 | VA | Chesapeake City | 36.6783 | -76.3073 | 2655682 | 20231218 | 4 | Grassfield Solar | 2023 | PJM | PV | c-si | single-axis | 182 | -9999 | missing | 20 | 26.5 | greenfield | non-agrivoltaic | -1.2674
404656 | multi | 64136 | VA | Pittsylvania | 36.9299 | -79.2304 | 635895 | 20230705 | 3 | Sycamore Solar | 2017 | PJM | PV | missing | single-axis | 180 | -9999 | missing | 42 | 42 | greenfield | non-agrivoltaic | -0.079478
404806 | multi | 65221 | VA | Halifax | 36.681 | -78.8876 | 401270 | 20231012 | 4 | Watlington Solar | 2022 | PJM | PV | missing | single-axis | 180 | -9999 | missing | 20 | 20 | greenfield | non-agrivoltaic | -0.42284
404814 | multi | 65305 | VA | Halifax | 36.5496 | -79.0176 | 1235113 | 20231030 | 4 | Powells Creek Solar - Hybrid | 2022 | PJM | PV | missing | single-axis | 180 | -9999 | missing | 70 | 94.5 | greenfield | non-agrivoltaic | 0.14219
404815 | multi | 65307 | VA | Halifax | 36.798 | -78.8286 | 731157 | 20231012 | 4 | Sunnybrook Solar Project - Hybrid | 2023 | PJM | PV | c-si | single-axis | 180 | -9999 | missing | 51 | 57.1 | greenfield | non-agrivoltaic | 0.17575
404818 | multi | 65322 | VA | Prince George | 37.2589 | -77.092 | 2869077 | 20230906 | 4 | Fort Powhatan Solar | 2021 | PJM | PV | c-si | single-axis | 181 | -9999 | missing | 150 | 204 | greenfield | non-agrivoltaic | 0.027605
401628 | multi | 60316 | VA | Powhatan | 37.5233 | -77.9373 | 423998 | 20220321 | 4 | Scott Solar Farm | 2016 | PJM | PV | c-si | single-axis | 180 | 0 | batteries | 17 | 22.9 | greenfield | non-agrivoltaic | -0.33454
403947 | multi | 64010 | VA | King William | 37.6793 | -77.1608 | 234590 | 20210910 | 4 | Energix Hollyfield, LLC | 2021 | PJM | PV | thin-film | single-axis | 180 | -9999 | missing | 13 | 16.9 | greenfield | non-agrivoltaic | 0.04747
404805 | multi | 65220 | VA | Suffolk City | 36.6924 | -76.5786 | 421228 | 20231225 | 4 | Pleasant Hill Solar | 2023 | PJM | PV | missing | single-axis | 180 | -9999 | missing | 20 | 20 | greenfield | non-agrivoltaic | -0.47288
404548 | multi | 61908 | VA | Suffolk | 36.694 | -76.5635 | 287521 | 20231225 | 4 | Stratford Solar Center, LLC | 2018 | PJM | PV | c-si | single-axis | 181 | -9999 | missing | 15 | 20 | greenfield | non-agrivoltaic | -0.005082
404580 | multi | 62814 | VA | Greensville | 36.6944 | -77.6199 | 2200270 | 20231013 | 4 | Sadler Solar | 2022 | PJM | PV | c-si | single-axis | 180 | -9999 | missing | 100 | 127.8 | greenfield | non-agrivoltaic | -0.24823
402693 | multi | 61933 | WA | Adams | 46.9845 | -118.6154 | 712104 | 20210830 | 4 | Adams Nielson Solar | 2018 | AVA | PV | c-si | single-axis | 180 | -9999 | missing | 19.2 | 28 | greenfield | non-agrivoltaic | -0.64576
404458 | single | 64198 | WA | Benton | 46.3576 | -119.3201 | 60641 | 20210629 | 4 | Horn Rapids Solar, Storage and Training | 2020 | BPAT | PV | c-si | fixed-tilt | 180 | 30 | batteries | 3.2 | 4 | greenfield | non-agrivoltaic | -0.08131
404553 | multi | 62069 | WA | Kittitas | 46.9612 | -120.4812 | 109455 | 20220313 | 4 | Penstemon Solar Project | 2022 | PSEI | PV | c-si | single-axis | 180 | -9999 | missing | 5 | 6.7 | greenfield | non-agrivoltaic | -0.18194
404554 | multi | 62071 | WA | Kittitas | 46.9561 | -120.5046 | 90430 | 20220313 | 4 | Camas Solar Project | 2019 | PSEI | PV | c-si | single-axis | 180 | -9999 | missing | 5 | 6.7 | greenfield | non-agrivoltaic | 0.090893
403174 | single | 62744 | WI | Trempealeau | 44.2442 | -91.4594 | 101945 | 20201006 | 4 | Arcadia Solar | 2019 | MISO | PV | thin-film | single-axis | 180 | 0 | missing | 5 | 6.8 | greenfield | es | -0.065622
404394 | multi | 64969 | WI | Barron | 45.3856 | -91.8241 | 70284 | 20210612 | 4 | Barron Solar Array | 2021 | MISO | PV | missing | single-axis | 180 | -9999 | missing | 3 | 3.6 | greenfield | non-agrivoltaic | -0.39363
404321 | single | 64698 | WI | Jackson | 44.2854 | -90.9145 | 66198 | 20211023 | 4 | Blue Prairie Solar, LLC | 2021 | MISO | PV | missing | single-axis | 180 | -9999 | missing | 2.5 | 3.1 | greenfield | grazing,es | -0.48667
404278 | multi | 64590 | WI | Dane | 42.9977 | -89.4534 | 434317 | 20210719 | 4 | O'Brien Solar Fields | 2021 | MISO | PV | c-si | single-axis | 180 | -9999 | batteries | 20 | 24.2 | greenfield | non-agrivoltaic | -0.29831
404188 | multi | 64431 | WI | Manitowoc | 44.2746 | -87.5545 | 1654777 | 20211024 | 4 | Point Beach Solar | 2021 | MISO | PV | missing | single-axis | 181 | -9999 | missing | 100 | 141 | greenfield | es | 0.32643
403988 | multi | 64080 | WI | Dane | 43.1599 | -89.3278 | 191747 | 20220416 | 4 | Dane County Airport Solar | 2020 | MISO | PV | c-si | single-axis | 180 | 0 | missing | 9 | 11.4 | greenfield | non-agrivoltaic | -0.21921
403956 | multi | 64020 | WI | Rock | 42.5778 | -89.0399 | 97656 | 20220419 | 4 | West Riverside Energy Center | 2021 | MISO | PV | missing | single-axis | 180 | -9999 | missing | 4.4 | 5.9 | greenfield | non-agrivoltaic | -0.19882
403397 | multi | 63105 | WI | Manitowoc | 44.2656 | -87.5386 | 3000993 | 20211024 | 4 | Two Creeks Solar | 2020 | MISO | PV | c-si | single-axis | 181 | 0 | missing | 150 | 213 | greenfield | es | 0.024928
403289 | multi | 62955 | WI | Iowa | 42.9384 | -90.374 | 4241983 | 20211123 | 3 | Badger Hollow I | 2021 | MISO | PV | missing | single-axis | 180 | -9999 | missing | 150 | 191.6 | greenfield | non-agrivoltaic | -0.52187
403234 | multi | 62848 | WI | Juneau | 43.8826 | -90.1356 | 55574 | 20211030 | 4 | New Lisbon Solar | 2019 | MISO | PV | thin-film | single-axis | 180 | 0 | missing | 2.5 | 3.8 | greenfield | non-agrivoltaic | -0.03015
403169 | multi | 62731 | WI | Dane | 43.1161 | -89.5342 | 69015 | 20210606 | 4 | Middleton Airport Solar | 2020 | MISO | PV | c-si | single-axis | 180 | 0 | missing | 5 | 6.3 | greenfield | non-agrivoltaic | 0.45518
403134 | single | 62676 | WI | Dane | 43.0036 | -89.5764 | 51996 | 20211217 | 4 | Epic Verona | 2011 | MISO | PV | c-si | fixed-tilt | 180 | 35 | missing | 1.8 | 2 | greenfield | non-agrivoltaic | -0.66389
402470 | single | 61595 | WI | Price | 45.7358 | -90.4679 | 82232 | 20211117 | 4 | Flambeau Solar Partners | 2017 | MISO | PV | c-si | single-axis | 180 | 0 | missing | 2.5 | 3.4 | greenfield | non-agrivoltaic | -0.60283
402063 | single | 60957 | WI | Polk | 45.4446 | -92.5553 | 34705 | 20220317 | 4 | Sand Lake DPC Solar | 2017 | MISO | PV | c-si | single-axis | 180 | 0 | missing | 1 | 1.5 | greenfield | es | -0.5631
402047 | single | 60936 | WI | Chippewa | 45.2106 | -91.4333 | 66329 | 20210313 | 4 | New Auburn DPC Solar | 2018 | MISO | PV | c-si | fixed-tilt | 180 | 25 | missing | 2.5 | 3.7 | greenfield | es | -0.29698
402027 | single | 60895 | WI | Juneau | 43.9722 | -90.0711 | 40912 | 20211030 | 4 | Whistling Winds DPC Solar | 2017 | MISO | PV | c-si | single-axis | 180 | 0 | missing | 1.5 | 2.1 | greenfield | es | -0.39133
402026 | single | 60894 | WI | Taylor | 45.1646 | -90.3727 | 46747 | 20211213 | 4 | Medford DPC Solar | 2017 | MISO | PV | c-si | single-axis | 180 | 0 | missing | 2 | 2.5 | greenfield | es | -0.34578
402024 | multi | 60892 | WI | Dunn | 44.8139 | -91.8839 | 26584 | 20200816 | 4 | Downsville DPC Solar | 2017 | MISO | PV | c-si | single-axis | 180 | 0 | missing | 1 | 1.4 | greenfield | es | -0.36306
402023 | single | 60891 | WI | Vernon | 43.4931 | -90.9072 | 31286 | 20201028 | 4 | Liberty Pole DPC Solar | 2017 | MISO | PV | c-si | single-axis | 180 | 0 | missing | 1.1 | 1.6 | greenfield | es | -0.39533
402022 | single | 60890 | WI | St. Croix | 44.959 | -92.52 | 54199 | 20200530 | 4 | Warren DPC Solar | 2017 | MISO | PV | c-si | single-axis | 180 | 0 | missing | 2.2 | 2.9 | greenfield | es | -0.34519
402021 | single | 60889 | WI | Rusk | 45.3653 | -91.0472 | 24027 | 20211128 | 4 | Conrath DPC Solar | 2017 | MISO | PV | c-si | single-axis | 180 | 0 | missing | 1 | 1.2 | greenfield | es | -0.42069
402020 | single | 60888 | WI | Chippewa | 44.8883 | -91.3522 | 23505 | 20090509 | 4 | Lafayette DPC Solar | 2017 | MISO | PV | c-si | single-axis | 180 | 0 | missing | 1 | 1.2 | greenfield | es | -0.3972
402019 | single | 60887 | WI | Vernon | 43.5961 | -90.323 | 24178 | 20211018 | 4 | Sauk DPC Solar | 2017 | MISO | PV | c-si | single-axis | 180 | 0 | missing | 1 | 1.2 | greenfield | es | -0.42729
401798 | multi | 60573 | WI | Rock | 42.5788 | -89.0338 | 38441 | 20220419 | 4 | HQC Rock River Solar Power Gen Station | 2016 | MISO | PV | c-si | single-axis | 180 | 0 | missing | 2.1 | 2.2 | landfill | non-agrivoltaic | -0.26629
401291 | single | 59771 | WI | Jefferson | 43.0147 | -88.7986 | 19332 | 20220421 | 4 | Jefferson Solar Park | 2013 | MISO | PV | c-si | fixed-tilt | 180 | 25 | missing | 1 | 1.1 | greenfield | non-agrivoltaic | -0.2733
403235 | single | 62849 | WI | Barron | 45.5109 | -92.0245 | 50836 | 20210224 | 4 | Cumberland Solar | 2019 | MISO | PV | thin-film | single-axis | 180 | 0 | missing | 2.5 | 3.4 | greenfield | non-agrivoltaic | -0.061833
403236 | multi | 62858 | WI | Monroe | 43.7377 | -90.8037 | 26775 | 20201206 | 4 | Cashton Solar | 2019 | MISO | PV | thin-film | single-axis | 180 | 0 | missing | 2 | 2.8 | greenfield | non-agrivoltaic | 0.73674
404457 | single | 60893 | WI | Grant | 42.9759 | -90.8302 | 30136 | 20200902 | 4 | Mt. Hope DPC Solar | 2017 | MISO | PV | c-si | single-axis | 180 | 0 | missing | 1 | 1.5 | greenfield | es | -0.42426
404584 | single | 62847 | WI | Grant | 42.971 | -90.6621 | 72407 | 20230725 | 4 | Fennimore Solar | 2019 | MISO | PV | thin-film | single-axis | 180 | 0 | missing | 3 | 4.1 | greenfield | es | -0.27915
404585 | multi | 62868 | WI | Juneau | 43.7406 | -90.0134 | 67310 | 20230830 | 4 | Elroy Solar | 2019 | MISO | PV | thin-film | single-axis | 180 | 0 | missing | 1.5 | 2 | greenfield | non-agrivoltaic | -0.84929
404737 | single | 64780 | WI | Dane | 43.0614 | -89.258 | 185572 | 20231001 | 4 | Hermsdorf Solar | 2020 | MISO | PV | c-si | single-axis | 180 | -9999 | missing | 8 | 11.6 | greenfield | non-agrivoltaic | -0.15446
404764 | multi | 65009 | WI | Richland | 43.1956 | -90.2058 | 1146092 | 20230830 | 4 | Bear Creek | 2022 | MISO | PV | c-si | single-axis | 180 | -9999 | missing | 50 | 65.1 | greenfield | non-agrivoltaic | -0.27538
404765 | multi | 65010 | WI | Rock | 42.809 | -89.1059 | 1116242 | 20230305 | 4 | North Rock | 2022 | MISO | PV | c-si | single-axis | 180 | -9999 | missing | 50 | 64 | greenfield | non-agrivoltaic | -0.26408
404766 | multi | 65011 | WI | Wood | 44.2798 | -89.848 | 3415349 | 20230523 | 4 | Wood County | 2022 | MISO | PV | c-si | single-axis | 180 | -9999 | missing | 150 | 198.6 | greenfield | non-agrivoltaic | -0.24684
404782 | multi | 65087 | WI | Jackson | 44.1758 | -90.8508 | 78870 | 20230523 | 4 | Shamrock Solar, LLC | 2021 | MISO | PV | c-si | single-axis | 180 | -9999 | missing | 3 | 3.7 | greenfield | non-agrivoltaic | -0.48491
404783 | single | 65088 | WI | Buffalo | 44.1997 | -91.8093 | 77080 | 20230828 | 4 | Stromland Solar | 2021 | MISO | PV | c-si | single-axis | 180 | -9999 | missing | 3 | 3.7 | greenfield | non-agrivoltaic | -0.46182
404883 | single | 65681 | WI | Sheboygan | 43.7472 | -87.7645 | 37254 | 20221020 | 4 | Kohler Solar | 2022 | MISO | PV | c-si | fixed-tilt | 180 | -9999 | missing | 2.3 | 3 | greenfield | non-agrivoltaic | 0.22728
404924 | multi | 65968 | WI | Oneida | 45.6085 | -89.4411 | 168762 | 20230426 | 4 | Hodag Solar | 2022 | MISO | PV | c-si | single-axis | 180 | -9999 | missing | 7.5 | 9.39 | greenfield | es | -0.29999
404940 | multi | 66048 | WI | Dane | 43.1224 | -89.5447 | 24602 | 20220626 | 4 | Middleton Biogas Solar, LLC | 2022 | MISO | PV | c-si | fixed-tilt | 179 | -9999 | batteries | 1.9 | 2.5 | greenfield | non-agrivoltaic | 0.67409
404985 | multi | 66419 | WI | Dane | 43.0467 | -89.242 | 312963 | 20231001 | 4 | Dane County Solar, LLC | 2023 | MISO | PV | missing | single-axis | 180 | -9999 | missing | 17.3 | 17.3 | landfill | non-agrivoltaic | -0.30767
404882 | single | 65680 | WI | Sheboygan | 43.7092 | -87.7554 | 13845 | 20221020 | 4 | City of Sheboygan Solar | 2022 | MISO | PV | c-si | fixed-tilt | 180 | -9999 | missing | 1 | 1.4 | greenfield | non-agrivoltaic | 0.66353
402305 | multi | 61369 | WY | Sweetwater | 41.627 | -109.685 | 1714691 | 20220121 | 4 | Sweetwater Solar | 2018 | PACE | PV | c-si | single-axis | 180 | 0 | missing | 80 | 98 | greenfield | non-agrivoltaic | -0.26794
405012 | single | 59786 | UT | Iron | 37.7338 | -113.2521 | 75616 | 20240311 | 4 | Fiddler's Canyon #2 | 2015 | PACE | PV | missing | single-axis | 180 | 0 | missing | 3 | 3.9 | greenfield | non-agrivoltaic | -0.35485

## GENERATING CAPACITY
year | unit | aeocase | value
2022 | Gigawatt | Reference case | 74.9812
2023 | Gigawatt | Reference case | 103.1239
2024 | Gigawatt | Reference case | 138.3022
2025 | Gigawatt | Reference case | 182.2751
2026 | Gigawatt | Reference case | 237.2412
2027 | Gigawatt | Reference case | 282.6536
2028 | Gigawatt | Reference case | 311.017
2029 | Gigawatt | Reference case | 326.3019
2030 | Gigawatt | Reference case | 338.2628
2031 | Gigawatt | Reference case | 361.6766
2032 | Gigawatt | Reference case | 390.5931
2033 | Gigawatt | Reference case | 406.6913
2034 | Gigawatt | Reference case | 426.2651
2035 | Gigawatt | Reference case | 434.8162
2036 | Gigawatt | Reference case | 455.4498
2037 | Gigawatt | Reference case | 470.9961
2038 | Gigawatt | Reference case | 490.5407
2039 | Gigawatt | Reference case | 499.154
2040 | Gigawatt | Reference case | 515.314
2041 | Gigawatt | Reference case | 524.2722
2042 | Gigawatt | Reference case | 538.7819
2043 | Gigawatt | Reference case | 555.561
2044 | Gigawatt | Reference case | 576.5351
2045 | Gigawatt | Reference case | 602.7526
2046 | Gigawatt | Reference case | 626.4116
2047 | Gigawatt | Reference case | 642.507
2048 | Gigawatt | Reference case | 656.5173
2049 | Gigawatt | Reference case | 676.0156
2050 | Gigawatt | Reference case | 694.6908
2022 | Gigawatt | High Economic Growth | 74.9812
2023 | Gigawatt | High Economic Growth | 103.1239
2024 | Gigawatt | High Economic Growth | 138.3022
2025 | Gigawatt | High Economic Growth | 182.2751
2026 | Gigawatt | High Economic Growth | 237.2412
2027 | Gigawatt | High Economic Growth | 279.5082
2028 | Gigawatt | High Economic Growth | 305.3471
2029 | Gigawatt | High Economic Growth | 317.3095
2030 | Gigawatt | High Economic Growth | 321.9942
2031 | Gigawatt | High Economic Growth | 347.0038
2032 | Gigawatt | High Economic Growth | 373.9262
2033 | Gigawatt | High Economic Growth | 395.5022
2034 | Gigawatt | High Economic Growth | 409.0527
2035 | Gigawatt | High Economic Growth | 433.4859
2036 | Gigawatt | High Economic Growth | 471.2748
2037 | Gigawatt | High Economic Growth | 502.9113
2038 | Gigawatt | High Economic Growth | 523.0078
2039 | Gigawatt | High Economic Growth | 539.0604
2040 | Gigawatt | High Economic Growth | 550.4952
2041 | Gigawatt | High Economic Growth | 564.0055
2042 | Gigawatt | High Economic Growth | 574.7987
2043 | Gigawatt | High Economic Growth | 586.8936
2044 | Gigawatt | High Economic Growth | 600.1005
2045 | Gigawatt | High Economic Growth | 617.9352
2046 | Gigawatt | High Economic Growth | 632.2224
2047 | Gigawatt | High Economic Growth | 648.6472
2048 | Gigawatt | High Economic Growth | 666.501
2049 | Gigawatt | High Economic Growth | 688.8032
2050 | Gigawatt | High Economic Growth | 716.6997
2022 | Gigawatt | Low Economic Growth | 74.9812
2023 | Gigawatt | Low Economic Growth | 103.1239
2024 | Gigawatt | Low Economic Growth | 138.3022
2025 | Gigawatt | Low Economic Growth | 182.2751
2026 | Gigawatt | Low Economic Growth | 237.2412
2027 | Gigawatt | Low Economic Growth | 286.1695
2028 | Gigawatt | Low Economic Growth | 315.0726
2029 | Gigawatt | Low Economic Growth | 332.6069
2030 | Gigawatt | Low Economic Growth | 334.7973
2031 | Gigawatt | Low Economic Growth | 348.7859
2032 | Gigawatt | Low Economic Growth | 366.8144
2033 | Gigawatt | Low Economic Growth | 401.4836
2034 | Gigawatt | Low Economic Growth | 432.6608
2035 | Gigawatt | Low Economic Growth | 460.0205
2036 | Gigawatt | Low Economic Growth | 476.9678
2037 | Gigawatt | Low Economic Growth | 492.5026
2038 | Gigawatt | Low Economic Growth | 502.2589
2039 | Gigawatt | Low Economic Growth | 503.6957
2040 | Gigawatt | Low Economic Growth | 511.3044
2041 | Gigawatt | Low Economic Growth | 522.687
2042 | Gigawatt | Low Economic Growth | 540.3555
2043 | Gigawatt | Low Economic Growth | 559.2828
2044 | Gigawatt | Low Economic Growth | 574.9108
2045 | Gigawatt | Low Economic Growth | 589.3301
2046 | Gigawatt | Low Economic Growth | 605.687
2047 | Gigawatt | Low Economic Growth | 626.1334
2048 | Gigawatt | Low Economic Growth | 643.8983
2049 | Gigawatt | Low Economic Growth | 656.3688
2050 | Gigawatt | Low Economic Growth | 663.9487
2022 | Gigawatt | High Oil Price | 74.9812
2023 | Gigawatt | High Oil Price | 103.1239
2024 | Gigawatt | High Oil Price | 138.3022
2025 | Gigawatt | High Oil Price | 182.2751
2026 | Gigawatt | High Oil Price | 237.2412
2027 | Gigawatt | High Oil Price | 272.3499
2028 | Gigawatt | High Oil Price | 286.1169
2029 | Gigawatt | High Oil Price | 303.2639
2030 | Gigawatt | High Oil Price | 305.0356
2031 | Gigawatt | High Oil Price | 318.4828
2032 | Gigawatt | High Oil Price | 325.9469
2033 | Gigawatt | High Oil Price | 358.0914
2034 | Gigawatt | High Oil Price | 383.1058
2035 | Gigawatt | High Oil Price | 403.7523
2036 | Gigawatt | High Oil Price | 441.5389
2037 | Gigawatt | High Oil Price | 466.2049
2038 | Gigawatt | High Oil Price | 487.4943
2039 | Gigawatt | High Oil Price | 512.6862
2040 | Gigawatt | High Oil Price | 543.0715
2041 | Gigawatt | High Oil Price | 559.1942
2042 | Gigawatt | High Oil Price | 595.2769
2043 | Gigawatt | High Oil Price | 611.261
2044 | Gigawatt | High Oil Price | 640.5569
2045 | Gigawatt | High Oil Price | 665.3021
2046 | Gigawatt | High Oil Price | 690.7198
2047 | Gigawatt | High Oil Price | 701.8217
2048 | Gigawatt | High Oil Price | 712.2679
2049 | Gigawatt | High Oil Price | 729.2952
2050 | Gigawatt | High Oil Price | 746.0765
2022 | Gigawatt | Low Oil Price | 74.9812
2023 | Gigawatt | Low Oil Price | 103.1239
2024 | Gigawatt | Low Oil Price | 138.3022
2025 | Gigawatt | Low Oil Price | 182.2751
2026 | Gigawatt | Low Oil Price | 237.2412
2027 | Gigawatt | Low Oil Price | 305.9442
2028 | Gigawatt | Low Oil Price | 354.2279
2029 | Gigawatt | Low Oil Price | 372.9844
2030 | Gigawatt | Low Oil Price | 380.6584
2031 | Gigawatt | Low Oil Price | 392.3585
2032 | Gigawatt | Low Oil Price | 395.7204
2033 | Gigawatt | Low Oil Price | 414.1241
2034 | Gigawatt | Low Oil Price | 420.3073
2035 | Gigawatt | Low Oil Price | 436.4709
2036 | Gigawatt | Low Oil Price | 453.3504
2037 | Gigawatt | Low Oil Price | 467.6823
2038 | Gigawatt | Low Oil Price | 472.6876
2039 | Gigawatt | Low Oil Price | 480.5734
2040 | Gigawatt | Low Oil Price | 494.3487
2041 | Gigawatt | Low Oil Price | 503.7797
2042 | Gigawatt | Low Oil Price | 515.9294
2043 | Gigawatt | Low Oil Price | 525.0986
2044 | Gigawatt | Low Oil Price | 539.7349
2045 | Gigawatt | Low Oil Price | 558.0303
2046 | Gigawatt | Low Oil Price | 580.897
2047 | Gigawatt | Low Oil Price | 596.0375
2048 | Gigawatt | Low Oil Price | 605.925
2049 | Gigawatt | Low Oil Price | 614.5338
2050 | Gigawatt | Low Oil Price | 625.5553
2022 | Gigawatt | High Zero-Carbon Technology Cost | 74.9812
2023 | Gigawatt | High Zero-Carbon Technology Cost | 103.1239
2024 | Gigawatt | High Zero-Carbon Technology Cost | 138.3022
2025 | Gigawatt | High Zero-Carbon Technology Cost | 150.941
2026 | Gigawatt | High Zero-Carbon Technology Cost | 164.4953
2027 | Gigawatt | High Zero-Carbon Technology Cost | 173.4229
2028 | Gigawatt | High Zero-Carbon Technology Cost | 173.4194
2029 | Gigawatt | High Zero-Carbon Technology Cost | 184.8417
2030 | Gigawatt | High Zero-Carbon Technology Cost | 184.941
2031 | Gigawatt | High Zero-Carbon Technology Cost | 206.2639
2032 | Gigawatt | High Zero-Carbon Technology Cost | 217.7605
2033 | Gigawatt | High Zero-Carbon Technology Cost | 226.7508
2034 | Gigawatt | High Zero-Carbon Technology Cost | 239.0854
2035 | Gigawatt | High Zero-Carbon Technology Cost | 241.3411
2036 | Gigawatt | High Zero-Carbon Technology Cost | 250.3648
2037 | Gigawatt | High Zero-Carbon Technology Cost | 255.167
2038 | Gigawatt | High Zero-Carbon Technology Cost | 262.2652
2039 | Gigawatt | High Zero-Carbon Technology Cost | 268.465
2040 | Gigawatt | High Zero-Carbon Technology Cost | 275.2806
2041 | Gigawatt | High Zero-Carbon Technology Cost | 282.6718
2042 | Gigawatt | High Zero-Carbon Technology Cost | 284.7997
2043 | Gigawatt | High Zero-Carbon Technology Cost | 287.215
2044 | Gigawatt | High Zero-Carbon Technology Cost | 290.7194
2045 | Gigawatt | High Zero-Carbon Technology Cost | 295.5561
2046 | Gigawatt | High Zero-Carbon Technology Cost | 302.9448
2047 | Gigawatt | High Zero-Carbon Technology Cost | 304.9048
2048 | Gigawatt | High Zero-Carbon Technology Cost | 308.9931
2049 | Gigawatt | High Zero-Carbon Technology Cost | 310.7644
2050 | Gigawatt | High Zero-Carbon Technology Cost | 318.6176
2022 | Gigawatt | High Macro and Low Zero-Carbon Technology Cost | 74.9812
2023 | Gigawatt | High Macro and Low Zero-Carbon Technology Cost | 103.1239
2024 | Gigawatt | High Macro and Low Zero-Carbon Technology Cost | 138.3022
2025 | Gigawatt | High Macro and Low Zero-Carbon Technology Cost | 182.2751
2026 | Gigawatt | High Macro and Low Zero-Carbon Technology Cost | 237.2412
2027 | Gigawatt | High Macro and Low Zero-Carbon Technology Cost | 305.9442
2028 | Gigawatt | High Macro and Low Zero-Carbon Technology Cost | 349.5581
2029 | Gigawatt | High Macro and Low Zero-Carbon Technology Cost | 358.4346
2030 | Gigawatt | High Macro and Low Zero-Carbon Technology Cost | 376.7172
2031 | Gigawatt | High Macro and Low Zero-Carbon Technology Cost | 412.3007
2032 | Gigawatt | High Macro and Low Zero-Carbon Technology Cost | 437.7456
2033 | Gigawatt | High Macro and Low Zero-Carbon Technology Cost | 485.7531
2034 | Gigawatt | High Macro and Low Zero-Carbon Technology Cost | 520.7443
2035 | Gigawatt | High Macro and Low Zero-Carbon Technology Cost | 558.6533
2036 | Gigawatt | High Macro and Low Zero-Carbon Technology Cost | 612.6616
2037 | Gigawatt | High Macro and Low Zero-Carbon Technology Cost | 647.265
2038 | Gigawatt | High Macro and Low Zero-Carbon Technology Cost | 676.7014
2039 | Gigawatt | High Macro and Low Zero-Carbon Technology Cost | 707.3232
2040 | Gigawatt | High Macro and Low Zero-Carbon Technology Cost | 724.129
2041 | Gigawatt | High Macro and Low Zero-Carbon Technology Cost | 748.5261
2042 | Gigawatt | High Macro and Low Zero-Carbon Technology Cost | 774.6997
2043 | Gigawatt | High Macro and Low Zero-Carbon Technology Cost | 821.957
2044 | Gigawatt | High Macro and Low Zero-Carbon Technology Cost | 869.2112
2045 | Gigawatt | High Macro and Low Zero-Carbon Technology Cost | 906.3197
2046 | Gigawatt | High Macro and Low Zero-Carbon Technology Cost | 929.6245
2047 | Gigawatt | High Macro and Low Zero-Carbon Technology Cost | 959.1713
2048 | Gigawatt | High Macro and Low Zero-Carbon Technology Cost | 1009.379
2049 | Gigawatt | High Macro and Low Zero-Carbon Technology Cost | 1049.8728
2050 | Gigawatt | High Macro and Low Zero-Carbon Technology Cost | 1109.4944

## CASH RENT
year | fips | item | value
2024 | 45001 | CROPLAND (NON-IRRIGATED, USD/HA) | 40.7723
2022 | 45001 | CROPLAND (NON-IRRIGATED, USD/HA) | 30.8881
2021 | 45001 | CROPLAND (NON-IRRIGATED, USD/HA) | 38.3013
2020 | 45001 | CROPLAND (NON-IRRIGATED, USD/HA) | 43.2434
2019 | 45001 | CROPLAND (NON-IRRIGATED, USD/HA) | 46.95
2014 | 45001 | CROPLAND (NON-IRRIGATED, USD/HA) | 33.3592
2013 | 45001 | CROPLAND (NON-IRRIGATED, USD/HA) | 39.5368
2011 | 45001 | CROPLAND (NON-IRRIGATED, USD/HA) | 44.4789
2009 | 45001 | CROPLAND (NON-IRRIGATED, USD/HA) | 56.8342
2024 | 22001 | CROPLAND (NON-IRRIGATED, USD/HA) | 144.5564
2023 | 22001 | CROPLAND (NON-IRRIGATED, USD/HA) | 169.2669
2022 | 22001 | CROPLAND (NON-IRRIGATED, USD/HA) | 151.9696
2021 | 22001 | CROPLAND (NON-IRRIGATED, USD/HA) | 156.9117
2020 | 22001 | CROPLAND (NON-IRRIGATED, USD/HA) | 151.9696
2019 | 22001 | CROPLAND (NON-IRRIGATED, USD/HA) | 111.1972
2017 | 22001 | CROPLAND (NON-IRRIGATED, USD/HA) | 91.4288
2016 | 22001 | CROPLAND (NON-IRRIGATED, USD/HA) | 79.0736
2014 | 22001 | CROPLAND (NON-IRRIGATED, USD/HA) | 98.842
2013 | 22001 | CROPLAND (NON-IRRIGATED, USD/HA) | 91.4288
2012 | 22001 | CROPLAND (NON-IRRIGATED, USD/HA) | 93.8999
2011 | 22001 | CROPLAND (NON-IRRIGATED, USD/HA) | 96.3709
2010 | 22001 | CROPLAND (NON-IRRIGATED, USD/HA) | 108.7262
2009 | 22001 | CROPLAND (NON-IRRIGATED, USD/HA) | 118.6104
2024 | 51001 | CROPLAND (NON-IRRIGATED, USD/HA) | 228.5721
2023 | 51001 | CROPLAND (NON-IRRIGATED, USD/HA) | 213.7458
2022 | 51001 | CROPLAND (NON-IRRIGATED, USD/HA) | 223.63
2021 | 51001 | CROPLAND (NON-IRRIGATED, USD/HA) | 208.8037
2020 | 51001 | CROPLAND (NON-IRRIGATED, USD/HA) | 237.2208
2019 | 51001 | CROPLAND (NON-IRRIGATED, USD/HA) | 213.7458
2017 | 51001 | CROPLAND (NON-IRRIGATED, USD/HA) | 197.684
2016 | 51001 | CROPLAND (NON-IRRIGATED, USD/HA) | 207.5682
2013 | 51001 | CROPLAND (NON-IRRIGATED, USD/HA) | 175.4445
2011 | 51001 | CROPLAND (NON-IRRIGATED, USD/HA) | 164.3248
2010 | 51001 | CROPLAND (NON-IRRIGATED, USD/HA) | 147.0275
2009 | 51001 | CROPLAND (NON-IRRIGATED, USD/HA) | 148.263
2024 | 19001 | CROPLAND (NON-IRRIGATED, USD/HA) | 563.3994
2024 | 21001 | CROPLAND (NON-IRRIGATED, USD/HA) | 341.0049
2024 | 29001 | CROPLAND (NON-IRRIGATED, USD/HA) | 259.4602
2024 | 40001 | CROPLAND (NON-IRRIGATED, USD/HA) | 95.1354
2023 | 19001 | CROPLAND (NON-IRRIGATED, USD/HA) | 541.1599
2023 | 21001 | CROPLAND (NON-IRRIGATED, USD/HA) | 279.2287
2023 | 29001 | CROPLAND (NON-IRRIGATED, USD/HA) | 281.6997
2023 | 40001 | CROPLAND (NON-IRRIGATED, USD/HA) | 63.0118
2022 | 19001 | CROPLAND (NON-IRRIGATED, USD/HA) | 513.9784
2022 | 21001 | CROPLAND (NON-IRRIGATED, USD/HA) | 249.5761
2022 | 29001 | CROPLAND (NON-IRRIGATED, USD/HA) | 261.9313
2022 | 40001 | CROPLAND (NON-IRRIGATED, USD/HA) | 64.2473
2021 | 19001 | CROPLAND (NON-IRRIGATED, USD/HA) | 484.3258
2021 | 21001 | CROPLAND (NON-IRRIGATED, USD/HA) | 252.0471
2021 | 29001 | CROPLAND (NON-IRRIGATED, USD/HA) | 235.9853
2021 | 40001 | CROPLAND (NON-IRRIGATED, USD/HA) | 87.7223
2020 | 19001 | CROPLAND (NON-IRRIGATED, USD/HA) | 469.4995
2020 | 21001 | CROPLAND (NON-IRRIGATED, USD/HA) | 264.4024
2020 | 29001 | CROPLAND (NON-IRRIGATED, USD/HA) | 269.3444
2020 | 40001 | CROPLAND (NON-IRRIGATED, USD/HA) | 90.1933
2019 | 19001 | CROPLAND (NON-IRRIGATED, USD/HA) | 442.3179
2019 | 21001 | CROPLAND (NON-IRRIGATED, USD/HA) | 313.8234
2019 | 29001 | CROPLAND (NON-IRRIGATED, USD/HA) | 244.6339
2019 | 40001 | CROPLAND (NON-IRRIGATED, USD/HA) | 98.842
2017 | 19001 | CROPLAND (NON-IRRIGATED, USD/HA) | 449.7311
2017 | 21001 | CROPLAND (NON-IRRIGATED, USD/HA) | 284.1707
2017 | 29001 | CROPLAND (NON-IRRIGATED, USD/HA) | 226.1011
2017 | 40001 | CROPLAND (NON-IRRIGATED, USD/HA) | 77.8381
2016 | 19001 | CROPLAND (NON-IRRIGATED, USD/HA) | 481.8547
2016 | 21001 | CROPLAND (NON-IRRIGATED, USD/HA) | 279.2287
2016 | 29001 | CROPLAND (NON-IRRIGATED, USD/HA) | 227.3366
2016 | 40001 | CROPLAND (NON-IRRIGATED, USD/HA) | 64.2473
2014 | 19001 | CROPLAND (NON-IRRIGATED, USD/HA) | 504.0942
2014 | 21001 | CROPLAND (NON-IRRIGATED, USD/HA) | 289.1128
2014 | 29001 | CROPLAND (NON-IRRIGATED, USD/HA) | 311.3523
2014 | 40001 | CROPLAND (NON-IRRIGATED, USD/HA) | 69.1894
2013 | 19001 | CROPLAND (NON-IRRIGATED, USD/HA) | 484.3258
2013 | 21001 | CROPLAND (NON-IRRIGATED, USD/HA) | 252.0471
2013 | 29001 | CROPLAND (NON-IRRIGATED, USD/HA) | 311.3523
2013 | 40001 | CROPLAND (NON-IRRIGATED, USD/HA) | 70.4249
2012 | 19001 | CROPLAND (NON-IRRIGATED, USD/HA) | 459.6153
2012 | 21001 | CROPLAND (NON-IRRIGATED, USD/HA) | 191.5064
2012 | 29001 | CROPLAND (NON-IRRIGATED, USD/HA) | 247.105
2012 | 40001 | CROPLAND (NON-IRRIGATED, USD/HA) | 82.7802
2011 | 19001 | CROPLAND (NON-IRRIGATED, USD/HA) | 415.1364
2011 | 21001 | CROPLAND (NON-IRRIGATED, USD/HA) | 121.0815
2011 | 40001 | CROPLAND (NON-IRRIGATED, USD/HA) | 75.367
2010 | 19001 | CROPLAND (NON-IRRIGATED, USD/HA) | 390.4259
2010 | 21001 | CROPLAND (NON-IRRIGATED, USD/HA) | 143.3209
2010 | 29001 | CROPLAND (NON-IRRIGATED, USD/HA) | 224.8655
2010 | 40001 | CROPLAND (NON-IRRIGATED, USD/HA) | 88.9578
2009 | 19001 | CROPLAND (NON-IRRIGATED, USD/HA) | 400.3101
2009 | 21001 | CROPLAND (NON-IRRIGATED, USD/HA) | 145.7919
2009 | 29001 | CROPLAND (NON-IRRIGATED, USD/HA) | 223.63
2008 | 19001 | CROPLAND (NON-IRRIGATED, USD/HA) | 355.8312
2008 | 21001 | CROPLAND (NON-IRRIGATED, USD/HA) | 158.1472
2008 | 29001 | CROPLAND (NON-IRRIGATED, USD/HA) | 185.3287
2024 | 8001 | CROPLAND (NON-IRRIGATED, USD/HA) | 58.0697
2024 | 17001 | CROPLAND (NON-IRRIGATED, USD/HA) | 538.6889
2024 | 18001 | CROPLAND (NON-IRRIGATED, USD/HA) | 585.6389
2024 | 19003 | CROPLAND (NON-IRRIGATED, USD/HA) | 610.3493
2024 | 31001 | CROPLAND (NON-IRRIGATED, USD/HA) | 338.5338
2024 | 38001 | CROPLAND (NON-IRRIGATED, USD/HA) | 97.6065
2024 | 39001 | CROPLAND (NON-IRRIGATED, USD/HA) | 316.2944
2024 | 42001 | CROPLAND (NON-IRRIGATED, USD/HA) | 213.7458
2024 | 55001 | CROPLAND (NON-IRRIGATED, USD/HA) | 192.7419
2023 | 8001 | CROPLAND (NON-IRRIGATED, USD/HA) | 50.6565
2023 | 17001 | CROPLAND (NON-IRRIGATED, USD/HA) | 476.9126
2023 | 18001 | CROPLAND (NON-IRRIGATED, USD/HA) | 597.9941
2023 | 19003 | CROPLAND (NON-IRRIGATED, USD/HA) | 555.9863
2023 | 28001 | CROPLAND (NON-IRRIGATED, USD/HA) | 153.2051
2023 | 31001 | CROPLAND (NON-IRRIGATED, USD/HA) | 318.7654
2023 | 38001 | CROPLAND (NON-IRRIGATED, USD/HA) | 100.0775
2023 | 39001 | CROPLAND (NON-IRRIGATED, USD/HA) | 264.4024
2023 | 42001 | CROPLAND (NON-IRRIGATED, USD/HA) | 271.8155
2023 | 53001 | CROPLAND (NON-IRRIGATED, USD/HA) | 114.9038
2023 | 55001 | CROPLAND (NON-IRRIGATED, USD/HA) | 210.0393
2022 | 8001 | CROPLAND (NON-IRRIGATED, USD/HA) | 54.3631
2022 | 16003 | CROPLAND (NON-IRRIGATED, USD/HA) | 74.1315
2022 | 17001 | CROPLAND (NON-IRRIGATED, USD/HA) | 439.8469
2022 | 19003 | CROPLAND (NON-IRRIGATED, USD/HA) | 568.3415
2022 | 31001 | CROPLAND (NON-IRRIGATED, USD/HA) | 331.1207
2022 | 38001 | CROPLAND (NON-IRRIGATED, USD/HA) | 96.3709
2022 | 39001 | CROPLAND (NON-IRRIGATED, USD/HA) | 321.2365
2022 | 42001 | CROPLAND (NON-IRRIGATED, USD/HA) | 221.159
2022 | 53001 | CROPLAND (NON-IRRIGATED, USD/HA) | 92.6644
2022 | 55001 | CROPLAND (NON-IRRIGATED, USD/HA) | 224.8655
2021 | 8001 | CROPLAND (NON-IRRIGATED, USD/HA) | 50.6565
2021 | 17001 | CROPLAND (NON-IRRIGATED, USD/HA) | 425.0206
2021 | 18001 | CROPLAND (NON-IRRIGATED, USD/HA) | 501.6232
2021 | 19003 | CROPLAND (NON-IRRIGATED, USD/HA) | 513.9784
2021 | 28001 | CROPLAND (NON-IRRIGATED, USD/HA) | 202.6261
2021 | 31001 | CROPLAND (NON-IRRIGATED, USD/HA) | 316.2944
2021 | 38001 | CROPLAND (NON-IRRIGATED, USD/HA) | 90.1933
2021 | 39001 | CROPLAND (NON-IRRIGATED, USD/HA) | 276.7576
2021 | 42001 | CROPLAND (NON-IRRIGATED, USD/HA) | 185.3287
2021 | 53001 | CROPLAND (NON-IRRIGATED, USD/HA) | 98.842
2021 | 55001 | CROPLAND (NON-IRRIGATED, USD/HA) | 207.5682
2020 | 8001 | CROPLAND (NON-IRRIGATED, USD/HA) | 49.421
2020 | 17001 | CROPLAND (NON-IRRIGATED, USD/HA) | 422.5496
2020 | 18001 | CROPLAND (NON-IRRIGATED, USD/HA) | 504.0942
2020 | 19003 | CROPLAND (NON-IRRIGATED, USD/HA) | 467.0285
2020 | 31001 | CROPLAND (NON-IRRIGATED, USD/HA) | 343.476
2020 | 38001 | CROPLAND (NON-IRRIGATED, USD/HA) | 90.1933
2020 | 39001 | CROPLAND (NON-IRRIGATED, USD/HA) | 256.9892
2020 | 42001 | CROPLAND (NON-IRRIGATED, USD/HA) | 187.7998
2020 | 53001 | CROPLAND (NON-IRRIGATED, USD/HA) | 108.7262
2020 | 55001 | CROPLAND (NON-IRRIGATED, USD/HA) | 226.1011
2019 | 8001 | CROPLAND (NON-IRRIGATED, USD/HA) | 49.421
2019 | 16003 | CROPLAND (NON-IRRIGATED, USD/HA) | 44.4789
2019 | 17001 | CROPLAND (NON-IRRIGATED, USD/HA) | 410.1943
2019 | 19003 | CROPLAND (NON-IRRIGATED, USD/HA) | 489.2679
2019 | 31001 | CROPLAND (NON-IRRIGATED, USD/HA) | 308.8813
2019 | 38001 | CROPLAND (NON-IRRIGATED, USD/HA) | 88.9578
2019 | 39001 | CROPLAND (NON-IRRIGATED, USD/HA) | 247.105
2019 | 42001 | CROPLAND (NON-IRRIGATED, USD/HA) | 170.5025
2019 | 55001 | CROPLAND (NON-IRRIGATED, USD/HA) | 202.6261
2017 | 8001 | CROPLAND (NON-IRRIGATED, USD/HA) | 46.95
2017 | 16003 | CROPLAND (NON-IRRIGATED, USD/HA) | 50.6565
2017 | 17001 | CROPLAND (NON-IRRIGATED, USD/HA) | 415.1364
2017 | 18001 | CROPLAND (NON-IRRIGATED, USD/HA) | 504.0942
2017 | 19003 | CROPLAND (NON-IRRIGATED, USD/HA) | 494.21
2017 | 31001 | CROPLAND (NON-IRRIGATED, USD/HA) | 350.8891
2017 | 38001 | CROPLAND (NON-IRRIGATED, USD/HA) | 88.9578
2017 | 39001 | CROPLAND (NON-IRRIGATED, USD/HA) | 221.159
2017 | 42001 | CROPLAND (NON-IRRIGATED, USD/HA) | 145.7919
2017 | 55001 | CROPLAND (NON-IRRIGATED, USD/HA) | 190.2708
2016 | 8001 | CROPLAND (NON-IRRIGATED, USD/HA) | 51.892
2016 | 17001 | CROPLAND (NON-IRRIGATED, USD/HA) | 432.4337
2016 | 18001 | CROPLAND (NON-IRRIGATED, USD/HA) | 469.4995
2016 | 19003 | CROPLAND (NON-IRRIGATED, USD/HA) | 511.5073
2016 | 31001 | CROPLAND (NON-IRRIGATED, USD/HA) | 368.1864
2016 | 38001 | CROPLAND (NON-IRRIGATED, USD/HA) | 88.9578
2016 | 39001 | CROPLAND (NON-IRRIGATED, USD/HA) | 213.7458
2016 | 42001 | CROPLAND (NON-IRRIGATED, USD/HA) | 166.7959
2016 | 53001 | CROPLAND (NON-IRRIGATED, USD/HA) | 82.7802
2016 | 55001 | CROPLAND (NON-IRRIGATED, USD/HA) | 182.8577
2014 | 8001 | CROPLAND (NON-IRRIGATED, USD/HA) | 49.421
2014 | 16003 | CROPLAND (NON-IRRIGATED, USD/HA) | 42.0078
2014 | 17001 | CROPLAND (NON-IRRIGATED, USD/HA) | 528.8047
2014 | 18001 | CROPLAND (NON-IRRIGATED, USD/HA) | 476.9126
2014 | 19003 | CROPLAND (NON-IRRIGATED, USD/HA) | 593.052
2014 | 31001 | CROPLAND (NON-IRRIGATED, USD/HA) | 316.2944
2014 | 38001 | CROPLAND (NON-IRRIGATED, USD/HA) | 82.7802
2014 | 39001 | CROPLAND (NON-IRRIGATED, USD/HA) | 213.7458
2014 | 42001 | CROPLAND (NON-IRRIGATED, USD/HA) | 175.4445
2014 | 53001 | CROPLAND (NON-IRRIGATED, USD/HA) | 128.4946
2014 | 55001 | CROPLAND (NON-IRRIGATED, USD/HA) | 171.738
2013 | 8001 | CROPLAND (NON-IRRIGATED, USD/HA) | 43.2434
2013 | 16003 | CROPLAND (NON-IRRIGATED, USD/HA) | 44.4789
2013 | 17001 | CROPLAND (NON-IRRIGATED, USD/HA) | 395.368
2013 | 18001 | CROPLAND (NON-IRRIGATED, USD/HA) | 543.631
2013 | 19003 | CROPLAND (NON-IRRIGATED, USD/HA) | 588.1099
2013 | 31001 | CROPLAND (NON-IRRIGATED, USD/HA) | 276.7576
2013 | 38001 | CROPLAND (NON-IRRIGATED, USD/HA) | 84.0157
2013 | 39001 | CROPLAND (NON-IRRIGATED, USD/HA) | 208.8037
2013 | 42001 | CROPLAND (NON-IRRIGATED, USD/HA) | 147.0275
2013 | 53001 | CROPLAND (NON-IRRIGATED, USD/HA) | 123.5525
2013 | 55001 | CROPLAND (NON-IRRIGATED, USD/HA) | 161.8538
2012 | 8001 | CROPLAND (NON-IRRIGATED, USD/HA) | 44.4789
2012 | 16003 | CROPLAND (NON-IRRIGATED, USD/HA) | 44.4789
2012 | 17001 | CROPLAND (NON-IRRIGATED, USD/HA) | 442.3179
2012 | 18001 | CROPLAND (NON-IRRIGATED, USD/HA) | 447.26
2012 | 19003 | CROPLAND (NON-IRRIGATED, USD/HA) | 516.4494
2012 | 31001 | CROPLAND (NON-IRRIGATED, USD/HA) | 259.4602
2012 | 38001 | CROPLAND (NON-IRRIGATED, USD/HA) | 74.1315
2012 | 39001 | CROPLAND (NON-IRRIGATED, USD/HA) | 160.6182
2012 | 42001 | CROPLAND (NON-IRRIGATED, USD/HA) | 160.6182
2012 | 53001 | CROPLAND (NON-IRRIGATED, USD/HA) | 124.788
2012 | 55001 | CROPLAND (NON-IRRIGATED, USD/HA) | 145.7919
2011 | 8001 | CROPLAND (NON-IRRIGATED, USD/HA) | 44.4789
2011 | 16003 | CROPLAND (NON-IRRIGATED, USD/HA) | 61.7762
2011 | 17001 | CROPLAND (NON-IRRIGATED, USD/HA) | 410.1943
2011 | 18001 | CROPLAND (NON-IRRIGATED, USD/HA) | 365.7154
2011 | 19003 | CROPLAND (NON-IRRIGATED, USD/HA) | 432.4337
2011 | 31001 | CROPLAND (NON-IRRIGATED, USD/HA) | 235.9853
2011 | 38001 | CROPLAND (NON-IRRIGATED, USD/HA) | 71.6604
2011 | 39001 | CROPLAND (NON-IRRIGATED, USD/HA) | 139.6143
2011 | 42001 | CROPLAND (NON-IRRIGATED, USD/HA) | 128.4946
2011 | 53001 | CROPLAND (NON-IRRIGATED, USD/HA) | 124.788
2011 | 55001 | CROPLAND (NON-IRRIGATED, USD/HA) | 153.2051
2010 | 8001 | CROPLAND (NON-IRRIGATED, USD/HA) | 44.4789
2010 | 17001 | CROPLAND (NON-IRRIGATED, USD/HA) | 345.947
2010 | 18001 | CROPLAND (NON-IRRIGATED, USD/HA) | 365.7154
2010 | 19003 | CROPLAND (NON-IRRIGATED, USD/HA) | 429.9627
2010 | 31001 | CROPLAND (NON-IRRIGATED, USD/HA) | 190.2708
2010 | 38001 | CROPLAND (NON-IRRIGATED, USD/HA) | 66.7184
2010 | 39001 | CROPLAND (NON-IRRIGATED, USD/HA) | 123.5525
2010 | 42001 | CROPLAND (NON-IRRIGATED, USD/HA) | 113.6683
2010 | 55001 | CROPLAND (NON-IRRIGATED, USD/HA) | 139.6143
2009 | 8001 | CROPLAND (NON-IRRIGATED, USD/HA) | 50.6565
2009 | 16003 | CROPLAND (NON-IRRIGATED, USD/HA) | 48.1855
2009 | 17001 | CROPLAND (NON-IRRIGATED, USD/HA) | 348.418
2009 | 18001 | CROPLAND (NON-IRRIGATED, USD/HA) | 298.9971
2009 | 19003 | CROPLAND (NON-IRRIGATED, USD/HA) | 429.9627
2009 | 28001 | CROPLAND (NON-IRRIGATED, USD/HA) | 171.738
2009 | 31001 | CROPLAND (NON-IRRIGATED, USD/HA) | 190.2708
2009 | 38001 | CROPLAND (NON-IRRIGATED, USD/HA) | 61.7762
2009 | 39001 | CROPLAND (NON-IRRIGATED, USD/HA) | 129.7301
2009 | 42001 | CROPLAND (NON-IRRIGATED, USD/HA) | 113.6683
2009 | 55001 | CROPLAND (NON-IRRIGATED, USD/HA) | 139.6143
2008 | 17001 | CROPLAND (NON-IRRIGATED, USD/HA) | 368.1864
2008 | 18001 | CROPLAND (NON-IRRIGATED, USD/HA) | 331.1207
2008 | 19003 | CROPLAND (NON-IRRIGATED, USD/HA) | 380.5417
2008 | 31001 | CROPLAND (NON-IRRIGATED, USD/HA) | 202.6261
2008 | 38001 | CROPLAND (NON-IRRIGATED, USD/HA) | 58.0697
2008 | 39001 | CROPLAND (NON-IRRIGATED, USD/HA) | 139.6143
2008 | 42001 | CROPLAND (NON-IRRIGATED, USD/HA) | 101.3131
2008 | 55001 | CROPLAND (NON-IRRIGATED, USD/HA) | 137.1433
2024 | 50001 | CROPLAND (NON-IRRIGATED, USD/HA) | 147.0275
2023 | 50001 | CROPLAND (NON-IRRIGATED, USD/HA) | 118.6104
2022 | 50001 | CROPLAND (NON-IRRIGATED, USD/HA) | 145.7919
2021 | 50001 | CROPLAND (NON-IRRIGATED, USD/HA) | 124.788
2020 | 50001 | CROPLAND (NON-IRRIGATED, USD/HA) | 129.7301
2019 | 50001 | CROPLAND (NON-IRRIGATED, USD/HA) | 100.0775
2017 | 50001 | CROPLAND (NON-IRRIGATED, USD/HA) | 117.3749
2016 | 50001 | CROPLAND (NON-IRRIGATED, USD/HA) | 126.0236
2014 | 50001 | CROPLAND (NON-IRRIGATED, USD/HA) | 118.6104
2013 | 50001 | CROPLAND (NON-IRRIGATED, USD/HA) | 90.1933
2012 | 50001 | CROPLAND (NON-IRRIGATED, USD/HA) | 91.4288
2011 | 50001 | CROPLAND (NON-IRRIGATED, USD/HA) | 60.5407
2010 | 50001 | CROPLAND (NON-IRRIGATED, USD/HA) | 75.367
2008 | 50001 | CROPLAND (NON-IRRIGATED, USD/HA) | 84.0157
2024 | 45003 | CROPLAND (NON-IRRIGATED, USD/HA) | 92.6644
2023 | 45003 | CROPLAND (NON-IRRIGATED, USD/HA) | 85.2512
2022 | 45003 | CROPLAND (NON-IRRIGATED, USD/HA) | 88.9578
2021 | 45003 | CROPLAND (NON-IRRIGATED, USD/HA) | 76.6025
2020 | 45003 | CROPLAND (NON-IRRIGATED, USD/HA) | 71.6604
2019 | 45003 | CROPLAND (NON-IRRIGATED, USD/HA) | 69.1894
2017 | 45003 | CROPLAND (NON-IRRIGATED, USD/HA) | 65.4828
2016 | 45003 | CROPLAND (NON-IRRIGATED, USD/HA) | 56.8342
2014 | 45003 | CROPLAND (NON-IRRIGATED, USD/HA) | 71.6604
2013 | 45003 | CROPLAND (NON-IRRIGATED, USD/HA) | 59.3052
2012 | 45003 | CROPLAND (NON-IRRIGATED, USD/HA) | 61.7762
2011 | 45003 | CROPLAND (NON-IRRIGATED, USD/HA) | 63.0118
2010 | 45003 | CROPLAND (NON-IRRIGATED, USD/HA) | 59.3052
2009 | 45003 | CROPLAND (NON-IRRIGATED, USD/HA) | 66.7184
2008 | 45003 | CROPLAND (NON-IRRIGATED, USD/HA) | 74.1315
2024 | 27001 | CROPLAND (NON-IRRIGATED, USD/HA) | 49.421
2023 | 27001 | CROPLAND (NON-IRRIGATED, USD/HA) | 70.4249
2022 | 27001 | CROPLAND (NON-IRRIGATED, USD/HA) | 49.421
2021 | 27001 | CROPLAND (NON-IRRIGATED, USD/HA) | 43.2434
2020 | 27001 | CROPLAND (NON-IRRIGATED, USD/HA) | 60.5407
2019 | 27001 | CROPLAND (NON-IRRIGATED, USD/HA) | 61.7762
2017 | 27001 | CROPLAND (NON-IRRIGATED, USD/HA) | 81.5447
2016 | 27001 | CROPLAND (NON-IRRIGATED, USD/HA) | 93.8999
2014 | 27001 | CROPLAND (NON-IRRIGATED, USD/HA) | 80.3091
2013 | 27001 | CROPLAND (NON-IRRIGATED, USD/HA) | 86.4868
2012 | 27001 | CROPLAND (NON-IRRIGATED, USD/HA) | 43.2434
2010 | 27001 | CROPLAND (NON-IRRIGATED, USD/HA) | 51.892
2009 | 27001 | CROPLAND (NON-IRRIGATED, USD/HA) | 28.4171
2023 | 12001 | CROPLAND (NON-IRRIGATED, USD/HA) | 91.4288
2022 | 12001 | CROPLAND (NON-IRRIGATED, USD/HA) | 108.7262
2021 | 12001 | CROPLAND (NON-IRRIGATED, USD/HA) | 102.5486
2020 | 12001 | CROPLAND (NON-IRRIGATED, USD/HA) | 85.2512
2019 | 12001 | CROPLAND (NON-IRRIGATED, USD/HA) | 84.0157
2017 | 12001 | CROPLAND (NON-IRRIGATED, USD/HA) | 100.0775
2016 | 12001 | CROPLAND (NON-IRRIGATED, USD/HA) | 93.8999
2014 | 12001 | CROPLAND (NON-IRRIGATED, USD/HA) | 96.3709
2013 | 12001 | CROPLAND (NON-IRRIGATED, USD/HA) | 96.3709
2012 | 12001 | CROPLAND (NON-IRRIGATED, USD/HA) | 85.2512
2011 | 12001 | CROPLAND (NON-IRRIGATED, USD/HA) | 81.5447
2010 | 12001 | CROPLAND (NON-IRRIGATED, USD/HA) | 84.0157
2009 | 12001 | CROPLAND (NON-IRRIGATED, USD/HA) | 80.3091
2024 | 37001 | CROPLAND (NON-IRRIGATED, USD/HA) | 109.9617
2023 | 37001 | CROPLAND (NON-IRRIGATED, USD/HA) | 111.1972
2022 | 37001 | CROPLAND (NON-IRRIGATED, USD/HA) | 101.3131
2021 | 37001 | CROPLAND (NON-IRRIGATED, USD/HA) | 90.1933
2020 | 37001 | CROPLAND (NON-IRRIGATED, USD/HA) | 86.4868
2019 | 37001 | CROPLAND (NON-IRRIGATED, USD/HA) | 84.0157
2017 | 37001 | CROPLAND (NON-IRRIGATED, USD/HA) | 74.1315
2016 | 37001 | CROPLAND (NON-IRRIGATED, USD/HA) | 76.6025
2014 | 37001 | CROPLAND (NON-IRRIGATED, USD/HA) | 60.5407
2013 | 37001 | CROPLAND (NON-IRRIGATED, USD/HA) | 63.0118
2012 | 37001 | CROPLAND (NON-IRRIGATED, USD/HA) | 58.0697
2011 | 37001 | CROPLAND (NON-IRRIGATED, USD/HA) | 66.7184
2010 | 37001 | CROPLAND (NON-IRRIGATED, USD/HA) | 61.7762
2009 | 37001 | CROPLAND (NON-IRRIGATED, USD/HA) | 63.0118
2008 | 37001 | CROPLAND (NON-IRRIGATED, USD/HA) | 80.3091
2022 | 6001 | CROPLAND (NON-IRRIGATED, USD/HA) | 49.421
2021 | 6001 | CROPLAND (NON-IRRIGATED, USD/HA) | 53.1276
2017 | 6001 | CROPLAND (NON-IRRIGATED, USD/HA) | 37.0658
2016 | 6001 | CROPLAND (NON-IRRIGATED, USD/HA) | 39.5368
2014 | 6001 | CROPLAND (NON-IRRIGATED, USD/HA) | 42.0078
2013 | 6001 | CROPLAND (NON-IRRIGATED, USD/HA) | 42.0078
2012 | 6001 | CROPLAND (NON-IRRIGATED, USD/HA) | 49.421
2010 | 6001 | CROPLAND (NON-IRRIGATED, USD/HA) | 87.7223
2009 | 6001 | CROPLAND (NON-IRRIGATED, USD/HA) | 81.5447
2022 | 8003 | CROPLAND (NON-IRRIGATED, USD/HA) | 51.892
2013 | 8003 | CROPLAND (NON-IRRIGATED, USD/HA) | 98.842
2011 | 8003 | CROPLAND (NON-IRRIGATED, USD/HA) | 86.4868
2024 | 36001 | CROPLAND (NON-IRRIGATED, USD/HA) | 118.6104
2023 | 36001 | CROPLAND (NON-IRRIGATED, USD/HA) | 137.1433
2022 | 36001 | CROPLAND (NON-IRRIGATED, USD/HA) | 124.788
2021 | 36001 | CROPLAND (NON-IRRIGATED, USD/HA) | 93.8999
2020 | 36001 | CROPLAND (NON-IRRIGATED, USD/HA) | 113.6683
2019 | 36001 | CROPLAND (NON-IRRIGATED, USD/HA) | 123.5525
2013 | 36001 | CROPLAND (NON-IRRIGATED, USD/HA) | 43.2434
2012 | 36001 | CROPLAND (NON-IRRIGATED, USD/HA) | 49.421
2010 | 36001 | CROPLAND (NON-IRRIGATED, USD/HA) | 56.8342
2009 | 36001 | CROPLAND (NON-IRRIGATED, USD/HA) | 53.1276
2023 | 51003 | CROPLAND (NON-IRRIGATED, USD/HA) | 70.4249
2022 | 51003 | CROPLAND (NON-IRRIGATED, USD/HA) | 61.7762
2021 | 51003 | CROPLAND (NON-IRRIGATED, USD/HA) | 66.7184
2020 | 51003 | CROPLAND (NON-IRRIGATED, USD/HA) | 61.7762
2019 | 51003 | CROPLAND (NON-IRRIGATED, USD/HA) | 49.421
2017 | 51003 | CROPLAND (NON-IRRIGATED, USD/HA) | 61.7762
2016 | 51003 | CROPLAND (NON-IRRIGATED, USD/HA) | 58.0697
2014 | 51003 | CROPLAND (NON-IRRIGATED, USD/HA) | 45.7144
2013 | 51003 | CROPLAND (NON-IRRIGATED, USD/HA) | 37.0658
2012 | 51003 | CROPLAND (NON-IRRIGATED, USD/HA) | 71.6604
2011 | 51003 | CROPLAND (NON-IRRIGATED, USD/HA) | 66.7184
2010 | 51003 | CROPLAND (NON-IRRIGATED, USD/HA) | 76.6025
2009 | 51003 | CROPLAND (NON-IRRIGATED, USD/HA) | 40.7723
2024 | 26001 | CROPLAND (NON-IRRIGATED, USD/HA) | 80.3091
2023 | 26001 | CROPLAND (NON-IRRIGATED, USD/HA) | 103.7841
2022 | 26001 | CROPLAND (NON-IRRIGATED, USD/HA) | 74.1315
2021 | 26001 | CROPLAND (NON-IRRIGATED, USD/HA) | 48.1855
2020 | 26001 | CROPLAND (NON-IRRIGATED, USD/HA) | 58.0697
2019 | 26001 | CROPLAND (NON-IRRIGATED, USD/HA) | 72.896
2017 | 26001 | CROPLAND (NON-IRRIGATED, USD/HA) | 51.892
2016 | 26001 | CROPLAND (NON-IRRIGATED, USD/HA) | 59.3052
2014 | 26001 | CROPLAND (NON-IRRIGATED, USD/HA) | 48.1855
2013 | 26001 | CROPLAND (NON-IRRIGATED, USD/HA) | 42.0078
2012 | 26001 | CROPLAND (NON-IRRIGATED, USD/HA) | 56.8342
2011 | 26001 | CROPLAND (NON-IRRIGATED, USD/HA) | 61.7762
2010 | 26001 | CROPLAND (NON-IRRIGATED, USD/HA) | 56.8342
2009 | 26001 | CROPLAND (NON-IRRIGATED, USD/HA) | 72.896
2024 | 28003 | CROPLAND (NON-IRRIGATED, USD/HA) | 156.9117
2023 | 28003 | CROPLAND (NON-IRRIGATED, USD/HA) | 140.8499
2022 | 28003 | CROPLAND (NON-IRRIGATED, USD/HA) | 143.3209
2021 | 28003 | CROPLAND (NON-IRRIGATED, USD/HA) | 161.8538
2020 | 28003 | CROPLAND (NON-IRRIGATED, USD/HA) | 156.9117
2017 | 28003 | CROPLAND (NON-IRRIGATED, USD/HA) | 134.6722
2016 | 28003 | CROPLAND (NON-IRRIGATED, USD/HA) | 126.0236
2014 | 28003 | CROPLAND (NON-IRRIGATED, USD/HA) | 103.7841
2012 | 28003 | CROPLAND (NON-IRRIGATED, USD/HA) | 123.5525
2011 | 28003 | CROPLAND (NON-IRRIGATED, USD/HA) | 119.8459
2010 | 28003 | CROPLAND (NON-IRRIGATED, USD/HA) | 108.7262
2009 | 28003 | CROPLAND (NON-IRRIGATED, USD/HA) | 92.6644
2024 | 17003 | CROPLAND (NON-IRRIGATED, USD/HA) | 509.0363
2024 | 37003 | CROPLAND (NON-IRRIGATED, USD/HA) | 108.7262
2023 | 17003 | CROPLAND (NON-IRRIGATED, USD/HA) | 447.26
2023 | 37003 | CROPLAND (NON-IRRIGATED, USD/HA) | 124.788
2022 | 17003 | CROPLAND (NON-IRRIGATED, USD/HA) | 434.9048
2022 | 37003 | CROPLAND (NON-IRRIGATED, USD/HA) | 123.5525
2021 | 17003 | CROPLAND (NON-IRRIGATED, USD/HA) | 350.8891
2021 | 37003 | CROPLAND (NON-IRRIGATED, USD/HA) | 130.9657
2020 | 17003 | CROPLAND (NON-IRRIGATED, USD/HA) | 345.947
2020 | 37003 | CROPLAND (NON-IRRIGATED, USD/HA) | 103.7841
2019 | 17003 | CROPLAND (NON-IRRIGATED, USD/HA) | 341.0049
2019 | 37003 | CROPLAND (NON-IRRIGATED, USD/HA) | 123.5525
2017 | 17003 | CROPLAND (NON-IRRIGATED, USD/HA) | 294.055
2017 | 37003 | CROPLAND (NON-IRRIGATED, USD/HA) | 135.9077
2016 | 17003 | CROPLAND (NON-IRRIGATED, USD/HA) | 316.2944
2016 | 37003 | CROPLAND (NON-IRRIGATED, USD/HA) | 143.3209
2014 | 17003 | CROPLAND (NON-IRRIGATED, USD/HA) | 316.2944
2014 | 37003 | CROPLAND (NON-IRRIGATED, USD/HA) | 137.1433
2013 | 17003 | CROPLAND (NON-IRRIGATED, USD/HA) | 345.947
2013 | 37003 | CROPLAND (NON-IRRIGATED, USD/HA) | 102.5486
2012 | 17003 | CROPLAND (NON-IRRIGATED, USD/HA) | 306.4102
2012 | 37003 | CROPLAND (NON-IRRIGATED, USD/HA) | 74.1315
2011 | 37003 | CROPLAND (NON-IRRIGATED, USD/HA) | 87.7223
2010 | 17003 | CROPLAND (NON-IRRIGATED, USD/HA) | 212.5103
2010 | 37003 | CROPLAND (NON-IRRIGATED, USD/HA) | 76.6025
2009 | 17003 | CROPLAND (NON-IRRIGATED, USD/HA) | 200.155
2024 | 40003 | CROPLAND (NON-IRRIGATED, USD/HA) | 98.842
2023 | 40003 | CROPLAND (NON-IRRIGATED, USD/HA) | 93.8999
2022 | 40003 | CROPLAND (NON-IRRIGATED, USD/HA) | 117.3749
2021 | 40003 | CROPLAND (NON-IRRIGATED, USD/HA) | 98.842
2020 | 40003 | CROPLAND (NON-IRRIGATED, USD/HA) | 101.3131
2019 | 40003 | CROPLAND (NON-IRRIGATED, USD/HA) | 102.5486
2017 | 40003 | CROPLAND (NON-IRRIGATED, USD/HA) | 109.9617
2016 | 40003 | CROPLAND (NON-IRRIGATED, USD/HA) | 107.4907
2014 | 40003 | CROPLAND (NON-IRRIGATED, USD/HA) | 106.2552
2013 | 40003 | CROPLAND (NON-IRRIGATED, USD/HA) | 107.4907
2012 | 40003 | CROPLAND (NON-IRRIGATED, USD/HA) | 108.7262
2011 | 40003 | CROPLAND (NON-IRRIGATED, USD/HA) | 96.3709
2010 | 40003 | CROPLAND (NON-IRRIGATED, USD/HA) | 86.4868
2009 | 40003 | CROPLAND (NON-IRRIGATED, USD/HA) | 101.3131
2008 | 40003 | CROPLAND (NON-IRRIGATED, USD/HA) | 92.6644
2023 | 26003 | CROPLAND (NON-IRRIGATED, USD/HA) | 39.5368
2022 | 26003 | CROPLAND (NON-IRRIGATED, USD/HA) | 49.421
2021 | 26003 | CROPLAND (NON-IRRIGATED, USD/HA) | 39.5368
2024 | 19005 | CROPLAND (NON-IRRIGATED, USD/HA) | 533.7468
2023 | 19005 | CROPLAND (NON-IRRIGATED, USD/HA) | 573.2836
2022 | 19005 | CROPLAND (NON-IRRIGATED, USD/HA) | 588.1099
2021 | 19005 | CROPLAND (NON-IRRIGATED, USD/HA) | 543.631
2020 | 19005 | CROPLAND (NON-IRRIGATED, USD/HA) | 548.5731
2019 | 19005 | CROPLAND (NON-IRRIGATED, USD/HA) | 504.0942
2017 | 19005 | CROPLAND (NON-IRRIGATED, USD/HA) | 558.4573
2016 | 19005 | CROPLAND (NON-IRRIGATED, USD/HA) | 558.4573
2014 | 19005 | CROPLAND (NON-IRRIGATED, USD/HA) | 565.8705
2013 | 19005 | CROPLAND (NON-IRRIGATED, USD/HA) | 553.5152
2012 | 19005 | CROPLAND (NON-IRRIGATED, USD/HA) | 499.1521
2011 | 19005 | CROPLAND (NON-IRRIGATED, USD/HA) | 415.1364
2010 | 19005 | CROPLAND (NON-IRRIGATED, USD/HA) | 387.9549
2009 | 19005 | CROPLAND (NON-IRRIGATED, USD/HA) | 375.5996
2008 | 19005 | CROPLAND (NON-IRRIGATED, USD/HA) | 370.6575
2023 | 26005 | CROPLAND (NON-IRRIGATED, USD/HA) | 365.7154
2022 | 26005 | CROPLAND (NON-IRRIGATED, USD/HA) | 360.7733
2021 | 26005 | CROPLAND (NON-IRRIGATED, USD/HA) | 318.7654
2020 | 26005 | CROPLAND (NON-IRRIGATED, USD/HA) | 326.1786
2019 | 26005 | CROPLAND (NON-IRRIGATED, USD/HA) | 338.5338
2017 | 26005 | CROPLAND (NON-IRRIGATED, USD/HA) | 311.3523
2016 | 26005 | CROPLAND (NON-IRRIGATED, USD/HA) | 321.2365
2014 | 26005 | CROPLAND (NON-IRRIGATED, USD/HA) | 308.8813
2013 | 26005 | CROPLAND (NON-IRRIGATED, USD/HA) | 296.526
2012 | 26005 | CROPLAND (NON-IRRIGATED, USD/HA) | 345.947
2011 | 26005 | CROPLAND (NON-IRRIGATED, USD/HA) | 256.9892
2010 | 26005 | CROPLAND (NON-IRRIGATED, USD/HA) | 229.8076
2009 | 26005 | CROPLAND (NON-IRRIGATED, USD/HA) | 259.4602
2008 | 26005 | CROPLAND (NON-IRRIGATED, USD/HA) | 207.5682
2024 | 36003 | CROPLAND (NON-IRRIGATED, USD/HA) | 240.9274
2023 | 36003 | CROPLAND (NON-IRRIGATED, USD/HA) | 92.6644
2022 | 36003 | CROPLAND (NON-IRRIGATED, USD/HA) | 79.0736
2021 | 36003 | CROPLAND (NON-IRRIGATED, USD/HA) | 105.0196
2020 | 24001 | CROPLAND (NON-IRRIGATED, USD/HA) | 69.1894
2020 | 36003 | CROPLAND (NON-IRRIGATED, USD/HA) | 108.7262
2019 | 24001 | CROPLAND (NON-IRRIGATED, USD/HA) | 137.1433
2017 | 24001 | CROPLAND (NON-IRRIGATED, USD/HA) | 143.3209
2017 | 36003 | CROPLAND (NON-IRRIGATED, USD/HA) | 108.7262
2016 | 24001 | CROPLAND (NON-IRRIGATED, USD/HA) | 58.0697
2016 | 36003 | CROPLAND (NON-IRRIGATED, USD/HA) | 150.734
2014 | 24001 | CROPLAND (NON-IRRIGATED, USD/HA) | 64.2473
2014 | 36003 | CROPLAND (NON-IRRIGATED, USD/HA) | 112.4328
2013 | 24001 | CROPLAND (NON-IRRIGATED, USD/HA) | 72.896
2013 | 36003 | CROPLAND (NON-IRRIGATED, USD/HA) | 119.8459
2012 | 24001 | CROPLAND (NON-IRRIGATED, USD/HA) | 79.0736
2012 | 36003 | CROPLAND (NON-IRRIGATED, USD/HA) | 101.3131
2011 | 24001 | CROPLAND (NON-IRRIGATED, USD/HA) | 75.367
2011 | 36003 | CROPLAND (NON-IRRIGATED, USD/HA) | 96.3709
2010 | 24001 | CROPLAND (NON-IRRIGATED, USD/HA) | 81.5447
2010 | 36003 | CROPLAND (NON-IRRIGATED, USD/HA) | 84.0157
2009 | 24001 | CROPLAND (NON-IRRIGATED, USD/HA) | 53.1276
2009 | 36003 | CROPLAND (NON-IRRIGATED, USD/HA) | 113.6683
2008 | 36003 | CROPLAND (NON-IRRIGATED, USD/HA) | 71.6604
2024 | 37005 | CROPLAND (NON-IRRIGATED, USD/HA) | 247.105
2024 | 51005 | CROPLAND (NON-IRRIGATED, USD/HA) | 91.4288
2023 | 37005 | CROPLAND (NON-IRRIGATED, USD/HA) | 222.3945
2022 | 37005 | CROPLAND (NON-IRRIGATED, USD/HA) | 247.105
2022 | 51005 | CROPLAND (NON-IRRIGATED, USD/HA) | 81.5447
2021 | 37005 | CROPLAND (NON-IRRIGATED, USD/HA) | 224.8655
2021 | 51005 | CROPLAND (NON-IRRIGATED, USD/HA) | 63.0118
2020 | 37005 | CROPLAND (NON-IRRIGATED, USD/HA) | 195.213
2019 | 37005 | CROPLAND (NON-IRRIGATED, USD/HA) | 222.3945
2017 | 37005 | CROPLAND (NON-IRRIGATED, USD/HA) | 210.0393
2016 | 37005 | CROPLAND (NON-IRRIGATED, USD/HA) | 240.9274
2014 | 37005 | CROPLAND (NON-IRRIGATED, USD/HA) | 261.9313
2013 | 37005 | CROPLAND (NON-IRRIGATED, USD/HA) | 242.1629
2011 | 37005 | CROPLAND (NON-IRRIGATED, USD/HA) | 128.4946
2010 | 37005 | CROPLAND (NON-IRRIGATED, USD/HA) | 154.4406
2009 | 37005 | CROPLAND (NON-IRRIGATED, USD/HA) | 105.0196
2008 | 37005 | CROPLAND (NON-IRRIGATED, USD/HA) | 111.1972
2022 | 42003 | CROPLAND (NON-IRRIGATED, USD/HA) | 59.3052
2021 | 42003 | CROPLAND (NON-IRRIGATED, USD/HA) | 66.7184
2019 | 42003 | CROPLAND (NON-IRRIGATED, USD/HA) | 43.2434
2017 | 42003 | CROPLAND (NON-IRRIGATED, USD/HA) | 43.2434
2016 | 42003 | CROPLAND (NON-IRRIGATED, USD/HA) | 45.7144
2014 | 42003 | CROPLAND (NON-IRRIGATED, USD/HA) | 45.7144
2013 | 42003 | CROPLAND (NON-IRRIGATED, USD/HA) | 46.95
2012 | 42003 | CROPLAND (NON-IRRIGATED, USD/HA) | 55.5986
2011 | 42003 | CROPLAND (NON-IRRIGATED, USD/HA) | 59.3052
2010 | 42003 | CROPLAND (NON-IRRIGATED, USD/HA) | 44.4789
2009 | 42003 | CROPLAND (NON-IRRIGATED, USD/HA) | 37.0658
2024 | 18003 | CROPLAND (NON-IRRIGATED, USD/HA) | 481.8547
2024 | 20001 | CROPLAND (NON-IRRIGATED, USD/HA) | 163.0893
2024 | 21003 | CROPLAND (NON-IRRIGATED, USD/HA) | 291.5839
2024 | 22003 | CROPLAND (NON-IRRIGATED, USD/HA) | 60.5407
2024 | 39003 | CROPLAND (NON-IRRIGATED, USD/HA) | 523.8626
2023 | 20001 | CROPLAND (NON-IRRIGATED, USD/HA) | 153.2051
2023 | 21003 | CROPLAND (NON-IRRIGATED, USD/HA) | 294.055
2023 | 39003 | CROPLAND (NON-IRRIGATED, USD/HA) | 518.9205
2022 | 18003 | CROPLAND (NON-IRRIGATED, USD/HA) | 469.4995
2022 | 20001 | CROPLAND (NON-IRRIGATED, USD/HA) | 138.3788
2022 | 21003 | CROPLAND (NON-IRRIGATED, USD/HA) | 264.4024
2022 | 39003 | CROPLAND (NON-IRRIGATED, USD/HA) | 526.3337
2021 | 18003 | CROPLAND (NON-IRRIGATED, USD/HA) | 420.0785
2021 | 20001 | CROPLAND (NON-IRRIGATED, USD/HA) | 121.0815
2021 | 21003 | CROPLAND (NON-IRRIGATED, USD/HA) | 264.4024
2021 | 39003 | CROPLAND (NON-IRRIGATED, USD/HA) | 476.9126
2020 | 18003 | CROPLAND (NON-IRRIGATED, USD/HA) | 422.5496
2020 | 20001 | CROPLAND (NON-IRRIGATED, USD/HA) | 119.8459
2020 | 21003 | CROPLAND (NON-IRRIGATED, USD/HA) | 249.5761
2020 | 39003 | CROPLAND (NON-IRRIGATED, USD/HA) | 457.1442
2019 | 18003 | CROPLAND (NON-IRRIGATED, USD/HA) | 397.839
2019 | 20001 | CROPLAND (NON-IRRIGATED, USD/HA) | 127.2591
2019 | 21003 | CROPLAND (NON-IRRIGATED, USD/HA) | 229.8076
2019 | 39003 | CROPLAND (NON-IRRIGATED, USD/HA) | 439.8469
2017 | 18003 | CROPLAND (NON-IRRIGATED, USD/HA) | 412.6653
2017 | 20001 | CROPLAND (NON-IRRIGATED, USD/HA) | 122.317
2017 | 21003 | CROPLAND (NON-IRRIGATED, USD/HA) | 228.5721
2017 | 22003 | CROPLAND (NON-IRRIGATED, USD/HA) | 42.0078
2017 | 39003 | CROPLAND (NON-IRRIGATED, USD/HA) | 442.3179
2016 | 18003 | CROPLAND (NON-IRRIGATED, USD/HA) | 395.368
2016 | 20001 | CROPLAND (NON-IRRIGATED, USD/HA) | 123.5525
2016 | 21003 | CROPLAND (NON-IRRIGATED, USD/HA) | 240.9274
2016 | 39003 | CROPLAND (NON-IRRIGATED, USD/HA) | 439.8469
2014 | 18003 | CROPLAND (NON-IRRIGATED, USD/HA) | 420.0785
2014 | 20001 | CROPLAND (NON-IRRIGATED, USD/HA) | 114.9038
2014 | 21003 | CROPLAND (NON-IRRIGATED, USD/HA) | 217.4524
2014 | 39003 | CROPLAND (NON-IRRIGATED, USD/HA) | 432.4337
2013 | 18003 | CROPLAND (NON-IRRIGATED, USD/HA) | 383.0127
2013 | 20001 | CROPLAND (NON-IRRIGATED, USD/HA) | 98.842
2013 | 21003 | CROPLAND (NON-IRRIGATED, USD/HA) | 234.7498
2013 | 22003 | CROPLAND (NON-IRRIGATED, USD/HA) | 42.0078
2013 | 39003 | CROPLAND (NON-IRRIGATED, USD/HA) | 429.9627
2012 | 18003 | CROPLAND (NON-IRRIGATED, USD/HA) | 387.9549
2012 | 20001 | CROPLAND (NON-IRRIGATED, USD/HA) | 107.4907
2012 | 22003 | CROPLAND (NON-IRRIGATED, USD/HA) | 61.7762
2012 | 39003 | CROPLAND (NON-IRRIGATED, USD/HA) | 353.3601
2011 | 18003 | CROPLAND (NON-IRRIGATED, USD/HA) | 365.7154
2011 | 20001 | CROPLAND (NON-IRRIGATED, USD/HA) | 108.7262
2011 | 21003 | CROPLAND (NON-IRRIGATED, USD/HA) | 148.263
2011 | 39003 | CROPLAND (NON-IRRIGATED, USD/HA) | 291.5839
2010 | 18003 | CROPLAND (NON-IRRIGATED, USD/HA) | 345.947
2010 | 20001 | CROPLAND (NON-IRRIGATED, USD/HA) | 111.1972
2010 | 21003 | CROPLAND (NON-IRRIGATED, USD/HA) | 187.7998
2010 | 22003 | CROPLAND (NON-IRRIGATED, USD/HA) | 101.3131
2010 | 39003 | CROPLAND (NON-IRRIGATED, USD/HA) | 286.6418
2009 | 18003 | CROPLAND (NON-IRRIGATED, USD/HA) | 360.7733
2009 | 20001 | CROPLAND (NON-IRRIGATED, USD/HA) | 112.4328
2009 | 21003 | CROPLAND (NON-IRRIGATED, USD/HA) | 180.3867
2009 | 39003 | CROPLAND (NON-IRRIGATED, USD/HA) | 296.526
2008 | 18003 | CROPLAND (NON-IRRIGATED, USD/HA) | 331.1207
2008 | 20001 | CROPLAND (NON-IRRIGATED, USD/HA) | 121.0815
2008 | 39003 | CROPLAND (NON-IRRIGATED, USD/HA) | 308.8813
2024 | 45005 | CROPLAND (NON-IRRIGATED, USD/HA) | 86.4868
2023 | 45005 | CROPLAND (NON-IRRIGATED, USD/HA) | 92.6644
2022 | 45005 | CROPLAND (NON-IRRIGATED, USD/HA) | 71.6604
2021 | 45005 | CROPLAND (NON-IRRIGATED, USD/HA) | 77.8381
2020 | 45005 | CROPLAND (NON-IRRIGATED, USD/HA) | 84.0157
2019 | 45005 | CROPLAND (NON-IRRIGATED, USD/HA) | 79.0736
2017 | 45005 | CROPLAND (NON-IRRIGATED, USD/HA) | 74.1315
2016 | 45005 | CROPLAND (NON-IRRIGATED, USD/HA) | 79.0736
2012 | 45005 | CROPLAND (NON-IRRIGATED, USD/HA) | 71.6604
2011 | 45005 | CROPLAND (NON-IRRIGATED, USD/HA) | 71.6604
2010 | 45005 | CROPLAND (NON-IRRIGATED, USD/HA) | 67.9539
2009 | 45005 | CROPLAND (NON-IRRIGATED, USD/HA) | 74.1315
2024 | 26007 | CROPLAND (NON-IRRIGATED, USD/HA) | 123.5525
2023 | 26007 | CROPLAND (NON-IRRIGATED, USD/HA) | 81.5447
2022 | 26007 | CROPLAND (NON-IRRIGATED, USD/HA) | 81.5447
2021 | 26007 | CROPLAND (NON-IRRIGATED, USD/HA) | 91.4288
2020 | 26007 | CROPLAND (NON-IRRIGATED, USD/HA) | 80.3091
2019 | 26007 | CROPLAND (NON-IRRIGATED, USD/HA) | 76.6025
2017 | 26007 | CROPLAND (NON-IRRIGATED, USD/HA) | 80.3091
2016 | 26007 | CROPLAND (NON-IRRIGATED, USD/HA) | 80.3091
2014 | 26007 | CROPLAND (NON-IRRIGATED, USD/HA) | 76.6025
2013 | 26007 | CROPLAND (NON-IRRIGATED, USD/HA) | 59.3052
2012 | 26007 | CROPLAND (NON-IRRIGATED, USD/HA) | 67.9539
2011 | 26007 | CROPLAND (NON-IRRIGATED, USD/HA) | 69.1894
2010 | 26007 | CROPLAND (NON-IRRIGATED, USD/HA) | 60.5407
2009 | 26007 | CROPLAND (NON-IRRIGATED, USD/HA) | 60.5407
2008 | 26007 | CROPLAND (NON-IRRIGATED, USD/HA) | 60.5407
2023 | 6005 | CROPLAND (NON-IRRIGATED, USD/HA) | 85.2512
2021 | 6005 | CROPLAND (NON-IRRIGATED, USD/HA) | 53.1276
2020 | 6005 | CROPLAND (NON-IRRIGATED, USD/HA) | 93.8999
2019 | 6005 | CROPLAND (NON-IRRIGATED, USD/HA) | 81.5447
2017 | 6005 | CROPLAND (NON-IRRIGATED, USD/HA) | 59.3052
2016 | 6005 | CROPLAND (NON-IRRIGATED, USD/HA) | 44.4789
2014 | 6005 | CROPLAND (NON-IRRIGATED, USD/HA) | 46.95
2013 | 6005 | CROPLAND (NON-IRRIGATED, USD/HA) | 46.95
2011 | 6005 | CROPLAND (NON-IRRIGATED, USD/HA) | 72.896
2010 | 6005 | CROPLAND (NON-IRRIGATED, USD/HA) | 75.367
2024 | 51007 | CROPLAND (NON-IRRIGATED, USD/HA) | 97.6065
2023 | 51007 | CROPLAND (NON-IRRIGATED, USD/HA) | 97.6065
2022 | 51007 | CROPLAND (NON-IRRIGATED, USD/HA) | 105.0196
2021 | 51007 | CROPLAND (NON-IRRIGATED, USD/HA) | 105.0196
2020 | 51007 | CROPLAND (NON-IRRIGATED, USD/HA) | 93.8999
2019 | 51007 | CROPLAND (NON-IRRIGATED, USD/HA) | 97.6065
2017 | 51007 | CROPLAND (NON-IRRIGATED, USD/HA) | 92.6644
2016 | 51007 | CROPLAND (NON-IRRIGATED, USD/HA) | 81.5447
2014 | 51007 | CROPLAND (NON-IRRIGATED, USD/HA) | 81.5447
2013 | 51007 | CROPLAND (NON-IRRIGATED, USD/HA) | 80.3091
2012 | 51007 | CROPLAND (NON-IRRIGATED, USD/HA) | 67.9539
2011 | 51007 | CROPLAND (NON-IRRIGATED, USD/HA) | 60.5407
2010 | 51007 | CROPLAND (NON-IRRIGATED, USD/HA) | 61.7762
2009 | 51007 | CROPLAND (NON-IRRIGATED, USD/HA) | 64.2473
2008 | 51007 | CROPLAND (NON-IRRIGATED, USD/HA) | 61.7762
2024 | 51009 | CROPLAND (NON-IRRIGATED, USD/HA) | 71.6604
2023 | 51009 | CROPLAND (NON-IRRIGATED, USD/HA) | 76.6025
2022 | 51009 | CROPLAND (NON-IRRIGATED, USD/HA) | 51.892
2021 | 51009 | CROPLAND (NON-IRRIGATED, USD/HA) | 59.3052
2020 | 51009 | CROPLAND (NON-IRRIGATED, USD/HA) | 75.367
2019 | 51009 | CROPLAND (NON-IRRIGATED, USD/HA) | 79.0736
2017 | 51009 | CROPLAND (NON-IRRIGATED, USD/HA) | 59.3052
2016 | 51009 | CROPLAND (NON-IRRIGATED, USD/HA) | 59.3052
2014 | 51009 | CROPLAND (NON-IRRIGATED, USD/HA) | 49.421
2013 | 51009 | CROPLAND (NON-IRRIGATED, USD/HA) | 59.3052
2012 | 51009 | CROPLAND (NON-IRRIGATED, USD/HA) | 50.6565
2011 | 51009 | CROPLAND (NON-IRRIGATED, USD/HA) | 42.0078
2010 | 51009 | CROPLAND (NON-IRRIGATED, USD/HA) | 42.0078
2009 | 51009 | CROPLAND (NON-IRRIGATED, USD/HA) | 61.7762
2023 | 28005 | CROPLAND (NON-IRRIGATED, USD/HA) | 50.6565
2022 | 28005 | CROPLAND (NON-IRRIGATED, USD/HA) | 69.1894
2021 | 28005 | CROPLAND (NON-IRRIGATED, USD/HA) | 43.2434
2020 | 28005 | CROPLAND (NON-IRRIGATED, USD/HA) | 49.421
2019 | 28005 | CROPLAND (NON-IRRIGATED, USD/HA) | 38.3013
2017 | 28005 | CROPLAND (NON-IRRIGATED, USD/HA) | 40.7723
2016 | 28005 | CROPLAND (NON-IRRIGATED, USD/HA) | 34.5947
2014 | 28005 | CROPLAND (NON-IRRIGATED, USD/HA) | 39.5368
2013 | 28005 | CROPLAND (NON-IRRIGATED, USD/HA) | 51.892
2012 | 28005 | CROPLAND (NON-IRRIGATED, USD/HA) | 55.5986
2011 | 28005 | CROPLAND (NON-IRRIGATED, USD/HA) | 48.1855
2010 | 28005 | CROPLAND (NON-IRRIGATED, USD/HA) | 53.1276
2009 | 28005 | CROPLAND (NON-IRRIGATED, USD/HA) | 67.9539
2024 | 20003 | CROPLAND (NON-IRRIGATED, USD/HA) | 174.209
2024 | 45007 | CROPLAND (NON-IRRIGATED, USD/HA) | 48.1855
2024 | 47001 | CROPLAND (NON-IRRIGATED, USD/HA) | 70.4249
2024 | 48001 | CROPLAND (NON-IRRIGATED, USD/HA) | 33.3592
2023 | 20003 | CROPLAND (NON-IRRIGATED, USD/HA) | 160.6182
2023 | 21005 | CROPLAND (NON-IRRIGATED, USD/HA) | 211.2748
2023 | 45007 | CROPLAND (NON-IRRIGATED, USD/HA) | 50.6565
2023 | 47001 | CROPLAND (NON-IRRIGATED, USD/HA) | 49.421
2023 | 48001 | CROPLAND (NON-IRRIGATED, USD/HA) | 84.0157
2022 | 20003 | CROPLAND (NON-IRRIGATED, USD/HA) | 144.5564
2022 | 21005 | CROPLAND (NON-IRRIGATED, USD/HA) | 171.738
2022 | 45007 | CROPLAND (NON-IRRIGATED, USD/HA) | 46.95
2022 | 47001 | CROPLAND (NON-IRRIGATED, USD/HA) | 50.6565
2022 | 48001 | CROPLAND (NON-IRRIGATED, USD/HA) | 63.0118
2021 | 20003 | CROPLAND (NON-IRRIGATED, USD/HA) | 144.5564
2021 | 21005 | CROPLAND (NON-IRRIGATED, USD/HA) | 172.9735
2021 | 45007 | CROPLAND (NON-IRRIGATED, USD/HA) | 39.5368
2021 | 47001 | CROPLAND (NON-IRRIGATED, USD/HA) | 56.8342
2021 | 48001 | CROPLAND (NON-IRRIGATED, USD/HA) | 66.7184
2020 | 20003 | CROPLAND (NON-IRRIGATED, USD/HA) | 156.9117
2020 | 21005 | CROPLAND (NON-IRRIGATED, USD/HA) | 210.0393
2020 | 45007 | CROPLAND (NON-IRRIGATED, USD/HA) | 39.5368
2020 | 47001 | CROPLAND (NON-IRRIGATED, USD/HA) | 69.1894
2019 | 20003 | CROPLAND (NON-IRRIGATED, USD/HA) | 153.2051
2019 | 21005 | CROPLAND (NON-IRRIGATED, USD/HA) | 227.3366
2019 | 45007 | CROPLAND (NON-IRRIGATED, USD/HA) | 39.5368
2019 | 47001 | CROPLAND (NON-IRRIGATED, USD/HA) | 56.8342
2019 | 48001 | CROPLAND (NON-IRRIGATED, USD/HA) | 40.7723
2017 | 20003 | CROPLAND (NON-IRRIGATED, USD/HA) | 156.9117
2017 | 21005 | CROPLAND (NON-IRRIGATED, USD/HA) | 212.5103
2017 | 45007 | CROPLAND (NON-IRRIGATED, USD/HA) | 39.5368
2017 | 47001 | CROPLAND (NON-IRRIGATED, USD/HA) | 64.2473
2016 | 20003 | CROPLAND (NON-IRRIGATED, USD/HA) | 156.9117
2016 | 21005 | CROPLAND (NON-IRRIGATED, USD/HA) | 187.7998
2016 | 45007 | CROPLAND (NON-IRRIGATED, USD/HA) | 48.1855
2014 | 20003 | CROPLAND (NON-IRRIGATED, USD/HA) | 140.8499
2014 | 21005 | CROPLAND (NON-IRRIGATED, USD/HA) | 126.0236
2014 | 45007 | CROPLAND (NON-IRRIGATED, USD/HA) | 35.8302
2014 | 48001 | CROPLAND (NON-IRRIGATED, USD/HA) | 39.5368
2013 | 20003 | CROPLAND (NON-IRRIGATED, USD/HA) | 135.9077
2013 | 21005 | CROPLAND (NON-IRRIGATED, USD/HA) | 113.6683
2013 | 45007 | CROPLAND (NON-IRRIGATED, USD/HA) | 45.7144
2012 | 20003 | CROPLAND (NON-IRRIGATED, USD/HA) | 155.6762
2012 | 21005 | CROPLAND (NON-IRRIGATED, USD/HA) | 112.4328
2012 | 45007 | CROPLAND (NON-IRRIGATED, USD/HA) | 48.1855
2011 | 20003 | CROPLAND (NON-IRRIGATED, USD/HA) | 123.5525
2011 | 21005 | CROPLAND (NON-IRRIGATED, USD/HA) | 113.6683
2011 | 45007 | CROPLAND (NON-IRRIGATED, USD/HA) | 44.4789
2011 | 48001 | CROPLAND (NON-IRRIGATED, USD/HA) | 37.0658
2010 | 20003 | CROPLAND (NON-IRRIGATED, USD/HA) | 129.7301
2010 | 21005 | CROPLAND (NON-IRRIGATED, USD/HA) | 116.1393
2010 | 45007 | CROPLAND (NON-IRRIGATED, USD/HA) | 55.5986
2010 | 47001 | CROPLAND (NON-IRRIGATED, USD/HA) | 74.1315
2010 | 48001 | CROPLAND (NON-IRRIGATED, USD/HA) | 32.1236
2009 | 20003 | CROPLAND (NON-IRRIGATED, USD/HA) | 124.788
2009 | 21005 | CROPLAND (NON-IRRIGATED, USD/HA) | 74.1315
2009 | 45007 | CROPLAND (NON-IRRIGATED, USD/HA) | 60.5407
2008 | 20003 | CROPLAND (NON-IRRIGATED, USD/HA) | 132.2012
2008 | 45007 | CROPLAND (NON-IRRIGATED, USD/HA) | 69.1894
2024 | 29003 | CROPLAND (NON-IRRIGATED, USD/HA) | 439.8469
2023 | 29003 | CROPLAND (NON-IRRIGATED, USD/HA) | 370.6575
2022 | 29003 | CROPLAND (NON-IRRIGATED, USD/HA) | 392.897
2021 | 29003 | CROPLAND (NON-IRRIGATED, USD/HA) | 370.6575
2020 | 29003 | CROPLAND (NON-IRRIGATED, USD/HA) | 365.7154
2019 | 29003 | CROPLAND (NON-IRRIGATED, USD/HA) | 350.8891
2017 | 29003 | CROPLAND (NON-IRRIGATED, USD/HA) | 358.3023
2016 | 29003 | CROPLAND (NON-IRRIGATED, USD/HA) | 373.1286
2014 | 29003 | CROPLAND (NON-IRRIGATED, USD/HA) | 370.6575
2013 | 29003 | CROPLAND (NON-IRRIGATED, USD/HA) | 370.6575
2012 | 29003 | CROPLAND (NON-IRRIGATED, USD/HA) | 294.055
2011 | 29003 | CROPLAND (NON-IRRIGATED, USD/HA) | 318.7654
2010 | 29003 | CROPLAND (NON-IRRIGATED, USD/HA) | 266.8734
2009 | 29003 | CROPLAND (NON-IRRIGATED, USD/HA) | 254.5181
2008 | 29003 | CROPLAND (NON-IRRIGATED, USD/HA) | 229.8076
2022 | 48003 | CROPLAND (NON-IRRIGATED, USD/HA) | 55.5986
2024 | 23001 | CROPLAND (NON-IRRIGATED, USD/HA) | 108.7262
2023 | 23001 | CROPLAND (NON-IRRIGATED, USD/HA) | 138.3788
2022 | 23001 | CROPLAND (NON-IRRIGATED, USD/HA) | 139.6143
2021 | 23001 | CROPLAND (NON-IRRIGATED, USD/HA) | 106.2552
2019 | 23001 | CROPLAND (NON-IRRIGATED, USD/HA) | 85.2512
2016 | 23001 | CROPLAND (NON-IRRIGATED, USD/HA) | 75.367
2014 | 23001 | CROPLAND (NON-IRRIGATED, USD/HA) | 119.8459
2013 | 23001 | CROPLAND (NON-IRRIGATED, USD/HA) | 79.0736
2012 | 23001 | CROPLAND (NON-IRRIGATED, USD/HA) | 74.1315
2011 | 23001 | CROPLAND (NON-IRRIGATED, USD/HA) | 49.421
2010 | 23001 | CROPLAND (NON-IRRIGATED, USD/HA) | 76.6025
2024 | 48005 | CROPLAND (NON-IRRIGATED, USD/HA) | 27.1816
2023 | 48005 | CROPLAND (NON-IRRIGATED, USD/HA) | 54.3631
2022 | 48005 | CROPLAND (NON-IRRIGATED, USD/HA) | 28.4171
2021 | 48005 | CROPLAND (NON-IRRIGATED, USD/HA) | 27.1816
2020 | 48005 | CROPLAND (NON-IRRIGATED, USD/HA) | 49.421
2017 | 48005 | CROPLAND (NON-IRRIGATED, USD/HA) | 37.0658
2016 | 48005 | CROPLAND (NON-IRRIGATED, USD/HA) | 37.0658
2014 | 48005 | CROPLAND (NON-IRRIGATED, USD/HA) | 24.7105
2013 | 48005 | CROPLAND (NON-IRRIGATED, USD/HA) | 32.1236
2012 | 48005 | CROPLAND (NON-IRRIGATED, USD/HA) | 33.3592
2011 | 48005 | CROPLAND (NON-IRRIGATED, USD/HA) | 40.7723
2009 | 48005 | CROPLAND (NON-IRRIGATED, USD/HA) | 33.3592
2023 | 24003 | CROPLAND (NON-IRRIGATED, USD/HA) | 210.0393
2022 | 24003 | CROPLAND (NON-IRRIGATED, USD/HA) | 171.738
2021 | 24003 | CROPLAND (NON-IRRIGATED, USD/HA) | 160.6182
2013 | 24003 | CROPLAND (NON-IRRIGATED, USD/HA) | 247.105
2024 | 27003 | CROPLAND (NON-IRRIGATED, USD/HA) | 171.738
2022 | 27003 | CROPLAND (NON-IRRIGATED, USD/HA) | 160.6182
2021 | 27003 | CROPLAND (NON-IRRIGATED, USD/HA) | 151.9696
2020 | 27003 | CROPLAND (NON-IRRIGATED, USD/HA) | 158.1472
2017 | 27003 | CROPLAND (NON-IRRIGATED, USD/HA) | 140.8499
2016 | 27003 | CROPLAND (NON-IRRIGATED, USD/HA) | 149.4985
2014 | 27003 | CROPLAND (NON-IRRIGATED, USD/HA) | 144.5564
2013 | 27003 | CROPLAND (NON-IRRIGATED, USD/HA) | 151.9696
2012 | 27003 | CROPLAND (NON-IRRIGATED, USD/HA) | 128.4946
2011 | 27003 | CROPLAND (NON-IRRIGATED, USD/HA) | 149.4985
2010 | 27003 | CROPLAND (NON-IRRIGATED, USD/HA) | 102.5486
2009 | 27003 | CROPLAND (NON-IRRIGATED, USD/HA) | 109.9617
2008 | 27003 | CROPLAND (NON-IRRIGATED, USD/HA) | 102.5486
2024 | 37007 | CROPLAND (NON-IRRIGATED, USD/HA) | 177.9156
2023 | 37007 | CROPLAND (NON-IRRIGATED, USD/HA) | 182.8577
2022 | 37007 | CROPLAND (NON-IRRIGATED, USD/HA) | 196.4485
2021 | 37007 | CROPLAND (NON-IRRIGATED, USD/HA) | 196.4485
2020 | 37007 | CROPLAND (NON-IRRIGATED, USD/HA) | 168.0314
2019 | 37007 | CROPLAND (NON-IRRIGATED, USD/HA) | 180.3867
2017 | 37007 | CROPLAND (NON-IRRIGATED, USD/HA) | 168.0314
2016 | 37007 | CROPLAND (NON-IRRIGATED, USD/HA) | 165.5603
2014 | 37007 | CROPLAND (NON-IRRIGATED, USD/HA) | 165.5603
2013 | 37007 | CROPLAND (NON-IRRIGATED, USD/HA) | 148.263
2012 | 37007 | CROPLAND (NON-IRRIGATED, USD/HA) | 151.9696
2011 | 37007 | CROPLAND (NON-IRRIGATED, USD/HA) | 124.788
2010 | 37007 | CROPLAND (NON-IRRIGATED, USD/HA) | 112.4328
2009 | 37007 | CROPLAND (NON-IRRIGATED, USD/HA) | 108.7262
2008 | 37007 | CROPLAND (NON-IRRIGATED, USD/HA) | 138.3788
2023 | 31003 | CROPLAND (NON-IRRIGATED, USD/HA) | 383.0127
2022 | 31003 | CROPLAND (NON-IRRIGATED, USD/HA) | 336.0628
2021 | 31003 | CROPLAND (NON-IRRIGATED, USD/HA) | 331.1207
2019 | 31003 | CROPLAND (NON-IRRIGATED, USD/HA) | 331.1207
2017 | 31003 | CROPLAND (NON-IRRIGATED, USD/HA) | 326.1786
2016 | 31003 | CROPLAND (NON-IRRIGATED, USD/HA) | 326.1786
2014 | 31003 | CROPLAND (NON-IRRIGATED, USD/HA) | 343.476
2013 | 31003 | CROPLAND (NON-IRRIGATED, USD/HA) | 343.476
2012 | 31003 | CROPLAND (NON-IRRIGATED, USD/HA) | 316.2944
2011 | 31003 | CROPLAND (NON-IRRIGATED, USD/HA) | 259.4602
2010 | 31003 | CROPLAND (NON-IRRIGATED, USD/HA) | 249.5761
2009 | 31003 | CROPLAND (NON-IRRIGATED, USD/HA) | 237.2208
2008 | 31003 | CROPLAND (NON-IRRIGATED, USD/HA) | 237.2208
2021 | 26009 | CROPLAND (NON-IRRIGATED, USD/HA) | 69.1894
2019 | 26009 | CROPLAND (NON-IRRIGATED, USD/HA) | 67.9539
2017 | 26009 | CROPLAND (NON-IRRIGATED, USD/HA) | 111.1972
2016 | 26009 | CROPLAND (NON-IRRIGATED, USD/HA) | 123.5525
2014 | 26009 | CROPLAND (NON-IRRIGATED, USD/HA) | 54.3631
2013 | 26009 | CROPLAND (NON-IRRIGATED, USD/HA) | 56.8342
2012 | 26009 | CROPLAND (NON-IRRIGATED, USD/HA) | 65.4828
2011 | 26009 | CROPLAND (NON-IRRIGATED, USD/HA) | 50.6565
2010 | 26009 | CROPLAND (NON-IRRIGATED, USD/HA) | 44.4789
2009 | 26009 | CROPLAND (NON-IRRIGATED, USD/HA) | 48.1855
2024 | 19007 | CROPLAND (NON-IRRIGATED, USD/HA) | 457.1442
2023 | 19007 | CROPLAND (NON-IRRIGATED, USD/HA) | 415.1364
2021 | 19007 | CROPLAND (NON-IRRIGATED, USD/HA) | 405.2522
2020 | 19007 | CROPLAND (NON-IRRIGATED, USD/HA) | 415.1364
2019 | 19007 | CROPLAND (NON-IRRIGATED, USD/HA) | 385.4838
2017 | 19007 | CROPLAND (NON-IRRIGATED, USD/HA) | 392.897
2016 | 19007 | CROPLAND (NON-IRRIGATED, USD/HA) | 390.4259
2014 | 19007 | CROPLAND (NON-IRRIGATED, USD/HA) | 368.1864
2013 | 19007 | CROPLAND (NON-IRRIGATED, USD/HA) | 370.6575
2012 | 19007 | CROPLAND (NON-IRRIGATED, USD/HA) | 353.3601
2011 | 19007 | CROPLAND (NON-IRRIGATED, USD/HA) | 343.476
2010 | 19007 | CROPLAND (NON-IRRIGATED, USD/HA) | 345.947
2009 | 19007 | CROPLAND (NON-IRRIGATED, USD/HA) | 353.3601
2008 | 19007 | CROPLAND (NON-IRRIGATED, USD/HA) | 276.7576
2024 | 13001 | CROPLAND (NON-IRRIGATED, USD/HA) | 271.8155
2023 | 13001 | CROPLAND (NON-IRRIGATED, USD/HA) | 232.2787
2022 | 13001 | CROPLAND (NON-IRRIGATED, USD/HA) | 223.63
2021 | 13001 | CROPLAND (NON-IRRIGATED, USD/HA) | 223.63
2020 | 13001 | CROPLAND (NON-IRRIGATED, USD/HA) | 222.3945
2019 | 13001 | CROPLAND (NON-IRRIGATED, USD/HA) | 224.8655
2017 | 13001 | CROPLAND (NON-IRRIGATED, USD/HA) | 232.2787
2016 | 13001 | CROPLAND (NON-IRRIGATED, USD/HA) | 207.5682
2014 | 13001 | CROPLAND (NON-IRRIGATED, USD/HA) | 207.5682
2013 | 13001 | CROPLAND (NON-IRRIGATED, USD/HA) | 197.684
2012 | 13001 | CROPLAND (NON-IRRIGATED, USD/HA) | 191.5064
2011 | 13001 | CROPLAND (NON-IRRIGATED, USD/HA) | 193.9774
2010 | 13001 | CROPLAND (NON-IRRIGATED, USD/HA) | 164.3248
2009 | 13001 | CROPLAND (NON-IRRIGATED, USD/HA) | 147.0275
2008 | 13001 | CROPLAND (NON-IRRIGATED, USD/HA) | 143.3209
2024 | 51011 | CROPLAND (NON-IRRIGATED, USD/HA) | 92.6644
2023 | 51011 | CROPLAND (NON-IRRIGATED, USD/HA) | 84.0157
2022 | 51011 | CROPLAND (NON-IRRIGATED, USD/HA) | 66.7184
2021 | 51011 | CROPLAND (NON-IRRIGATED, USD/HA) | 60.5407
2020 | 51011 | CROPLAND (NON-IRRIGATED, USD/HA) | 79.0736
2019 | 51011 | CROPLAND (NON-IRRIGATED, USD/HA) | 74.1315
2017 | 51011 | CROPLAND (NON-IRRIGATED, USD/HA) | 66.7184
2016 | 51011 | CROPLAND (NON-IRRIGATED, USD/HA) | 59.3052
2014 | 51011 | CROPLAND (NON-IRRIGATED, USD/HA) | 59.3052
2013 | 51011 | CROPLAND (NON-IRRIGATED, USD/HA) | 64.2473
2012 | 51011 | CROPLAND (NON-IRRIGATED, USD/HA) | 72.896
2011 | 51011 | CROPLAND (NON-IRRIGATED, USD/HA) | 48.1855
2010 | 51011 | CROPLAND (NON-IRRIGATED, USD/HA) | 45.7144
2009 | 51011 | CROPLAND (NON-IRRIGATED, USD/HA) | 46.95
2008 | 51011 | CROPLAND (NON-IRRIGATED, USD/HA) | 59.3052
2024 | 8005 | CROPLAND (NON-IRRIGATED, USD/HA) | 39.5368
2023 | 8005 | CROPLAND (NON-IRRIGATED, USD/HA) | 32.1236
2022 | 8005 | CROPLAND (NON-IRRIGATED, USD/HA) | 40.7723
2021 | 8005 | CROPLAND (NON-IRRIGATED, USD/HA) | 35.8302
2020 | 8005 | CROPLAND (NON-IRRIGATED, USD/HA) | 35.8302
2019 | 8005 | CROPLAND (NON-IRRIGATED, USD/HA) | 40.7723
2017 | 8005 | CROPLAND (NON-IRRIGATED, USD/HA) | 34.5947
2016 | 8005 | CROPLAND (NON-IRRIGATED, USD/HA) | 37.0658
2014 | 8005 | CROPLAND (NON-IRRIGATED, USD/HA) | 44.4789
2013 | 8005 | CROPLAND (NON-IRRIGATED, USD/HA) | 61.7762
2009 | 8005 | CROPLAND (NON-IRRIGATED, USD/HA) | 45.7144
2024 | 48009 | CROPLAND (NON-IRRIGATED, USD/HA) | 79.0736
2023 | 48009 | CROPLAND (NON-IRRIGATED, USD/HA) | 82.7802
2022 | 48009 | CROPLAND (NON-IRRIGATED, USD/HA) | 77.8381
2021 | 48009 | CROPLAND (NON-IRRIGATED, USD/HA) | 74.1315
2020 | 48009 | CROPLAND (NON-IRRIGATED, USD/HA) | 67.9539
2019 | 48009 | CROPLAND (NON-IRRIGATED, USD/HA) | 64.2473
2017 | 48009 | CROPLAND (NON-IRRIGATED, USD/HA) | 64.2473
2016 | 48009 | CROPLAND (NON-IRRIGATED, USD/HA) | 67.9539
2014 | 48009 | CROPLAND (NON-IRRIGATED, USD/HA) | 67.9539
2012 | 48009 | CROPLAND (NON-IRRIGATED, USD/HA) | 63.0118
2011 | 48009 | CROPLAND (NON-IRRIGATED, USD/HA) | 66.7184
2010 | 48009 | CROPLAND (NON-IRRIGATED, USD/HA) | 70.4249
2009 | 48009 | CROPLAND (NON-IRRIGATED, USD/HA) | 65.4828
2008 | 48009 | CROPLAND (NON-IRRIGATED, USD/HA) | 63.0118
2023 | 8007 | CROPLAND (NON-IRRIGATED, USD/HA) | 50.6565
2022 | 8007 | CROPLAND (NON-IRRIGATED, USD/HA) | 35.8302
2021 | 8007 | CROPLAND (NON-IRRIGATED, USD/HA) | 54.3631
2024 | 26011 | CROPLAND (NON-IRRIGATED, USD/HA) | 266.8734
2023 | 26011 | CROPLAND (NON-IRRIGATED, USD/HA) | 276.7576
2022 | 26011 | CROPLAND (NON-IRRIGATED, USD/HA) | 237.2208
2021 | 26011 | CROPLAND (NON-IRRIGATED, USD/HA) | 214.9813
2020 | 26011 | CROPLAND (NON-IRRIGATED, USD/HA) | 219.9235
2019 | 26011 | CROPLAND (NON-IRRIGATED, USD/HA) | 205.0971
2014 | 26011 | CROPLAND (NON-IRRIGATED, USD/HA) | 210.0393
2013 | 26011 | CROPLAND (NON-IRRIGATED, USD/HA) | 216.2169
2012 | 26011 | CROPLAND (NON-IRRIGATED, USD/HA) | 218.6879
2011 | 26011 | CROPLAND (NON-IRRIGATED, USD/HA) | 150.734
2010 | 26011 | CROPLAND (NON-IRRIGATED, USD/HA) | 156.9117
2009 | 26011 | CROPLAND (NON-IRRIGATED, USD/HA) | 144.5564
2008 | 26011 | CROPLAND (NON-IRRIGATED, USD/HA) | 166.7959
2024 | 5001 | CROPLAND (NON-IRRIGATED, USD/HA) | 274.2865
2017 | 5001 | CROPLAND (NON-IRRIGATED, USD/HA) | 231.0432
2016 | 5001 | CROPLAND (NON-IRRIGATED, USD/HA) | 185.3287
2014 | 5001 | CROPLAND (NON-IRRIGATED, USD/HA) | 217.4524
2013 | 5001 | CROPLAND (NON-IRRIGATED, USD/HA) | 190.2708
2009 | 5001 | CROPLAND (NON-IRRIGATED, USD/HA) | 170.5025
2024 | 42005 | CROPLAND (NON-IRRIGATED, USD/HA) | 86.4868
2023 | 42005 | CROPLAND (NON-IRRIGATED, USD/HA) | 76.6025
2023 | 48011 | CROPLAND (NON-IRRIGATED, USD/HA) | 75.367
2022 | 42005 | CROPLAND (NON-IRRIGATED, USD/HA) | 67.9539
2022 | 48011 | CROPLAND (NON-IRRIGATED, USD/HA) | 63.0118
2021 | 42005 | CROPLAND (NON-IRRIGATED, USD/HA) | 100.0775
2021 | 48011 | CROPLAND (NON-IRRIGATED, USD/HA) | 61.7762
2020 | 48011 | CROPLAND (NON-IRRIGATED, USD/HA) | 50.6565
2019 | 48011 | CROPLAND (NON-IRRIGATED, USD/HA) | 45.7144
2017 | 42005 | CROPLAND (NON-IRRIGATED, USD/HA) | 113.6683
2017 | 48011 | CROPLAND (NON-IRRIGATED, USD/HA) | 51.892
2016 | 42005 | CROPLAND (NON-IRRIGATED, USD/HA) | 61.7762
2016 | 48011 | CROPLAND (NON-IRRIGATED, USD/HA) | 63.0118
2014 | 42005 | CROPLAND (NON-IRRIGATED, USD/HA) | 53.1276
2014 | 48011 | CROPLAND (NON-IRRIGATED, USD/HA) | 48.1855
2013 | 42005 | CROPLAND (NON-IRRIGATED, USD/HA) | 49.421
2013 | 48011 | CROPLAND (NON-IRRIGATED, USD/HA) | 45.7144
2012 | 48011 | CROPLAND (NON-IRRIGATED, USD/HA) | 45.7144
2011 | 42005 | CROPLAND (NON-IRRIGATED, USD/HA) | 43.2434
2011 | 48011 | CROPLAND (NON-IRRIGATED, USD/HA) | 45.7144
2010 | 42005 | CROPLAND (NON-IRRIGATED, USD/HA) | 43.2434
2010 | 48011 | CROPLAND (NON-IRRIGATED, USD/HA) | 34.5947
2009 | 42005 | CROPLAND (NON-IRRIGATED, USD/HA) | 44.4789
2009 | 48011 | CROPLAND (NON-IRRIGATED, USD/HA) | 40.7723
2008 | 42005 | CROPLAND (NON-IRRIGATED, USD/HA) | 39.5368
2024 | 23003 | CROPLAND (NON-IRRIGATED, USD/HA) | 256.9892
2023 | 23003 | CROPLAND (NON-IRRIGATED, USD/HA) | 224.8655
2022 | 23003 | CROPLAND (NON-IRRIGATED, USD/HA) | 211.2748
2021 | 23003 | CROPLAND (NON-IRRIGATED, USD/HA) | 193.9774
2019 | 23003 | CROPLAND (NON-IRRIGATED, USD/HA) | 196.4485
2017 | 23003 | CROPLAND (NON-IRRIGATED, USD/HA) | 180.3867
2016 | 23003 | CROPLAND (NON-IRRIGATED, USD/HA) | 181.6222
2014 | 23003 | CROPLAND (NON-IRRIGATED, USD/HA) | 160.6182
2013 | 23003 | CROPLAND (NON-IRRIGATED, USD/HA) | 138.3788
2012 | 23003 | CROPLAND (NON-IRRIGATED, USD/HA) | 149.4985
2011 | 23003 | CROPLAND (NON-IRRIGATED, USD/HA) | 133.4367
2010 | 23003 | CROPLAND (NON-IRRIGATED, USD/HA) | 132.2012
2008 | 23003 | CROPLAND (NON-IRRIGATED, USD/HA) | 135.9077
2010 | 22005 | CROPLAND (NON-IRRIGATED, USD/HA) | 113.6683
2024 | 37009 | CROPLAND (NON-IRRIGATED, USD/HA) | 217.4524
2023 | 37009 | CROPLAND (NON-IRRIGATED, USD/HA) | 168.0314
2022 | 37009 | CROPLAND (NON-IRRIGATED, USD/HA) | 191.5064
2021 | 37009 | CROPLAND (NON-IRRIGATED, USD/HA) | 158.1472
2017 | 37009 | CROPLAND (NON-IRRIGATED, USD/HA) | 197.684
2016 | 37009 | CROPLAND (NON-IRRIGATED, USD/HA) | 222.3945
2014 | 37009 | CROPLAND (NON-IRRIGATED, USD/HA) | 175.4445
2013 | 37009 | CROPLAND (NON-IRRIGATED, USD/HA) | 142.0854
2012 | 37009 | CROPLAND (NON-IRRIGATED, USD/HA) | 149.4985
2011 | 37009 | CROPLAND (NON-IRRIGATED, USD/HA) | 75.367
2010 | 37009 | CROPLAND (NON-IRRIGATED, USD/HA) | 63.0118
2009 | 37009 | CROPLAND (NON-IRRIGATED, USD/HA) | 166.7959
2008 | 37009 | CROPLAND (NON-IRRIGATED, USD/HA) | 147.0275
2024 | 39005 | CROPLAND (NON-IRRIGATED, USD/HA) | 331.1207
2024 | 55003 | CROPLAND (NON-IRRIGATED, USD/HA) | 90.1933
2023 | 39005 | CROPLAND (NON-IRRIGATED, USD/HA) | 274.2865
2023 | 55003 | CROPLAND (NON-IRRIGATED, USD/HA) | 69.1894
2022 | 39005 | CROPLAND (NON-IRRIGATED, USD/HA) | 269.3444
2022 | 55003 | CROPLAND (NON-IRRIGATED, USD/HA) | 84.0157
2021 | 39005 | CROPLAND (NON-IRRIGATED, USD/HA) | 247.105
2021 | 55003 | CROPLAND (NON-IRRIGATED, USD/HA) | 67.9539
2020 | 39005 | CROPLAND (NON-IRRIGATED, USD/HA) | 271.8155
2020 | 55003 | CROPLAND (NON-IRRIGATED, USD/HA) | 80.3091
2019 | 39005 | CROPLAND (NON-IRRIGATED, USD/HA) | 274.2865
2017 | 39005 | CROPLAND (NON-IRRIGATED, USD/HA) | 274.2865
2016 | 39005 | CROPLAND (NON-IRRIGATED, USD/HA) | 281.6997
2016 | 55003 | CROPLAND (NON-IRRIGATED, USD/HA) | 44.4789
2014 | 39005 | CROPLAND (NON-IRRIGATED, USD/HA) | 252.0471
2014 | 55003 | CROPLAND (NON-IRRIGATED, USD/HA) | 53.1276
2013 | 39005 | CROPLAND (NON-IRRIGATED, USD/HA) | 254.5181
2012 | 39005 | CROPLAND (NON-IRRIGATED, USD/HA) | 207.5682
2011 | 39005 | CROPLAND (NON-IRRIGATED, USD/HA) | 197.684
2009 | 39005 | CROPLAND (NON-IRRIGATED, USD/HA) | 160.6182
2009 | 55003 | CROPLAND (NON-IRRIGATED, USD/HA) | 43.2434
2008 | 39005 | CROPLAND (NON-IRRIGATED, USD/HA) | 160.6182
2017 | 5003 | CROPLAND (NON-IRRIGATED, USD/HA) | 114.9038
2014 | 5003 | CROPLAND (NON-IRRIGATED, USD/HA) | 197.684
2012 | 5003 | CROPLAND (NON-IRRIGATED, USD/HA) | 77.8381
2011 | 5003 | CROPLAND (NON-IRRIGATED, USD/HA) | 90.1933
2010 | 5003 | CROPLAND (NON-IRRIGATED, USD/HA) | 76.6025
2009 | 5003 | CROPLAND (NON-IRRIGATED, USD/HA) | 102.5486
2024 | 39007 | CROPLAND (NON-IRRIGATED, USD/HA) | 140.8499
2023 | 39007 | CROPLAND (NON-IRRIGATED, USD/HA) | 149.4985
2022 | 39007 | CROPLAND (NON-IRRIGATED, USD/HA) | 127.2591
2021 | 39007 | CROPLAND (NON-IRRIGATED, USD/HA) | 147.0275
2020 | 39007 | CROPLAND (NON-IRRIGATED, USD/HA) | 153.2051
2019 | 39007 | CROPLAND (NON-IRRIGATED, USD/HA) | 168.0314
2017 | 39007 | CROPLAND (NON-IRRIGATED, USD/HA) | 174.209
2016 | 39007 | CROPLAND (NON-IRRIGATED, USD/HA) | 181.6222
2014 | 39007 | CROPLAND (NON-IRRIGATED, USD/HA) | 153.2051
2013 | 39007 | CROPLAND (NON-IRRIGATED, USD/HA) | 119.8459
2012 | 39007 | CROPLAND (NON-IRRIGATED, USD/HA) | 101.3131
2011 | 39007 | CROPLAND (NON-IRRIGATED, USD/HA) | 93.8999
2010 | 39007 | CROPLAND (NON-IRRIGATED, USD/HA) | 84.0157
2009 | 39007 | CROPLAND (NON-IRRIGATED, USD/HA) | 86.4868
2008 | 39007 | CROPLAND (NON-IRRIGATED, USD/HA) | 86.4868
2023 | 53003 | CROPLAND (NON-IRRIGATED, USD/HA) | 145.7919
2022 | 53003 | CROPLAND (NON-IRRIGATED, USD/HA) | 109.9617
2021 | 53003 | CROPLAND (NON-IRRIGATED, USD/HA) | 77.8381
2019 | 53003 | CROPLAND (NON-IRRIGATED, USD/HA) | 50.6565
2017 | 53003 | CROPLAND (NON-IRRIGATED, USD/HA) | 51.892
2014 | 53003 | CROPLAND (NON-IRRIGATED, USD/HA) | 75.367
2012 | 53003 | CROPLAND (NON-IRRIGATED, USD/HA) | 67.9539
2009 | 53003 | CROPLAND (NON-IRRIGATED, USD/HA) | 106.2552
2022 | 22007 | CROPLAND (NON-IRRIGATED, USD/HA) | 109.9617
2021 | 22007 | CROPLAND (NON-IRRIGATED, USD/HA) | 148.263
2014 | 22007 | CROPLAND (NON-IRRIGATED, USD/HA) | 170.5025
2013 | 22007 | CROPLAND (NON-IRRIGATED, USD/HA) | 177.9156
2009 | 22007 | CROPLAND (NON-IRRIGATED, USD/HA) | 192.7419
2024 | 48013 | CROPLAND (NON-IRRIGATED, USD/HA) | 37.0658
2023 | 48013 | CROPLAND (NON-IRRIGATED, USD/HA) | 49.421
2022 | 48013 | CROPLAND (NON-IRRIGATED, USD/HA) | 46.95
2021 | 48013 | CROPLAND (NON-IRRIGATED, USD/HA) | 54.3631
2020 | 48013 | CROPLAND (NON-IRRIGATED, USD/HA) | 40.7723
2019 | 48013 | CROPLAND (NON-IRRIGATED, USD/HA) | 38.3013
2017 | 48013 | CROPLAND (NON-IRRIGATED, USD/HA) | 33.3592
2016 | 48013 | CROPLAND (NON-IRRIGATED, USD/HA) | 38.3013
2014 | 48013 | CROPLAND (NON-IRRIGATED, USD/HA) | 33.3592
2013 | 48013 | CROPLAND (NON-IRRIGATED, USD/HA) | 33.3592
2012 | 48013 | CROPLAND (NON-IRRIGATED, USD/HA) | 33.3592
2011 | 48013 | CROPLAND (NON-IRRIGATED, USD/HA) | 44.4789
2010 | 48013 | CROPLAND (NON-IRRIGATED, USD/HA) | 49.421
2009 | 48013 | CROPLAND (NON-IRRIGATED, USD/HA) | 53.1276
2024 | 20005 | CROPLAND (NON-IRRIGATED, USD/HA) | 311.3523
2024 | 29005 | CROPLAND (NON-IRRIGATED, USD/HA) | 602.9362
2023 | 20005 | CROPLAND (NON-IRRIGATED, USD/HA) | 301.4681
2023 | 29005 | CROPLAND (NON-IRRIGATED, USD/HA) | 533.7468
2022 | 20005 | CROPLAND (NON-IRRIGATED, USD/HA) | 291.5839
2022 | 29005 | CROPLAND (NON-IRRIGATED, USD/HA) | 501.6232
2021 | 20005 | CROPLAND (NON-IRRIGATED, USD/HA) | 264.4024
2021 | 29005 | CROPLAND (NON-IRRIGATED, USD/HA) | 504.0942
2020 | 20005 | CROPLAND (NON-IRRIGATED, USD/HA) | 249.5761
2020 | 29005 | CROPLAND (NON-IRRIGATED, USD/HA) | 459.6153
2019 | 20005 | CROPLAND (NON-IRRIGATED, USD/HA) | 286.6418
2019 | 29005 | CROPLAND (NON-IRRIGATED, USD/HA) | 462.0863
2017 | 20005 | CROPLAND (NON-IRRIGATED, USD/HA) | 266.8734
2017 | 29005 | CROPLAND (NON-IRRIGATED, USD/HA) | 464.5574
2016 | 20005 | CROPLAND (NON-IRRIGATED, USD/HA) | 240.9274
2016 | 29005 | CROPLAND (NON-IRRIGATED, USD/HA) | 474.4416
2014 | 20005 | CROPLAND (NON-IRRIGATED, USD/HA) | 228.5721
2014 | 29005 | CROPLAND (NON-IRRIGATED, USD/HA) | 528.8047
2013 | 20005 | CROPLAND (NON-IRRIGATED, USD/HA) | 222.3945
2013 | 29005 | CROPLAND (NON-IRRIGATED, USD/HA) | 499.1521
2012 | 20005 | CROPLAND (NON-IRRIGATED, USD/HA) | 243.3984
2012 | 29005 | CROPLAND (NON-IRRIGATED, USD/HA) | 462.0863
2011 | 20005 | CROPLAND (NON-IRRIGATED, USD/HA) | 207.5682
2011 | 29005 | CROPLAND (NON-IRRIGATED, USD/HA) | 370.6575
2010 | 20005 | CROPLAND (NON-IRRIGATED, USD/HA) | 192.7419
2010 | 29005 | CROPLAND (NON-IRRIGATED, USD/HA) | 341.0049
2009 | 20005 | CROPLAND (NON-IRRIGATED, USD/HA) | 165.5603
2009 | 29005 | CROPLAND (NON-IRRIGATED, USD/HA) | 326.1786
2008 | 20005 | CROPLAND (NON-IRRIGATED, USD/HA) | 175.4445
2008 | 29005 | CROPLAND (NON-IRRIGATED, USD/HA) | 276.7576
2024 | 39009 | CROPLAND (NON-IRRIGATED, USD/HA) | 116.1393
2023 | 39009 | CROPLAND (NON-IRRIGATED, USD/HA) | 171.738
2022 | 39009 | CROPLAND (NON-IRRIGATED, USD/HA) | 112.4328
2021 | 39009 | CROPLAND (NON-IRRIGATED, USD/HA) | 148.263
2020 | 39009 | CROPLAND (NON-IRRIGATED, USD/HA) | 148.263
2019 | 39009 | CROPLAND (NON-IRRIGATED, USD/HA) | 139.6143
2017 | 39009 | CROPLAND (NON-IRRIGATED, USD/HA) | 140.8499
2016 | 39009 | CROPLAND (NON-IRRIGATED, USD/HA) | 135.9077
2014 | 39009 | CROPLAND (NON-IRRIGATED, USD/HA) | 130.9657
2024 | 13003 | CROPLAND (NON-IRRIGATED, USD/HA) | 279.2287
2023 | 13003 | CROPLAND (NON-IRRIGATED, USD/HA) | 271.8155
2022 | 13003 | CROPLAND (NON-IRRIGATED, USD/HA) | 284.1707
2021 | 13003 | CROPLAND (NON-IRRIGATED, USD/HA) | 296.526
2020 | 13003 | CROPLAND (NON-IRRIGATED, USD/HA) | 279.2287
2019 | 13003 | CROPLAND (NON-IRRIGATED, USD/HA) | 247.105
2017 | 13003 | CROPLAND (NON-IRRIGATED, USD/HA) | 203.8616
2016 | 13003 | CROPLAND (NON-IRRIGATED, USD/HA) | 190.2708
2014 | 13003 | CROPLAND (NON-IRRIGATED, USD/HA) | 212.5103
2013 | 13003 | CROPLAND (NON-IRRIGATED, USD/HA) | 222.3945
2012 | 13003 | CROPLAND (NON-IRRIGATED, USD/HA) | 202.6261
2011 | 13003 | CROPLAND (NON-IRRIGATED, USD/HA) | 207.5682
2010 | 13003 | CROPLAND (NON-IRRIGATED, USD/HA) | 172.9735
2009 | 13003 | CROPLAND (NON-IRRIGATED, USD/HA) | 153.2051
2024 | 40005 | CROPLAND (NON-IRRIGATED, USD/HA) | 39.5368
2023 | 40005 | CROPLAND (NON-IRRIGATED, USD/HA) | 28.4171
2022 | 40005 | CROPLAND (NON-IRRIGATED, USD/HA) | 44.4789
2021 | 40005 | CROPLAND (NON-IRRIGATED, USD/HA) | 51.892
2020 | 40005 | CROPLAND (NON-IRRIGATED, USD/HA) | 65.4828
2017 | 40005 | CROPLAND (NON-IRRIGATED, USD/HA) | 30.8881
2016 | 40005 | CROPLAND (NON-IRRIGATED, USD/HA) | 28.4171
2014 | 40005 | CROPLAND (NON-IRRIGATED, USD/HA) | 43.2434
2012 | 40005 | CROPLAND (NON-IRRIGATED, USD/HA) | 22.7337
2010 | 40005 | CROPLAND (NON-IRRIGATED, USD/HA) | 42.0078
2024 | 28007 | CROPLAND (NON-IRRIGATED, USD/HA) | 179.1511
2023 | 28007 | CROPLAND (NON-IRRIGATED, USD/HA) | 128.4946
2021 | 28007 | CROPLAND (NON-IRRIGATED, USD/HA) | 137.1433
2020 | 28007 | CROPLAND (NON-IRRIGATED, USD/HA) | 148.263
2019 | 28007 | CROPLAND (NON-IRRIGATED, USD/HA) | 129.7301
2017 | 28007 | CROPLAND (NON-IRRIGATED, USD/HA) | 108.7262
2016 | 28007 | CROPLAND (NON-IRRIGATED, USD/HA) | 139.6143
2014 | 28007 | CROPLAND (NON-IRRIGATED, USD/HA) | 151.9696
2013 | 28007 | CROPLAND (NON-IRRIGATED, USD/HA) | 145.7919
2012 | 28007 | CROPLAND (NON-IRRIGATED, USD/HA) | 145.7919
2011 | 28007 | CROPLAND (NON-IRRIGATED, USD/HA) | 151.9696
2010 | 28007 | CROPLAND (NON-IRRIGATED, USD/HA) | 145.7919
2009 | 28007 | CROPLAND (NON-IRRIGATED, USD/HA) | 158.1472
2024 | 29007 | CROPLAND (NON-IRRIGATED, USD/HA) | 422.5496
2023 | 29007 | CROPLAND (NON-IRRIGATED, USD/HA) | 385.4838
2022 | 29007 | CROPLAND (NON-IRRIGATED, USD/HA) | 397.839
2021 | 29007 | CROPLAND (NON-IRRIGATED, USD/HA) | 375.5996
2020 | 29007 | CROPLAND (NON-IRRIGATED, USD/HA) | 360.7733
2019 | 29007 | CROPLAND (NON-IRRIGATED, USD/HA) | 348.418
2017 | 29007 | CROPLAND (NON-IRRIGATED, USD/HA) | 323.7075
2016 | 29007 | CROPLAND (NON-IRRIGATED, USD/HA) | 326.1786
2014 | 29007 | CROPLAND (NON-IRRIGATED, USD/HA) | 360.7733
2013 | 29007 | CROPLAND (NON-IRRIGATED, USD/HA) | 294.055
2012 | 29007 | CROPLAND (NON-IRRIGATED, USD/HA) | 294.055
2011 | 29007 | CROPLAND (NON-IRRIGATED, USD/HA) | 264.4024
2010 | 29007 | CROPLAND (NON-IRRIGATED, USD/HA) | 223.63
2009 | 29007 | CROPLAND (NON-IRRIGATED, USD/HA) | 213.7458
2008 | 29007 | CROPLAND (NON-IRRIGATED, USD/HA) | 213.7458
2024 | 19009 | CROPLAND (NON-IRRIGATED, USD/HA) | 706.7203
2023 | 19009 | CROPLAND (NON-IRRIGATED, USD/HA) | 716.6045
2022 | 19009 | CROPLAND (NON-IRRIGATED, USD/HA) | 696.8361
2021 | 19009 | CROPLAND (NON-IRRIGATED, USD/HA) | 593.052
2020 | 19009 | CROPLAND (NON-IRRIGATED, USD/HA) | 597.9941
2019 | 19009 | CROPLAND (NON-IRRIGATED, USD/HA) | 612.8204
2017 | 19009 | CROPLAND (NON-IRRIGATED, USD/HA) | 627.6467
2016 | 19009 | CROPLAND (NON-IRRIGATED, USD/HA) | 640.0019
2014 | 19009 | CROPLAND (NON-IRRIGATED, USD/HA) | 672.1256
2013 | 19009 | CROPLAND (NON-IRRIGATED, USD/HA) | 682.0098
2012 | 19009 | CROPLAND (NON-IRRIGATED, USD/HA) | 642.473
2011 | 19009 | CROPLAND (NON-IRRIGATED, USD/HA) | 511.5073
2010 | 19009 | CROPLAND (NON-IRRIGATED, USD/HA) | 439.8469
2009 | 19009 | CROPLAND (NON-IRRIGATED, USD/HA) | 452.2022
2008 | 19009 | CROPLAND (NON-IRRIGATED, USD/HA) | 410.1943
2024 | 39011 | CROPLAND (NON-IRRIGATED, USD/HA) | 531.2758
2023 | 39011 | CROPLAND (NON-IRRIGATED, USD/HA) | 568.3415
2022 | 39011 | CROPLAND (NON-IRRIGATED, USD/HA) | 526.3337
2021 | 39011 | CROPLAND (NON-IRRIGATED, USD/HA) | 479.3837
2020 | 39011 | CROPLAND (NON-IRRIGATED, USD/HA) | 506.5652
2019 | 39011 | CROPLAND (NON-IRRIGATED, USD/HA) | 509.0363
2017 | 39011 | CROPLAND (NON-IRRIGATED, USD/HA) | 511.5073
2016 | 39011 | CROPLAND (NON-IRRIGATED, USD/HA) | 504.0942
2014 | 39011 | CROPLAND (NON-IRRIGATED, USD/HA) | 457.1442
2013 | 39011 | CROPLAND (NON-IRRIGATED, USD/HA) | 397.839
2012 | 39011 | CROPLAND (NON-IRRIGATED, USD/HA) | 397.839
2011 | 39011 | CROPLAND (NON-IRRIGATED, USD/HA) | 328.6497
2010 | 39011 | CROPLAND (NON-IRRIGATED, USD/HA) | 286.6418
2009 | 39011 | CROPLAND (NON-IRRIGATED, USD/HA) | 279.2287
2008 | 39011 | CROPLAND (NON-IRRIGATED, USD/HA) | 276.7576
2024 | 51015 | CROPLAND (NON-IRRIGATED, USD/HA) | 138.3788
2023 | 51015 | CROPLAND (NON-IRRIGATED, USD/HA) | 154.4406
2022 | 51015 | CROPLAND (NON-IRRIGATED, USD/HA) | 160.6182
2021 | 51015 | CROPLAND (NON-IRRIGATED, USD/HA) | 140.8499
2020 | 51015 | CROPLAND (NON-IRRIGATED, USD/HA) | 150.734
2019 | 51015 | CROPLAND (NON-IRRIGATED, USD/HA) | 165.5603
2017 | 51015 | CROPLAND (NON-IRRIGATED, USD/HA) | 138.3788
2016 | 51015 | CROPLAND (NON-IRRIGATED, USD/HA) | 138.3788
2014 | 51015 | CROPLAND (NON-IRRIGATED, USD/HA) | 140.8499
2013 | 51015 | CROPLAND (NON-IRRIGATED, USD/HA) | 122.317
2012 | 51015 | CROPLAND (NON-IRRIGATED, USD/HA) | 111.1972
2011 | 51015 | CROPLAND (NON-IRRIGATED, USD/HA) | 82.7802
2010 | 51015 | CROPLAND (NON-IRRIGATED, USD/HA) | 100.0775
2009 | 51015 | CROPLAND (NON-IRRIGATED, USD/HA) | 98.842
2008 | 51015 | CROPLAND (NON-IRRIGATED, USD/HA) | 98.842
2024 | 46003 | CROPLAND (NON-IRRIGATED, USD/HA) | 306.4102
2023 | 46003 | CROPLAND (NON-IRRIGATED, USD/HA) | 286.6418
2022 | 46003 | CROPLAND (NON-IRRIGATED, USD/HA) | 284.1707
2021 | 46003 | CROPLAND (NON-IRRIGATED, USD/HA) | 291.5839
2020 | 46003 | CROPLAND (NON-IRRIGATED, USD/HA) | 294.055
2019 | 46003 | CROPLAND (NON-IRRIGATED, USD/HA) | 279.2287
2017 | 46003 | CROPLAND (NON-IRRIGATED, USD/HA) | 264.4024
2016 | 46003 | CROPLAND (NON-IRRIGATED, USD/HA) | 245.8695
2014 | 46003 | CROPLAND (NON-IRRIGATED, USD/HA) | 247.105
2013 | 46003 | CROPLAND (NON-IRRIGATED, USD/HA) | 249.5761
2012 | 46003 | CROPLAND (NON-IRRIGATED, USD/HA) | 235.9853
2011 | 46003 | CROPLAND (NON-IRRIGATED, USD/HA) | 185.3287
2010 | 46003 | CROPLAND (NON-IRRIGATED, USD/HA) | 160.6182
2009 | 46003 | CROPLAND (NON-IRRIGATED, USD/HA) | 150.734
2008 | 46003 | CROPLAND (NON-IRRIGATED, USD/HA) | 156.9117
2024 | 48015 | CROPLAND (NON-IRRIGATED, USD/HA) | 50.6565
2023 | 48015 | CROPLAND (NON-IRRIGATED, USD/HA) | 48.1855
2022 | 48015 | CROPLAND (NON-IRRIGATED, USD/HA) | 48.1855
2021 | 48015 | CROPLAND (NON-IRRIGATED, USD/HA) | 42.0078
2020 | 48015 | CROPLAND (NON-IRRIGATED, USD/HA) | 51.892
2019 | 48015 | CROPLAND (NON-IRRIGATED, USD/HA) | 56.8342
2016 | 48015 | CROPLAND (NON-IRRIGATED, USD/HA) | 56.8342
2014 | 48015 | CROPLAND (NON-IRRIGATED, USD/HA) | 54.3631
2013 | 48015 | CROPLAND (NON-IRRIGATED, USD/HA) | 44.4789
2012 | 48015 | CROPLAND (NON-IRRIGATED, USD/HA) | 49.421
2011 | 48015 | CROPLAND (NON-IRRIGATED, USD/HA) | 56.8342
2010 | 48015 | CROPLAND (NON-IRRIGATED, USD/HA) | 79.0736
2009 | 48015 | CROPLAND (NON-IRRIGATED, USD/HA) | 84.0157
2008 | 48015 | CROPLAND (NON-IRRIGATED, USD/HA) | 61.7762
2024 | 1001 | CROPLAND (NON-IRRIGATED, USD/HA) | 142.0854
2023 | 1001 | CROPLAND (NON-IRRIGATED, USD/HA) | 123.5525
2022 | 1001 | CROPLAND (NON-IRRIGATED, USD/HA) | 126.0236
2021 | 1001 | CROPLAND (NON-IRRIGATED, USD/HA) | 118.6104
2020 | 1001 | CROPLAND (NON-IRRIGATED, USD/HA) | 95.1354
2019 | 1001 | CROPLAND (NON-IRRIGATED, USD/HA) | 80.3091
2017 | 1001 | CROPLAND (NON-IRRIGATED, USD/HA) | 81.5447
2016 | 1001 | CROPLAND (NON-IRRIGATED, USD/HA) | 82.7802
2014 | 1001 | CROPLAND (NON-IRRIGATED, USD/HA) | 69.1894
2012 | 1001 | CROPLAND (NON-IRRIGATED, USD/HA) | 54.3631
2011 | 1001 | CROPLAND (NON-IRRIGATED, USD/HA) | 64.2473
2010 | 1001 | CROPLAND (NON-IRRIGATED, USD/HA) | 66.7184
2009 | 1001 | CROPLAND (NON-IRRIGATED, USD/HA) | 61.7762
2022 | 37011 | CROPLAND (NON-IRRIGATED, USD/HA) | 172.9735
2021 | 37011 | CROPLAND (NON-IRRIGATED, USD/HA) | 148.263
2024 | 22009 | CROPLAND (NON-IRRIGATED, USD/HA) | 289.1128
2023 | 22009 | CROPLAND (NON-IRRIGATED, USD/HA) | 226.1011
2022 | 22009 | CROPLAND (NON-IRRIGATED, USD/HA) | 243.3984
2021 | 22009 | CROPLAND (NON-IRRIGATED, USD/HA) | 226.1011
2020 | 22009 | CROPLAND (NON-IRRIGATED, USD/HA) | 212.5103
2019 | 22009 | CROPLAND (NON-IRRIGATED, USD/HA) | 210.0393
2017 | 22009 | CROPLAND (NON-IRRIGATED, USD/HA) | 213.7458
2016 | 22009 | CROPLAND (NON-IRRIGATED, USD/HA) | 195.213
2014 | 22009 | CROPLAND (NON-IRRIGATED, USD/HA) | 210.0393
2013 | 22009 | CROPLAND (NON-IRRIGATED, USD/HA) | 185.3287
2012 | 22009 | CROPLAND (NON-IRRIGATED, USD/HA) | 168.0314
2011 | 22009 | CROPLAND (NON-IRRIGATED, USD/HA) | 158.1472
2010 | 22009 | CROPLAND (NON-IRRIGATED, USD/HA) | 160.6182
2009 | 22009 | CROPLAND (NON-IRRIGATED, USD/HA) | 158.1472
2008 | 22009 | CROPLAND (NON-IRRIGATED, USD/HA) | 165.5603
2024 | 8009 | CROPLAND (NON-IRRIGATED, USD/HA) | 75.367
2023 | 8009 | CROPLAND (NON-IRRIGATED, USD/HA) | 75.367
2022 | 8009 | CROPLAND (NON-IRRIGATED, USD/HA) | 75.367
2021 | 8009 | CROPLAND (NON-IRRIGATED, USD/HA) | 69.1894
2020 | 8009 | CROPLAND (NON-IRRIGATED, USD/HA) | 66.7184
2019 | 8009 | CROPLAND (NON-IRRIGATED, USD/HA) | 76.6025
2017 | 8009 | CROPLAND (NON-IRRIGATED, USD/HA) | 74.1315
2016 | 8009 | CROPLAND (NON-IRRIGATED, USD/HA) | 54.3631
2014 | 8009 | CROPLAND (NON-IRRIGATED, USD/HA) | 37.0658
2013 | 8009 | CROPLAND (NON-IRRIGATED, USD/HA) | 58.0697
2012 | 8009 | CROPLAND (NON-IRRIGATED, USD/HA) | 61.7762
2010 | 8009 | CROPLAND (NON-IRRIGATED, USD/HA) | 64.2473
2024 | 13005 | CROPLAND (NON-IRRIGATED, USD/HA) | 168.0314
2023 | 13005 | CROPLAND (NON-IRRIGATED, USD/HA) | 212.5103
2022 | 13005 | CROPLAND (NON-IRRIGATED, USD/HA) | 228.5721
2021 | 13005 | CROPLAND (NON-IRRIGATED, USD/HA) | 193.9774
2020 | 13005 | CROPLAND (NON-IRRIGATED, USD/HA) | 200.155
2016 | 13005 | CROPLAND (NON-IRRIGATED, USD/HA) | 170.5025
2014 | 13005 | CROPLAND (NON-IRRIGATED, USD/HA) | 200.155
2010 | 13005 | CROPLAND (NON-IRRIGATED, USD/HA) | 118.6104
2009 | 13005 | CROPLAND (NON-IRRIGATED, USD/HA) | 126.0236
2024 | 48017 | CROPLAND (NON-IRRIGATED, USD/HA) | 91.4288
2023 | 48017 | CROPLAND (NON-IRRIGATED, USD/HA) | 97.6065
2022 | 48017 | CROPLAND (NON-IRRIGATED, USD/HA) | 75.367
2021 | 48017 | CROPLAND (NON-IRRIGATED, USD/HA) | 116.1393
2020 | 48017 | CROPLAND (NON-IRRIGATED, USD/HA) | 101.3131
2019 | 48017 | CROPLAND (NON-IRRIGATED, USD/HA) | 103.7841
2017 | 48017 | CROPLAND (NON-IRRIGATED, USD/HA) | 88.9578
2016 | 48017 | CROPLAND (NON-IRRIGATED, USD/HA) | 92.6644
2014 | 48017 | CROPLAND (NON-IRRIGATED, USD/HA) | 82.7802
2013 | 48017 | CROPLAND (NON-IRRIGATED, USD/HA) | 80.3091
2011 | 48017 | CROPLAND (NON-IRRIGATED, USD/HA) | 75.367
2010 | 48017 | CROPLAND (NON-IRRIGATED, USD/HA) | 70.4249
2009 | 48017 | CROPLAND (NON-IRRIGATED, USD/HA) | 71.6604
2024 | 13007 | CROPLAND (NON-IRRIGATED, USD/HA) | 238.4563
2024 | 41001 | CROPLAND (NON-IRRIGATED, USD/HA) | 186.5643
2023 | 13007 | CROPLAND (NON-IRRIGATED, USD/HA) | 211.2748
2023 | 41001 | CROPLAND (NON-IRRIGATED, USD/HA) | 201.3906
2022 | 13007 | CROPLAND (NON-IRRIGATED, USD/HA) | 223.63
2021 | 13007 | CROPLAND (NON-IRRIGATED, USD/HA) | 195.213
2020 | 13007 | CROPLAND (NON-IRRIGATED, USD/HA) | 174.209
2019 | 13007 | CROPLAND (NON-IRRIGATED, USD/HA) | 197.684
2017 | 13007 | CROPLAND (NON-IRRIGATED, USD/HA) | 190.2708
2016 | 13007 | CROPLAND (NON-IRRIGATED, USD/HA) | 176.6801
2016 | 41001 | CROPLAND (NON-IRRIGATED, USD/HA) | 106.2552
2014 | 13007 | CROPLAND (NON-IRRIGATED, USD/HA) | 207.5682
2013 | 13007 | CROPLAND (NON-IRRIGATED, USD/HA) | 190.2708
2012 | 13007 | CROPLAND (NON-IRRIGATED, USD/HA) | 184.0932
2012 | 41001 | CROPLAND (NON-IRRIGATED, USD/HA) | 149.4985
2011 | 13007 | CROPLAND (NON-IRRIGATED, USD/HA) | 185.3287
2010 | 13007 | CROPLAND (NON-IRRIGATED, USD/HA) | 156.9117
2009 | 13007 | CROPLAND (NON-IRRIGATED, USD/HA) | 132.2012
2024 | 1003 | CROPLAND (NON-IRRIGATED, USD/HA) | 200.155
2023 | 1003 | CROPLAND (NON-IRRIGATED, USD/HA) | 197.684
2022 | 1003 | CROPLAND (NON-IRRIGATED, USD/HA) | 176.6801
2021 | 1003 | CROPLAND (NON-IRRIGATED, USD/HA) | 182.8577
2020 | 1003 | CROPLAND (NON-IRRIGATED, USD/HA) | 201.3906
2019 | 1003 | CROPLAND (NON-IRRIGATED, USD/HA) | 180.3867
2017 | 1003 | CROPLAND (NON-IRRIGATED, USD/HA) | 193.9774
2016 | 1003 | CROPLAND (NON-IRRIGATED, USD/HA) | 174.209
2014 | 1003 | CROPLAND (NON-IRRIGATED, USD/HA) | 176.6801
2013 | 1003 | CROPLAND (NON-IRRIGATED, USD/HA) | 174.209
2012 | 1003 | CROPLAND (NON-IRRIGATED, USD/HA) | 163.0893
2011 | 1003 | CROPLAND (NON-IRRIGATED, USD/HA) | 138.3788
2010 | 1003 | CROPLAND (NON-IRRIGATED, USD/HA) | 135.9077
2009 | 1003 | CROPLAND (NON-IRRIGATED, USD/HA) | 143.3209
2008 | 1003 | CROPLAND (NON-IRRIGATED, USD/HA) | 133.4367
2024 | 21007 | CROPLAND (NON-IRRIGATED, USD/HA) | 412.6653
2023 | 21007 | CROPLAND (NON-IRRIGATED, USD/HA) | 383.0127
2022 | 21007 | CROPLAND (NON-IRRIGATED, USD/HA) | 350.8891
2021 | 21007 | CROPLAND (NON-IRRIGATED, USD/HA) | 360.7733
2020 | 21007 | CROPLAND (NON-IRRIGATED, USD/HA) | 328.6497
2019 | 21007 | CROPLAND (NON-IRRIGATED, USD/HA) | 323.7075
2017 | 21007 | CROPLAND (NON-IRRIGATED, USD/HA) | 336.0628
2016 | 21007 | CROPLAND (NON-IRRIGATED, USD/HA) | 274.2865
2014 | 21007 | CROPLAND (NON-IRRIGATED, USD/HA) | 298.9971
2013 | 21007 | CROPLAND (NON-IRRIGATED, USD/HA) | 281.6997
2012 | 21007 | CROPLAND (NON-IRRIGATED, USD/HA) | 252.0471
2011 | 21007 | CROPLAND (NON-IRRIGATED, USD/HA) | 200.155
2010 | 21007 | CROPLAND (NON-IRRIGATED, USD/HA) | 192.7419
2009 | 21007 | CROPLAND (NON-IRRIGATED, USD/HA) | 197.684
2008 | 21007 | CROPLAND (NON-IRRIGATED, USD/HA) | 185.3287
2024 | 24005 | CROPLAND (NON-IRRIGATED, USD/HA) | 365.7154
2023 | 24005 | CROPLAND (NON-IRRIGATED, USD/HA) | 239.6918
2022 | 24005 | CROPLAND (NON-IRRIGATED, USD/HA) | 243.3984
2021 | 24005 | CROPLAND (NON-IRRIGATED, USD/HA) | 238.4563
2017 | 24005 | CROPLAND (NON-IRRIGATED, USD/HA) | 228.5721
2016 | 24005 | CROPLAND (NON-IRRIGATED, USD/HA) | 185.3287
2014 | 24005 | CROPLAND (NON-IRRIGATED, USD/HA) | 301.4681
2013 | 24005 | CROPLAND (NON-IRRIGATED, USD/HA) | 218.6879
2012 | 24005 | CROPLAND (NON-IRRIGATED, USD/HA) | 193.9774
2011 | 24005 | CROPLAND (NON-IRRIGATED, USD/HA) | 185.3287
2010 | 24005 | CROPLAND (NON-IRRIGATED, USD/HA) | 174.209
2009 | 24005 | CROPLAND (NON-IRRIGATED, USD/HA) | 154.4406
2008 | 24005 | CROPLAND (NON-IRRIGATED, USD/HA) | 166.7959
2024 | 45009 | CROPLAND (NON-IRRIGATED, USD/HA) | 90.1933
2023 | 45009 | CROPLAND (NON-IRRIGATED, USD/HA) | 101.3131
2022 | 45009 | CROPLAND (NON-IRRIGATED, USD/HA) | 85.2512
2021 | 45009 | CROPLAND (NON-IRRIGATED, USD/HA) | 81.5447
2020 | 45009 | CROPLAND (NON-IRRIGATED, USD/HA) | 92.6644
2019 | 45009 | CROPLAND (NON-IRRIGATED, USD/HA) | 74.1315
2017 | 45009 | CROPLAND (NON-IRRIGATED, USD/HA) | 77.8381
2016 | 45009 | CROPLAND (NON-IRRIGATED, USD/HA) | 77.8381
2014 | 45009 | CROPLAND (NON-IRRIGATED, USD/HA) | 82.7802
2013 | 45009 | CROPLAND (NON-IRRIGATED, USD/HA) | 76.6025
2012 | 45009 | CROPLAND (NON-IRRIGATED, USD/HA) | 81.5447
2011 | 45009 | CROPLAND (NON-IRRIGATED, USD/HA) | 67.9539
2010 | 45009 | CROPLAND (NON-IRRIGATED, USD/HA) | 65.4828
2009 | 45009 | CROPLAND (NON-IRRIGATED, USD/HA) | 69.1894
2023 | 48019 | CROPLAND (NON-IRRIGATED, USD/HA) | 35.8302
2022 | 48019 | CROPLAND (NON-IRRIGATED, USD/HA) | 49.421
2020 | 48019 | CROPLAND (NON-IRRIGATED, USD/HA) | 30.8881
2019 | 48019 | CROPLAND (NON-IRRIGATED, USD/HA) | 35.8302
2017 | 48019 | CROPLAND (NON-IRRIGATED, USD/HA) | 37.0658
2016 | 48019 | CROPLAND (NON-IRRIGATED, USD/HA) | 27.1816
2013 | 48019 | CROPLAND (NON-IRRIGATED, USD/HA) | 21.7452
2012 | 48019 | CROPLAND (NON-IRRIGATED, USD/HA) | 25.946
2011 | 48019 | CROPLAND (NON-IRRIGATED, USD/HA) | 30.8881
2010 | 48019 | CROPLAND (NON-IRRIGATED, USD/HA) | 24.7105
2009 | 48019 | CROPLAND (NON-IRRIGATED, USD/HA) | 27.1816
2024 | 13011 | CROPLAND (NON-IRRIGATED, USD/HA) | 53.1276
2023 | 13011 | CROPLAND (NON-IRRIGATED, USD/HA) | 56.8342
2022 | 13011 | CROPLAND (NON-IRRIGATED, USD/HA) | 63.0118
2021 | 13011 | CROPLAND (NON-IRRIGATED, USD/HA) | 66.7184
2020 | 13011 | CROPLAND (NON-IRRIGATED, USD/HA) | 63.0118
2019 | 13011 | CROPLAND (NON-IRRIGATED, USD/HA) | 61.7762
2017 | 13011 | CROPLAND (NON-IRRIGATED, USD/HA) | 70.4249
2016 | 13011 | CROPLAND (NON-IRRIGATED, USD/HA) | 54.3631
2014 | 13011 | CROPLAND (NON-IRRIGATED, USD/HA) | 79.0736
2012 | 13011 | CROPLAND (NON-IRRIGATED, USD/HA) | 71.6604
2011 | 13011 | CROPLAND (NON-IRRIGATED, USD/HA) | 59.3052
2010 | 13011 | CROPLAND (NON-IRRIGATED, USD/HA) | 65.4828
2009 | 13011 | CROPLAND (NON-IRRIGATED, USD/HA) | 85.2512
2023 | 31007 | CROPLAND (NON-IRRIGATED, USD/HA) | 87.7223
2022 | 31007 | CROPLAND (NON-IRRIGATED, USD/HA) | 82.7802
2021 | 31007 | CROPLAND (NON-IRRIGATED, USD/HA) | 70.4249
2020 | 31007 | CROPLAND (NON-IRRIGATED, USD/HA) | 67.9539
2014 | 31007 | CROPLAND (NON-IRRIGATED, USD/HA) | 67.9539
2024 | 16005 | CROPLAND (NON-IRRIGATED, USD/HA) | 50.6565
2023 | 16005 | CROPLAND (NON-IRRIGATED, USD/HA) | 56.8342
2022 | 16005 | CROPLAND (NON-IRRIGATED, USD/HA) | 79.0736
2021 | 16005 | CROPLAND (NON-IRRIGATED, USD/HA) | 54.3631
2020 | 16005 | CROPLAND (NON-IRRIGATED, USD/HA) | 92.6644
2019 | 16005 | CROPLAND (NON-IRRIGATED, USD/HA) | 43.2434
2017 | 16005 | CROPLAND (NON-IRRIGATED, USD/HA) | 69.1894
2013 | 16005 | CROPLAND (NON-IRRIGATED, USD/HA) | 53.1276
2012 | 16005 | CROPLAND (NON-IRRIGATED, USD/HA) | 54.3631
2011 | 16005 | CROPLAND (NON-IRRIGATED, USD/HA) | 40.7723
2010 | 16005 | CROPLAND (NON-IRRIGATED, USD/HA) | 49.421
2024 | 20007 | CROPLAND (NON-IRRIGATED, USD/HA) | 117.3749
2023 | 20007 | CROPLAND (NON-IRRIGATED, USD/HA) | 116.1393
2022 | 20007 | CROPLAND (NON-IRRIGATED, USD/HA) | 111.1972
2021 | 20007 | CROPLAND (NON-IRRIGATED, USD/HA) | 111.1972
2020 | 20007 | CROPLAND (NON-IRRIGATED, USD/HA) | 90.1933
2019 | 20007 | CROPLAND (NON-IRRIGATED, USD/HA) | 106.2552
2017 | 20007 | CROPLAND (NON-IRRIGATED, USD/HA) | 98.842
2016 | 20007 | CROPLAND (NON-IRRIGATED, USD/HA) | 90.1933
2014 | 20007 | CROPLAND (NON-IRRIGATED, USD/HA) | 96.3709
2013 | 20007 | CROPLAND (NON-IRRIGATED, USD/HA) | 93.8999
2012 | 20007 | CROPLAND (NON-IRRIGATED, USD/HA) | 106.2552
2011 | 20007 | CROPLAND (NON-IRRIGATED, USD/HA) | 91.4288
2010 | 20007 | CROPLAND (NON-IRRIGATED, USD/HA) | 96.3709
2009 | 20007 | CROPLAND (NON-IRRIGATED, USD/HA) | 90.1933
2008 | 20007 | CROPLAND (NON-IRRIGATED, USD/HA) | 93.8999
2024 | 1005 | CROPLAND (NON-IRRIGATED, USD/HA) | 128.4946
2024 | 54001 | CROPLAND (NON-IRRIGATED, USD/HA) | 33.3592
2023 | 1005 | CROPLAND (NON-IRRIGATED, USD/HA) | 129.7301
2023 | 54001 | CROPLAND (NON-IRRIGATED, USD/HA) | 34.5947
2022 | 1005 | CROPLAND (NON-IRRIGATED, USD/HA) | 122.317
2022 | 54001 | CROPLAND (NON-IRRIGATED, USD/HA) | 46.95
2021 | 1005 | CROPLAND (NON-IRRIGATED, USD/HA) | 118.6104
2021 | 54001 | CROPLAND (NON-IRRIGATED, USD/HA) | 67.9539
2020 | 1005 | CROPLAND (NON-IRRIGATED, USD/HA) | 135.9077
2020 | 54001 | CROPLAND (NON-IRRIGATED, USD/HA) | 46.95
2019 | 1005 | CROPLAND (NON-IRRIGATED, USD/HA) | 121.0815
2019 | 54001 | CROPLAND (NON-IRRIGATED, USD/HA) | 53.1276
2017 | 1005 | CROPLAND (NON-IRRIGATED, USD/HA) | 96.3709
2017 | 54001 | CROPLAND (NON-IRRIGATED, USD/HA) | 54.3631
2016 | 1005 | CROPLAND (NON-IRRIGATED, USD/HA) | 85.2512
2016 | 54001 | CROPLAND (NON-IRRIGATED, USD/HA) | 79.0736
2014 | 1005 | CROPLAND (NON-IRRIGATED, USD/HA) | 72.896
2013 | 1005 | CROPLAND (NON-IRRIGATED, USD/HA) | 90.1933
2013 | 54001 | CROPLAND (NON-IRRIGATED, USD/HA) | 21.9923
2012 | 1005 | CROPLAND (NON-IRRIGATED, USD/HA) | 84.0157
2011 | 1005 | CROPLAND (NON-IRRIGATED, USD/HA) | 81.5447
2010 | 1005 | CROPLAND (NON-IRRIGATED, USD/HA) | 71.6604
2009 | 1005 | CROPLAND (NON-IRRIGATED, USD/HA) | 74.1315
2024 | 38003 | CROPLAND (NON-IRRIGATED, USD/HA) | 256.9892
2023 | 38003 | CROPLAND (NON-IRRIGATED, USD/HA) | 238.4563
2022 | 38003 | CROPLAND (NON-IRRIGATED, USD/HA) | 235.9853
2021 | 38003 | CROPLAND (NON-IRRIGATED, USD/HA) | 224.8655
2020 | 38003 | CROPLAND (NON-IRRIGATED, USD/HA) | 212.5103
2019 | 38003 | CROPLAND (NON-IRRIGATED, USD/HA) | 222.3945
2017 | 38003 | CROPLAND (NON-IRRIGATED, USD/HA) | 190.2708
2016 | 38003 | CROPLAND (NON-IRRIGATED, USD/HA) | 213.7458
2014 | 38003 | CROPLAND (NON-IRRIGATED, USD/HA) | 205.0971
2013 | 38003 | CROPLAND (NON-IRRIGATED, USD/HA) | 185.3287
2012 | 38003 | CROPLAND (NON-IRRIGATED, USD/HA) | 163.0893
2011 | 38003 | CROPLAND (NON-IRRIGATED, USD/HA) | 150.734
2010 | 38003 | CROPLAND (NON-IRRIGATED, USD/HA) | 147.0275
2009 | 38003 | CROPLAND (NON-IRRIGATED, USD/HA) | 140.8499
2008 | 38003 | CROPLAND (NON-IRRIGATED, USD/HA) | 128.4946
2021 | 25001 | CROPLAND (NON-IRRIGATED, USD/HA) | 80.3091
2024 | 45011 | CROPLAND (NON-IRRIGATED, USD/HA) | 101.3131
2023 | 45011 | CROPLAND (NON-IRRIGATED, USD/HA) | 103.7841
2022 | 45011 | CROPLAND (NON-IRRIGATED, USD/HA) | 79.0736
2021 | 45011 | CROPLAND (NON-IRRIGATED, USD/HA) | 91.4288
2020 | 45011 | CROPLAND (NON-IRRIGATED, USD/HA) | 85.2512
2019 | 45011 | CROPLAND (NON-IRRIGATED, USD/HA) | 86.4868
2017 | 45011 | CROPLAND (NON-IRRIGATED, USD/HA) | 82.7802
2016 | 45011 | CROPLAND (NON-IRRIGATED, USD/HA) | 96.3709
2014 | 45011 | CROPLAND (NON-IRRIGATED, USD/HA) | 91.4288
2013 | 45011 | CROPLAND (NON-IRRIGATED, USD/HA) | 86.4868
2012 | 45011 | CROPLAND (NON-IRRIGATED, USD/HA) | 66.7184
2011 | 45011 | CROPLAND (NON-IRRIGATED, USD/HA) | 76.6025
2010 | 45011 | CROPLAND (NON-IRRIGATED, USD/HA) | 69.1894
2009 | 45011 | CROPLAND (NON-IRRIGATED, USD/HA) | 74.1315
2024 | 21009 | CROPLAND (NON-IRRIGATED, USD/HA) | 410.1943
2023 | 21009 | CROPLAND (NON-IRRIGATED, USD/HA) | 392.897
2022 | 21009 | CROPLAND (NON-IRRIGATED, USD/HA) | 378.0707
2021 | 21009 | CROPLAND (NON-IRRIGATED, USD/HA) | 331.1207
2020 | 21009 | CROPLAND (NON-IRRIGATED, USD/HA) | 306.4102
2019 | 21009 | CROPLAND (NON-IRRIGATED, USD/HA) | 331.1207
2017 | 21009 | CROPLAND (NON-IRRIGATED, USD/HA) | 333.5917
2016 | 21009 | CROPLAND (NON-IRRIGATED, USD/HA) | 308.8813
2014 | 21009 | CROPLAND (NON-IRRIGATED, USD/HA) | 370.6575
2013 | 21009 | CROPLAND (NON-IRRIGATED, USD/HA) | 437.3759
2012 | 21009 | CROPLAND (NON-IRRIGATED, USD/HA) | 331.1207
2011 | 21009 | CROPLAND (NON-IRRIGATED, USD/HA) | 240.9274
2010 | 21009 | CROPLAND (NON-IRRIGATED, USD/HA) | 232.2787
2009 | 21009 | CROPLAND (NON-IRRIGATED, USD/HA) | 207.5682
2008 | 21009 | CROPLAND (NON-IRRIGATED, USD/HA) | 210.0393
2024 | 55005 | CROPLAND (NON-IRRIGATED, USD/HA) | 242.1629
2023 | 55005 | CROPLAND (NON-IRRIGATED, USD/HA) | 212.5103
2022 | 55005 | CROPLAND (NON-IRRIGATED, USD/HA) | 235.9853
2021 | 55005 | CROPLAND (NON-IRRIGATED, USD/HA) | 208.8037
2020 | 55005 | CROPLAND (NON-IRRIGATED, USD/HA) | 219.9235
2019 | 55005 | CROPLAND (NON-IRRIGATED, USD/HA) | 217.4524
2017 | 55005 | CROPLAND (NON-IRRIGATED, USD/HA) | 206.3327
2016 | 55005 | CROPLAND (NON-IRRIGATED, USD/HA) | 177.9156
2014 | 55005 | CROPLAND (NON-IRRIGATED, USD/HA) | 207.5682
2013 | 55005 | CROPLAND (NON-IRRIGATED, USD/HA) | 175.4445
2012 | 55005 | CROPLAND (NON-IRRIGATED, USD/HA) | 155.6762
2011 | 55005 | CROPLAND (NON-IRRIGATED, USD/HA) | 161.8538
2010 | 55005 | CROPLAND (NON-IRRIGATED, USD/HA) | 132.2012
2009 | 55005 | CROPLAND (NON-IRRIGATED, USD/HA) | 128.4946
2008 | 55005 | CROPLAND (NON-IRRIGATED, USD/HA) | 128.4946
2024 | 13013 | CROPLAND (NON-IRRIGATED, USD/HA) | 85.2512
2023 | 13013 | CROPLAND (NON-IRRIGATED, USD/HA) | 96.3709
2022 | 13013 | CROPLAND (NON-IRRIGATED, USD/HA) | 86.4868
2021 | 13013 | CROPLAND (NON-IRRIGATED, USD/HA) | 72.896
2013 | 13013 | CROPLAND (NON-IRRIGATED, USD/HA) | 64.2473
2012 | 13013 | CROPLAND (NON-IRRIGATED, USD/HA) | 61.7762
2011 | 13013 | CROPLAND (NON-IRRIGATED, USD/HA) | 60.5407
2009 | 13013 | CROPLAND (NON-IRRIGATED, USD/HA) | 46.95
2024 | 26015 | CROPLAND (NON-IRRIGATED, USD/HA) | 284.1707
2024 | 29009 | CROPLAND (NON-IRRIGATED, USD/HA) | 210.0393
2023 | 26015 | CROPLAND (NON-IRRIGATED, USD/HA) | 303.9391
2023 | 29009 | CROPLAND (NON-IRRIGATED, USD/HA) | 113.6683
2022 | 26015 | CROPLAND (NON-IRRIGATED, USD/HA) | 284.1707
2022 | 29009 | CROPLAND (NON-IRRIGATED, USD/HA) | 130.9657
2021 | 26015 | CROPLAND (NON-IRRIGATED, USD/HA) | 252.0471
2021 | 29009 | CROPLAND (NON-IRRIGATED, USD/HA) | 117.3749
2020 | 26015 | CROPLAND (NON-IRRIGATED, USD/HA) | 264.4024
2020 | 29009 | CROPLAND (NON-IRRIGATED, USD/HA) | 96.3709
2017 | 26015 | CROPLAND (NON-IRRIGATED, USD/HA) | 261.9313
2016 | 26015 | CROPLAND (NON-IRRIGATED, USD/HA) | 269.3444
2016 | 29009 | CROPLAND (NON-IRRIGATED, USD/HA) | 107.4907
2014 | 26015 | CROPLAND (NON-IRRIGATED, USD/HA) | 271.8155
2014 | 29009 | CROPLAND (NON-IRRIGATED, USD/HA) | 92.6644
2013 | 26015 | CROPLAND (NON-IRRIGATED, USD/HA) | 223.63
2013 | 29009 | CROPLAND (NON-IRRIGATED, USD/HA) | 100.0775
2012 | 26015 | CROPLAND (NON-IRRIGATED, USD/HA) | 213.7458
2012 | 29009 | CROPLAND (NON-IRRIGATED, USD/HA) | 84.0157
2011 | 26015 | CROPLAND (NON-IRRIGATED, USD/HA) | 214.9813
2010 | 26015 | CROPLAND (NON-IRRIGATED, USD/HA) | 195.213
2010 | 29009 | CROPLAND (NON-IRRIGATED, USD/HA) | 92.6644
2009 | 26015 | CROPLAND (NON-IRRIGATED, USD/HA) | 187.7998
2009 | 29009 | CROPLAND (NON-IRRIGATED, USD/HA) | 85.2512
2008 | 26015 | CROPLAND (NON-IRRIGATED, USD/HA) | 189.0353
2008 | 29009 | CROPLAND (NON-IRRIGATED, USD/HA) | 93.8999
2024 | 18005 | CROPLAND (NON-IRRIGATED, USD/HA) | 531.2758
2023 | 18005 | CROPLAND (NON-IRRIGATED, USD/HA) | 509.0363
2022 | 18005 | CROPLAND (NON-IRRIGATED, USD/HA) | 481.8547
2021 | 18005 | CROPLAND (NON-IRRIGATED, USD/HA) | 491.7389
2020 | 18005 | CROPLAND (NON-IRRIGATED, USD/HA) | 462.0863
2019 | 18005 | CROPLAND (NON-IRRIGATED, USD/HA) | 452.2022
2017 | 18005 | CROPLAND (NON-IRRIGATED, USD/HA) | 484.3258
2016 | 18005 | CROPLAND (NON-IRRIGATED, USD/HA) | 457.1442
2014 | 18005 | CROPLAND (NON-IRRIGATED, USD/HA) | 469.4995
2013 | 18005 | CROPLAND (NON-IRRIGATED, USD/HA) | 422.5496
2012 | 18005 | CROPLAND (NON-IRRIGATED, USD/HA) | 425.0206
2011 | 18005 | CROPLAND (NON-IRRIGATED, USD/HA) | 365.7154
2010 | 18005 | CROPLAND (NON-IRRIGATED, USD/HA) | 360.7733
2009 | 18005 | CROPLAND (NON-IRRIGATED, USD/HA) | 341.0049
2008 | 18005 | CROPLAND (NON-IRRIGATED, USD/HA) | 333.5917
2024 | 20009 | CROPLAND (NON-IRRIGATED, USD/HA) | 129.7301
2024 | 29011 | CROPLAND (NON-IRRIGATED, USD/HA) | 218.6879
2023 | 20009 | CROPLAND (NON-IRRIGATED, USD/HA) | 132.2012
2023 | 29011 | CROPLAND (NON-IRRIGATED, USD/HA) | 186.5643
2022 | 20009 | CROPLAND (NON-IRRIGATED, USD/HA) | 124.788
2022 | 29011 | CROPLAND (NON-IRRIGATED, USD/HA) | 191.5064
2021 | 20009 | CROPLAND (NON-IRRIGATED, USD/HA) | 100.0775
2021 | 29011 | CROPLAND (NON-IRRIGATED, USD/HA) | 160.6182
2020 | 20009 | CROPLAND (NON-IRRIGATED, USD/HA) | 105.0196
2020 | 29011 | CROPLAND (NON-IRRIGATED, USD/HA) | 182.8577
2019 | 20009 | CROPLAND (NON-IRRIGATED, USD/HA) | 108.7262
2019 | 29011 | CROPLAND (NON-IRRIGATED, USD/HA) | 185.3287
2017 | 20009 | CROPLAND (NON-IRRIGATED, USD/HA) | 114.9038
2017 | 29011 | CROPLAND (NON-IRRIGATED, USD/HA) | 168.0314
2016 | 20009 | CROPLAND (NON-IRRIGATED, USD/HA) | 117.3749
2016 | 29011 | CROPLAND (NON-IRRIGATED, USD/HA) | 182.8577
2014 | 20009 | CROPLAND (NON-IRRIGATED, USD/HA) | 114.9038
2014 | 29011 | CROPLAND (NON-IRRIGATED, USD/HA) | 197.684
2013 | 20009 | CROPLAND (NON-IRRIGATED, USD/HA) | 100.0775
2013 | 29011 | CROPLAND (NON-IRRIGATED, USD/HA) | 160.6182
2012 | 20009 | CROPLAND (NON-IRRIGATED, USD/HA) | 98.842
2012 | 29011 | CROPLAND (NON-IRRIGATED, USD/HA) | 134.6722
2011 | 20009 | CROPLAND (NON-IRRIGATED, USD/HA) | 90.1933
2011 | 29011 | CROPLAND (NON-IRRIGATED, USD/HA) | 166.7959
2010 | 20009 | CROPLAND (NON-IRRIGATED, USD/HA) | 88.9578
2010 | 29011 | CROPLAND (NON-IRRIGATED, USD/HA) | 150.734
2009 | 20009 | CROPLAND (NON-IRRIGATED, USD/HA) | 86.4868
2009 | 29011 | CROPLAND (NON-IRRIGATED, USD/HA) | 143.3209
2008 | 20009 | CROPLAND (NON-IRRIGATED, USD/HA) | 84.0157
2008 | 29011 | CROPLAND (NON-IRRIGATED, USD/HA) | 130.9657
2024 | 13015 | CROPLAND (NON-IRRIGATED, USD/HA) | 85.2512
2023 | 13015 | CROPLAND (NON-IRRIGATED, USD/HA) | 98.842
2022 | 13015 | CROPLAND (NON-IRRIGATED, USD/HA) | 87.7223
2021 | 13015 | CROPLAND (NON-IRRIGATED, USD/HA) | 71.6604
2020 | 13015 | CROPLAND (NON-IRRIGATED, USD/HA) | 88.9578
2019 | 13015 | CROPLAND (NON-IRRIGATED, USD/HA) | 93.8999
2017 | 13015 | CROPLAND (NON-IRRIGATED, USD/HA) | 101.3131
2016 | 13015 | CROPLAND (NON-IRRIGATED, USD/HA) | 106.2552
2014 | 13015 | CROPLAND (NON-IRRIGATED, USD/HA) | 95.1354
2013 | 13015 | CROPLAND (NON-IRRIGATED, USD/HA) | 96.3709
2012 | 13015 | CROPLAND (NON-IRRIGATED, USD/HA) | 95.1354
2011 | 13015 | CROPLAND (NON-IRRIGATED, USD/HA) | 102.5486
2010 | 13015 | CROPLAND (NON-IRRIGATED, USD/HA) | 95.1354
2009 | 13015 | CROPLAND (NON-IRRIGATED, USD/HA) | 90.1933
2023 | 48021 | CROPLAND (NON-IRRIGATED, USD/HA) | 60.5407
2022 | 48021 | CROPLAND (NON-IRRIGATED, USD/HA) | 37.0658
2021 | 48021 | CROPLAND (NON-IRRIGATED, USD/HA) | 38.3013
2020 | 48021 | CROPLAND (NON-IRRIGATED, USD/HA) | 39.5368
2016 | 48021 | CROPLAND (NON-IRRIGATED, USD/HA) | 33.3592
2014 | 48021 | CROPLAND (NON-IRRIGATED, USD/HA) | 34.5947
2010 | 48021 | CROPLAND (NON-IRRIGATED, USD/HA) | 44.4789
2009 | 48021 | CROPLAND (NON-IRRIGATED, USD/HA) | 49.421
2024 | 29013 | CROPLAND (NON-IRRIGATED, USD/HA) | 239.6918
2023 | 29013 | CROPLAND (NON-IRRIGATED, USD/HA) | 326.1786
2022 | 29013 | CROPLAND (NON-IRRIGATED, USD/HA) | 318.7654
2021 | 29013 | CROPLAND (NON-IRRIGATED, USD/HA) | 232.2787
2020 | 29013 | CROPLAND (NON-IRRIGATED, USD/HA) | 254.5181
2019 | 29013 | CROPLAND (NON-IRRIGATED, USD/HA) | 271.8155
2017 | 29013 | CROPLAND (NON-IRRIGATED, USD/HA) | 233.5142
2016 | 29013 | CROPLAND (NON-IRRIGATED, USD/HA) | 226.1011
2014 | 29013 | CROPLAND (NON-IRRIGATED, USD/HA) | 201.3906
2013 | 29013 | CROPLAND (NON-IRRIGATED, USD/HA) | 212.5103
2012 | 29013 | CROPLAND (NON-IRRIGATED, USD/HA) | 179.1511
2011 | 29013 | CROPLAND (NON-IRRIGATED, USD/HA) | 175.4445
2010 | 29013 | CROPLAND (NON-IRRIGATED, USD/HA) | 176.6801
2009 | 29013 | CROPLAND (NON-IRRIGATED, USD/HA) | 170.5025
2008 | 29013 | CROPLAND (NON-IRRIGATED, USD/HA) | 147.0275
2024 | 51017 | CROPLAND (NON-IRRIGATED, USD/HA) | 93.8999
2023 | 21011 | CROPLAND (NON-IRRIGATED, USD/HA) | 237.2208
2022 | 21011 | CROPLAND (NON-IRRIGATED, USD/HA) | 200.155
2022 | 51017 | CROPLAND (NON-IRRIGATED, USD/HA) | 79.0736
2021 | 21011 | CROPLAND (NON-IRRIGATED, USD/HA) | 161.8538
2021 | 51017 | CROPLAND (NON-IRRIGATED, USD/HA) | 70.4249
2020 | 51017 | CROPLAND (NON-IRRIGATED, USD/HA) | 64.2473
2019 | 51017 | CROPLAND (NON-IRRIGATED, USD/HA) | 65.4828
2017 | 21011 | CROPLAND (NON-IRRIGATED, USD/HA) | 158.1472
2017 | 51017 | CROPLAND (NON-IRRIGATED, USD/HA) | 66.7184
2016 | 21011 | CROPLAND (NON-IRRIGATED, USD/HA) | 207.5682
2016 | 51017 | CROPLAND (NON-IRRIGATED, USD/HA) | 58.0697
2014 | 21011 | CROPLAND (NON-IRRIGATED, USD/HA) | 254.5181
2013 | 21011 | CROPLAND (NON-IRRIGATED, USD/HA) | 232.2787
2012 | 21011 | CROPLAND (NON-IRRIGATED, USD/HA) | 180.3867
2012 | 51017 | CROPLAND (NON-IRRIGATED, USD/HA) | 48.1855
2011 | 21011 | CROPLAND (NON-IRRIGATED, USD/HA) | 144.5564
2011 | 51017 | CROPLAND (NON-IRRIGATED, USD/HA) | 48.1855
2010 | 21011 | CROPLAND (NON-IRRIGATED, USD/HA) | 148.263
2010 | 51017 | CROPLAND (NON-IRRIGATED, USD/HA) | 53.1276
2009 | 21011 | CROPLAND (NON-IRRIGATED, USD/HA) | 143.3209
2009 | 51017 | CROPLAND (NON-IRRIGATED, USD/HA) | 49.421
2022 | 5005 | CROPLAND (NON-IRRIGATED, USD/HA) | 61.7762
2021 | 5005 | CROPLAND (NON-IRRIGATED, USD/HA) | 66.7184
2020 | 5005 | CROPLAND (NON-IRRIGATED, USD/HA) | 69.1894
2019 | 5005 | CROPLAND (NON-IRRIGATED, USD/HA) | 98.842
2017 | 5005 | CROPLAND (NON-IRRIGATED, USD/HA) | 49.421
2016 | 5005 | CROPLAND (NON-IRRIGATED, USD/HA) | 72.896
2014 | 5005 | CROPLAND (NON-IRRIGATED, USD/HA) | 64.2473
2013 | 5005 | CROPLAND (NON-IRRIGATED, USD/HA) | 61.7762
2012 | 5005 | CROPLAND (NON-IRRIGATED, USD/HA) | 51.892
2011 | 5005 | CROPLAND (NON-IRRIGATED, USD/HA) | 46.95
2009 | 5005 | CROPLAND (NON-IRRIGATED, USD/HA) | 51.892
2024 | 26017 | CROPLAND (NON-IRRIGATED, USD/HA) | 439.8469
2023 | 26017 | CROPLAND (NON-IRRIGATED, USD/HA) | 387.9549
2022 | 26017 | CROPLAND (NON-IRRIGATED, USD/HA) | 373.1286
2021 | 26017 | CROPLAND (NON-IRRIGATED, USD/HA) | 331.1207
2020 | 26017 | CROPLAND (NON-IRRIGATED, USD/HA) | 341.0049
2019 | 26017 | CROPLAND (NON-IRRIGATED, USD/HA) | 336.0628
2017 | 26017 | CROPLAND (NON-IRRIGATED, USD/HA) | 326.1786
2014 | 26017 | CROPLAND (NON-IRRIGATED, USD/HA) | 326.1786
2013 | 26017 | CROPLAND (NON-IRRIGATED, USD/HA) | 286.6418
2012 | 26017 | CROPLAND (NON-IRRIGATED, USD/HA) | 289.1128
2011 | 26017 | CROPLAND (NON-IRRIGATED, USD/HA) | 244.6339
2010 | 26017 | CROPLAND (NON-IRRIGATED, USD/HA) | 234.7498
2009 | 26017 | CROPLAND (NON-IRRIGATED, USD/HA) | 243.3984
2008 | 26017 | CROPLAND (NON-IRRIGATED, USD/HA) | 252.0471
2024 | 55007 | CROPLAND (NON-IRRIGATED, USD/HA) | 51.892
2023 | 55007 | CROPLAND (NON-IRRIGATED, USD/HA) | 61.7762
2022 | 55007 | CROPLAND (NON-IRRIGATED, USD/HA) | 70.4249
2021 | 55007 | CROPLAND (NON-IRRIGATED, USD/HA) | 50.6565
2020 | 55007 | CROPLAND (NON-IRRIGATED, USD/HA) | 58.0697
2019 | 55007 | CROPLAND (NON-IRRIGATED, USD/HA) | 43.2434
2016 | 55007 | CROPLAND (NON-IRRIGATED, USD/HA) | 61.7762
2014 | 55007 | CROPLAND (NON-IRRIGATED, USD/HA) | 59.3052
2012 | 55007 | CROPLAND (NON-IRRIGATED, USD/HA) | 51.892
2011 | 55007 | CROPLAND (NON-IRRIGATED, USD/HA) | 54.3631
2010 | 55007 | CROPLAND (NON-IRRIGATED, USD/HA) | 54.3631
2009 | 55007 | CROPLAND (NON-IRRIGATED, USD/HA) | 49.421
2008 | 55007 | CROPLAND (NON-IRRIGATED, USD/HA) | 46.95
2024 | 48023 | CROPLAND (NON-IRRIGATED, USD/HA) | 71.6604
2023 | 48023 | CROPLAND (NON-IRRIGATED, USD/HA) | 67.9539
2022 | 48023 | CROPLAND (NON-IRRIGATED, USD/HA) | 70.4249
2021 | 48023 | CROPLAND (NON-IRRIGATED, USD/HA) | 67.9539
2020 | 48023 | CROPLAND (NON-IRRIGATED, USD/HA) | 64.2473
2019 | 48023 | CROPLAND (NON-IRRIGATED, USD/HA) | 64.2473
2017 | 48023 | CROPLAND (NON-IRRIGATED, USD/HA) | 61.7762
2016 | 48023 | CROPLAND (NON-IRRIGATED, USD/HA) | 69.1894
2014 | 48023 | CROPLAND (NON-IRRIGATED, USD/HA) | 63.0118
2013 | 48023 | CROPLAND (NON-IRRIGATED, USD/HA) | 64.2473
2012 | 48023 | CROPLAND (NON-IRRIGATED, USD/HA) | 63.0118
2011 | 48023 | CROPLAND (NON-IRRIGATED, USD/HA) | 63.0118
2010 | 48023 | CROPLAND (NON-IRRIGATED, USD/HA) | 58.0697
2009 | 48023 | CROPLAND (NON-IRRIGATED, USD/HA) | 56.8342
2008 | 48023 | CROPLAND (NON-IRRIGATED, USD/HA) | 70.4249
2024 | 46005 | CROPLAND (NON-IRRIGATED, USD/HA) | 328.6497
2023 | 46005 | CROPLAND (NON-IRRIGATED, USD/HA) | 333.5917
2022 | 46005 | CROPLAND (NON-IRRIGATED, USD/HA) | 321.2365
2021 | 46005 | CROPLAND (NON-IRRIGATED, USD/HA) | 311.3523
2020 | 46005 | CROPLAND (NON-IRRIGATED, USD/HA) | 306.4102
2019 | 46005 | CROPLAND (NON-IRRIGATED, USD/HA) | 313.8234
2017 | 46005 | CROPLAND (NON-IRRIGATED, USD/HA) | 261.9313
2016 | 46005 | CROPLAND (NON-IRRIGATED, USD/HA) | 298.9971
2014 | 46005 | CROPLAND (NON-IRRIGATED, USD/HA) | 259.4602
2013 | 46005 | CROPLAND (NON-IRRIGATED, USD/HA) | 266.8734
2012 | 46005 | CROPLAND (NON-IRRIGATED, USD/HA) | 244.6339
2011 | 46005 | CROPLAND (NON-IRRIGATED, USD/HA) | 195.213
2010 | 46005 | CROPLAND (NON-IRRIGATED, USD/HA) | 165.5603
2009 | 46005 | CROPLAND (NON-IRRIGATED, USD/HA) | 147.0275
2008 | 46005 | CROPLAND (NON-IRRIGATED, USD/HA) | 133.4367
2024 | 16007 | CROPLAND (NON-IRRIGATED, USD/HA) | 85.2512
2023 | 16007 | CROPLAND (NON-IRRIGATED, USD/HA) | 105.0196
2022 | 16007 | CROPLAND (NON-IRRIGATED, USD/HA) | 79.0736
2021 | 16007 | CROPLAND (NON-IRRIGATED, USD/HA) | 74.1315
2020 | 16007 | CROPLAND (NON-IRRIGATED, USD/HA) | 87.7223
2019 | 16007 | CROPLAND (NON-IRRIGATED, USD/HA) | 51.892
2017 | 16007 | CROPLAND (NON-IRRIGATED, USD/HA) | 51.892
2016 | 16007 | CROPLAND (NON-IRRIGATED, USD/HA) | 51.892
2014 | 16007 | CROPLAND (NON-IRRIGATED, USD/HA) | 60.5407
2013 | 16007 | CROPLAND (NON-IRRIGATED, USD/HA) | 61.7762
2011 | 16007 | CROPLAND (NON-IRRIGATED, USD/HA) | 59.3052
2010 | 16007 | CROPLAND (NON-IRRIGATED, USD/HA) | 69.1894
2009 | 16007 | CROPLAND (NON-IRRIGATED, USD/HA) | 61.7762
2024 | 37013 | CROPLAND (NON-IRRIGATED, USD/HA) | 303.9391
2023 | 37013 | CROPLAND (NON-IRRIGATED, USD/HA) | 313.8234
2022 | 37013 | CROPLAND (NON-IRRIGATED, USD/HA) | 289.1128
2021 | 37013 | CROPLAND (NON-IRRIGATED, USD/HA) | 237.2208
2020 | 37013 | CROPLAND (NON-IRRIGATED, USD/HA) | 261.9313
2019 | 37013 | CROPLAND (NON-IRRIGATED, USD/HA) | 237.2208
2017 | 37013 | CROPLAND (NON-IRRIGATED, USD/HA) | 242.1629
2016 | 37013 | CROPLAND (NON-IRRIGATED, USD/HA) | 214.9813
2014 | 37013 | CROPLAND (NON-IRRIGATED, USD/HA) | 252.0471
2013 | 37013 | CROPLAND (NON-IRRIGATED, USD/HA) | 242.1629
2012 | 37013 | CROPLAND (NON-IRRIGATED, USD/HA) | 235.9853
2011 | 37013 | CROPLAND (NON-IRRIGATED, USD/HA) | 195.213
2010 | 37013 | CROPLAND (NON-IRRIGATED, USD/HA) | 207.5682
2009 | 37013 | CROPLAND (NON-IRRIGATED, USD/HA) | 174.209
2008 | 37013 | CROPLAND (NON-IRRIGATED, USD/HA) | 174.209
2024 | 22011 | CROPLAND (NON-IRRIGATED, USD/HA) | 66.7184
2023 | 22011 | CROPLAND (NON-IRRIGATED, USD/HA) | 45.7144
2022 | 22011 | CROPLAND (NON-IRRIGATED, USD/HA) | 51.892
2021 | 22011 | CROPLAND (NON-IRRIGATED, USD/HA) | 38.3013
2019 | 22011 | CROPLAND (NON-IRRIGATED, USD/HA) | 39.5368
2016 | 22011 | CROPLAND (NON-IRRIGATED, USD/HA) | 48.1855
2012 | 22011 | CROPLAND (NON-IRRIGATED, USD/HA) | 51.892
2011 | 22011 | CROPLAND (NON-IRRIGATED, USD/HA) | 76.6025
2010 | 22011 | CROPLAND (NON-IRRIGATED, USD/HA) | 71.6604
2009 | 22011 | CROPLAND (NON-IRRIGATED, USD/HA) | 46.95
2024 | 40007 | CROPLAND (NON-IRRIGATED, USD/HA) | 50.6565
2024 | 42007 | CROPLAND (NON-IRRIGATED, USD/HA) | 147.0275
2023 | 40007 | CROPLAND (NON-IRRIGATED, USD/HA) | 40.7723
2023 | 42007 | CROPLAND (NON-IRRIGATED, USD/HA) | 171.738
2022 | 40007 | CROPLAND (NON-IRRIGATED, USD/HA) | 37.0658
2022 | 42007 | CROPLAND (NON-IRRIGATED, USD/HA) | 160.6182
2021 | 40007 | CROPLAND (NON-IRRIGATED, USD/HA) | 35.8302
2021 | 42007 | CROPLAND (NON-IRRIGATED, USD/HA) | 90.1933
2020 | 40007 | CROPLAND (NON-IRRIGATED, USD/HA) | 42.0078
2020 | 42007 | CROPLAND (NON-IRRIGATED, USD/HA) | 119.8459
2019 | 40007 | CROPLAND (NON-IRRIGATED, USD/HA) | 38.3013
2019 | 42007 | CROPLAND (NON-IRRIGATED, USD/HA) | 95.1354
2017 | 40007 | CROPLAND (NON-IRRIGATED, USD/HA) | 40.7723
2017 | 42007 | CROPLAND (NON-IRRIGATED, USD/HA) | 111.1972
2016 | 40007 | CROPLAND (NON-IRRIGATED, USD/HA) | 43.2434
2016 | 42007 | CROPLAND (NON-IRRIGATED, USD/HA) | 71.6604
2014 | 40007 | CROPLAND (NON-IRRIGATED, USD/HA) | 50.6565
2014 | 42007 | CROPLAND (NON-IRRIGATED, USD/HA) | 59.3052
2013 | 40007 | CROPLAND (NON-IRRIGATED, USD/HA) | 49.421
2013 | 42007 | CROPLAND (NON-IRRIGATED, USD/HA) | 49.421
2012 | 40007 | CROPLAND (NON-IRRIGATED, USD/HA) | 25.946
2012 | 42007 | CROPLAND (NON-IRRIGATED, USD/HA) | 69.1894
2011 | 42007 | CROPLAND (NON-IRRIGATED, USD/HA) | 74.1315
2010 | 40007 | CROPLAND (NON-IRRIGATED, USD/HA) | 49.421
2010 | 42007 | CROPLAND (NON-IRRIGATED, USD/HA) | 72.896
2009 | 40007 | CROPLAND (NON-IRRIGATED, USD/HA) | 32.1236
2009 | 42007 | CROPLAND (NON-IRRIGATED, USD/HA) | 76.6025
2008 | 40007 | CROPLAND (NON-IRRIGATED, USD/HA) | 44.4789
2016 | 30001 | CROPLAND (NON-IRRIGATED, USD/HA) | 37.0658
2012 | 30001 | CROPLAND (NON-IRRIGATED, USD/HA) | 45.7144
2024 | 27005 | CROPLAND (NON-IRRIGATED, USD/HA) | 333.5917
2023 | 27005 | CROPLAND (NON-IRRIGATED, USD/HA) | 316.2944
2022 | 27005 | CROPLAND (NON-IRRIGATED, USD/HA) | 328.6497
2021 | 27005 | CROPLAND (NON-IRRIGATED, USD/HA) | 296.526
2020 | 27005 | CROPLAND (NON-IRRIGATED, USD/HA) | 261.9313
2019 | 27005 | CROPLAND (NON-IRRIGATED, USD/HA) | 328.6497
2017 | 27005 | CROPLAND (NON-IRRIGATED, USD/HA) | 274.2865
2016 | 27005 | CROPLAND (NON-IRRIGATED, USD/HA) | 259.4602
2014 | 27005 | CROPLAND (NON-IRRIGATED, USD/HA) | 289.1128
2013 | 27005 | CROPLAND (NON-IRRIGATED, USD/HA) | 301.4681
2012 | 27005 | CROPLAND (NON-IRRIGATED, USD/HA) | 214.9813
2011 | 27005 | CROPLAND (NON-IRRIGATED, USD/HA) | 229.8076
2010 | 27005 | CROPLAND (NON-IRRIGATED, USD/HA) | 144.5564
2009 | 27005 | CROPLAND (NON-IRRIGATED, USD/HA) | 165.5603
2008 | 27005 | CROPLAND (NON-IRRIGATED, USD/HA) | 179.1511
2024 | 40009 | CROPLAND (NON-IRRIGATED, USD/HA) | 72.896
2023 | 40009 | CROPLAND (NON-IRRIGATED, USD/HA) | 51.892
2022 | 40009 | CROPLAND (NON-IRRIGATED, USD/HA) | 51.892
2021 | 40009 | CROPLAND (NON-IRRIGATED, USD/HA) | 54.3631
2020 | 40009 | CROPLAND (NON-IRRIGATED, USD/HA) | 53.1276
2017 | 40009 | CROPLAND (NON-IRRIGATED, USD/HA) | 51.892
2016 | 40009 | CROPLAND (NON-IRRIGATED, USD/HA) | 54.3631
2014 | 40009 | CROPLAND (NON-IRRIGATED, USD/HA) | 63.0118
2013 | 40009 | CROPLAND (NON-IRRIGATED, USD/HA) | 65.4828
2012 | 40009 | CROPLAND (NON-IRRIGATED, USD/HA) | 85.2512
2011 | 40009 | CROPLAND (NON-IRRIGATED, USD/HA) | 48.1855
2010 | 40009 | CROPLAND (NON-IRRIGATED, USD/HA) | 64.2473
2009 | 40009 | CROPLAND (NON-IRRIGATED, USD/HA) | 46.95
2008 | 40009 | CROPLAND (NON-IRRIGATED, USD/HA) | 49.421
2024 | 42009 | CROPLAND (NON-IRRIGATED, USD/HA) | 150.734
2024 | 47003 | CROPLAND (NON-IRRIGATED, USD/HA) | 216.2169
2024 | 51019 | CROPLAND (NON-IRRIGATED, USD/HA) | 53.1276
2023 | 42009 | CROPLAND (NON-IRRIGATED, USD/HA) | 181.6222
2023 | 47003 | CROPLAND (NON-IRRIGATED, USD/HA) | 198.9195
2023 | 51019 | CROPLAND (NON-IRRIGATED, USD/HA) | 61.7762
2022 | 42009 | CROPLAND (NON-IRRIGATED, USD/HA) | 218.6879
2022 | 47003 | CROPLAND (NON-IRRIGATED, USD/HA) | 184.0932
2022 | 51019 | CROPLAND (NON-IRRIGATED, USD/HA) | 74.1315
2021 | 42009 | CROPLAND (NON-IRRIGATED, USD/HA) | 155.6762
2021 | 47003 | CROPLAND (NON-IRRIGATED, USD/HA) | 168.0314
2021 | 51019 | CROPLAND (NON-IRRIGATED, USD/HA) | 63.0118
2020 | 42009 | CROPLAND (NON-IRRIGATED, USD/HA) | 142.0854
2020 | 47003 | CROPLAND (NON-IRRIGATED, USD/HA) | 149.4985
2020 | 51019 | CROPLAND (NON-IRRIGATED, USD/HA) | 65.4828
2019 | 47003 | CROPLAND (NON-IRRIGATED, USD/HA) | 148.263
2019 | 51019 | CROPLAND (NON-IRRIGATED, USD/HA) | 53.1276
2017 | 42009 | CROPLAND (NON-IRRIGATED, USD/HA) | 130.9657
2017 | 47003 | CROPLAND (NON-IRRIGATED, USD/HA) | 172.9735
2017 | 51019 | CROPLAND (NON-IRRIGATED, USD/HA) | 51.892
2016 | 42009 | CROPLAND (NON-IRRIGATED, USD/HA) | 145.7919
2016 | 47003 | CROPLAND (NON-IRRIGATED, USD/HA) | 155.6762
2016 | 51019 | CROPLAND (NON-IRRIGATED, USD/HA) | 51.892
2014 | 42009 | CROPLAND (NON-IRRIGATED, USD/HA) | 126.0236
2014 | 47003 | CROPLAND (NON-IRRIGATED, USD/HA) | 150.734
2014 | 51019 | CROPLAND (NON-IRRIGATED, USD/HA) | 50.6565
2013 | 42009 | CROPLAND (NON-IRRIGATED, USD/HA) | 133.4367
2013 | 47003 | CROPLAND (NON-IRRIGATED, USD/HA) | 147.0275
2013 | 51019 | CROPLAND (NON-IRRIGATED, USD/HA) | 49.421
2012 | 42009 | CROPLAND (NON-IRRIGATED, USD/HA) | 138.3788
2012 | 47003 | CROPLAND (NON-IRRIGATED, USD/HA) | 138.3788
2012 | 51019 | CROPLAND (NON-IRRIGATED, USD/HA) | 34.5947
2011 | 42009 | CROPLAND (NON-IRRIGATED, USD/HA) | 118.6104
2011 | 47003 | CROPLAND (NON-IRRIGATED, USD/HA) | 88.9578
2011 | 51019 | CROPLAND (NON-IRRIGATED, USD/HA) | 44.4789
2010 | 42009 | CROPLAND (NON-IRRIGATED, USD/HA) | 121.0815
2010 | 47003 | CROPLAND (NON-IRRIGATED, USD/HA) | 101.3131
2010 | 51019 | CROPLAND (NON-IRRIGATED, USD/HA) | 49.421
2009 | 42009 | CROPLAND (NON-IRRIGATED, USD/HA) | 113.6683
2009 | 51019 | CROPLAND (NON-IRRIGATED, USD/HA) | 49.421
2008 | 42009 | CROPLAND (NON-IRRIGATED, USD/HA) | 98.842
2008 | 47003 | CROPLAND (NON-IRRIGATED, USD/HA) | 101.3131
2008 | 51019 | CROPLAND (NON-IRRIGATED, USD/HA) | 76.6025
2024 | 48025 | CROPLAND (NON-IRRIGATED, USD/HA) | 159.3827
2022 | 48025 | CROPLAND (NON-IRRIGATED, USD/HA) | 86.4868
2021 | 48025 | CROPLAND (NON-IRRIGATED, USD/HA) | 107.4907
2020 | 48025 | CROPLAND (NON-IRRIGATED, USD/HA) | 129.7301
2019 | 48025 | CROPLAND (NON-IRRIGATED, USD/HA) | 134.6722
2017 | 48025 | CROPLAND (NON-IRRIGATED, USD/HA) | 106.2552
2016 | 48025 | CROPLAND (NON-IRRIGATED, USD/HA) | 98.842
2014 | 48025 | CROPLAND (NON-IRRIGATED, USD/HA) | 105.0196
2013 | 48025 | CROPLAND (NON-IRRIGATED, USD/HA) | 86.4868
2012 | 48025 | CROPLAND (NON-IRRIGATED, USD/HA) | 85.2512
2011 | 48025 | CROPLAND (NON-IRRIGATED, USD/HA) | 77.8381
2010 | 48025 | CROPLAND (NON-IRRIGATED, USD/HA) | 93.8999
2009 | 48025 | CROPLAND (NON-IRRIGATED, USD/HA) | 100.0775
2024 | 33001 | CROPLAND (NON-IRRIGATED, USD/HA) | 71.6604
2024 | 48027 | CROPLAND (NON-IRRIGATED, USD/HA) | 70.4249
2023 | 48027 | CROPLAND (NON-IRRIGATED, USD/HA) | 112.4328
2022 | 48027 | CROPLAND (NON-IRRIGATED, USD/HA) | 111.1972
2021 | 48027 | CROPLAND (NON-IRRIGATED, USD/HA) | 85.2512
2020 | 48027 | CROPLAND (NON-IRRIGATED, USD/HA) | 107.4907
2019 | 48027 | CROPLAND (NON-IRRIGATED, USD/HA) | 100.0775
2017 | 48027 | CROPLAND (NON-IRRIGATED, USD/HA) | 93.8999
2016 | 48027 | CROPLAND (NON-IRRIGATED, USD/HA) | 87.7223
2014 | 48027 | CROPLAND (NON-IRRIGATED, USD/HA) | 77.8381
2013 | 48027 | CROPLAND (NON-IRRIGATED, USD/HA) | 74.1315
2012 | 48027 | CROPLAND (NON-IRRIGATED, USD/HA) | 77.8381
2011 | 48027 | CROPLAND (NON-IRRIGATED, USD/HA) | 76.6025
2010 | 48027 | CROPLAND (NON-IRRIGATED, USD/HA) | 71.6604
2009 | 48027 | CROPLAND (NON-IRRIGATED, USD/HA) | 72.896
2008 | 48027 | CROPLAND (NON-IRRIGATED, USD/HA) | 67.9539
2023 | 39013 | CROPLAND (NON-IRRIGATED, USD/HA) | 64.2473
2021 | 39013 | CROPLAND (NON-IRRIGATED, USD/HA) | 75.367
2020 | 39013 | CROPLAND (NON-IRRIGATED, USD/HA) | 63.0118
2019 | 39013 | CROPLAND (NON-IRRIGATED, USD/HA) | 75.367
2017 | 39013 | CROPLAND (NON-IRRIGATED, USD/HA) | 76.6025
2016 | 39013 | CROPLAND (NON-IRRIGATED, USD/HA) | 88.9578
2014 | 39013 | CROPLAND (NON-IRRIGATED, USD/HA) | 90.1933
2012 | 39013 | CROPLAND (NON-IRRIGATED, USD/HA) | 91.4288
2010 | 39013 | CROPLAND (NON-IRRIGATED, USD/HA) | 111.1972
2009 | 39013 | CROPLAND (NON-IRRIGATED, USD/HA) | 123.5525
2024 | 27007 | CROPLAND (NON-IRRIGATED, USD/HA) | 121.0815
2023 | 27007 | CROPLAND (NON-IRRIGATED, USD/HA) | 100.0775
2022 | 27007 | CROPLAND (NON-IRRIGATED, USD/HA) | 101.3131
2021 | 27007 | CROPLAND (NON-IRRIGATED, USD/HA) | 88.9578
2020 | 27007 | CROPLAND (NON-IRRIGATED, USD/HA) | 100.0775
2019 | 27007 | CROPLAND (NON-IRRIGATED, USD/HA) | 105.0196
2017 | 27007 | CROPLAND (NON-IRRIGATED, USD/HA) | 98.842
2016 | 27007 | CROPLAND (NON-IRRIGATED, USD/HA) | 59.3052
2010 | 27007 | CROPLAND (NON-IRRIGATED, USD/HA) | 79.0736
2009 | 27007 | CROPLAND (NON-IRRIGATED, USD/HA) | 66.7184
2024 | 13017 | CROPLAND (NON-IRRIGATED, USD/HA) | 254.5181
2023 | 13017 | CROPLAND (NON-IRRIGATED, USD/HA) | 226.1011
2022 | 13017 | CROPLAND (NON-IRRIGATED, USD/HA) | 237.2208
2021 | 13017 | CROPLAND (NON-IRRIGATED, USD/HA) | 195.213
2020 | 13017 | CROPLAND (NON-IRRIGATED, USD/HA) | 190.2708
2019 | 13017 | CROPLAND (NON-IRRIGATED, USD/HA) | 185.3287
2017 | 13017 | CROPLAND (NON-IRRIGATED, USD/HA) | 201.3906
2016 | 13017 | CROPLAND (NON-IRRIGATED, USD/HA) | 193.9774
2014 | 13017 | CROPLAND (NON-IRRIGATED, USD/HA) | 192.7419
2013 | 13017 | CROPLAND (NON-IRRIGATED, USD/HA) | 182.8577
2012 | 13017 | CROPLAND (NON-IRRIGATED, USD/HA) | 185.3287
2011 | 13017 | CROPLAND (NON-IRRIGATED, USD/HA) | 156.9117
2010 | 13017 | CROPLAND (NON-IRRIGATED, USD/HA) | 124.788
2009 | 13017 | CROPLAND (NON-IRRIGATED, USD/HA) | 121.0815
2024 | 16009 | CROPLAND (NON-IRRIGATED, USD/HA) | 196.4485
2023 | 16009 | CROPLAND (NON-IRRIGATED, USD/HA) | 174.209
2022 | 16009 | CROPLAND (NON-IRRIGATED, USD/HA) | 180.3867
2021 | 16009 | CROPLAND (NON-IRRIGATED, USD/HA) | 170.5025
2020 | 16009 | CROPLAND (NON-IRRIGATED, USD/HA) | 187.7998
2019 | 16009 | CROPLAND (NON-IRRIGATED, USD/HA) | 161.8538
2017 | 16009 | CROPLAND (NON-IRRIGATED, USD/HA) | 201.3906
2016 | 16009 | CROPLAND (NON-IRRIGATED, USD/HA) | 170.5025
2014 | 16009 | CROPLAND (NON-IRRIGATED, USD/HA) | 147.0275
2013 | 16009 | CROPLAND (NON-IRRIGATED, USD/HA) | 142.0854
2012 | 16009 | CROPLAND (NON-IRRIGATED, USD/HA) | 138.3788
2011 | 16009 | CROPLAND (NON-IRRIGATED, USD/HA) | 137.1433
2010 | 16009 | CROPLAND (NON-IRRIGATED, USD/HA) | 139.6143
2009 | 16009 | CROPLAND (NON-IRRIGATED, USD/HA) | 113.6683
2024 | 46007 | CROPLAND (NON-IRRIGATED, USD/HA) | 80.3091
2023 | 46007 | CROPLAND (NON-IRRIGATED, USD/HA) | 80.3091
2022 | 46007 | CROPLAND (NON-IRRIGATED, USD/HA) | 85.2512
2021 | 46007 | CROPLAND (NON-IRRIGATED, USD/HA) | 81.5447
2020 | 46007 | CROPLAND (NON-IRRIGATED, USD/HA) | 71.6604
2019 | 46007 | CROPLAND (NON-IRRIGATED, USD/HA) | 71.6604
2017 | 46007 | CROPLAND (NON-IRRIGATED, USD/HA) | 71.6604
2016 | 46007 | CROPLAND (NON-IRRIGATED, USD/HA) | 82.7802
2014 | 46007 | CROPLAND (NON-IRRIGATED, USD/HA) | 85.2512
2013 | 46007 | CROPLAND (NON-IRRIGATED, USD/HA) | 91.4288
2012 | 46007 | CROPLAND (NON-IRRIGATED, USD/HA) | 81.5447
2011 | 46007 | CROPLAND (NON-IRRIGATED, USD/HA) | 65.4828
2010 | 46007 | CROPLAND (NON-IRRIGATED, USD/HA) | 56.8342
2009 | 46007 | CROPLAND (NON-IRRIGATED, USD/HA) | 61.7762
2024 | 50003 | CROPLAND (NON-IRRIGATED, USD/HA) | 124.788
2023 | 50003 | CROPLAND (NON-IRRIGATED, USD/HA) | 114.9038
2024 | 38005 | CROPLAND (NON-IRRIGATED, USD/HA) | 156.9117
2023 | 38005 | CROPLAND (NON-IRRIGATED, USD/HA) | 137.1433
2022 | 38005 | CROPLAND (NON-IRRIGATED, USD/HA) | 140.8499
2021 | 38005 | CROPLAND (NON-IRRIGATED, USD/HA) | 132.2012
2020 | 38005 | CROPLAND (NON-IRRIGATED, USD/HA) | 130.9657
2019 | 38005 | CROPLAND (NON-IRRIGATED, USD/HA) | 127.2591
2017 | 38005 | CROPLAND (NON-IRRIGATED, USD/HA) | 124.788
2016 | 38005 | CROPLAND (NON-IRRIGATED, USD/HA) | 129.7301
2014 | 38005 | CROPLAND (NON-IRRIGATED, USD/HA) | 117.3749
2013 | 38005 | CROPLAND (NON-IRRIGATED, USD/HA) | 108.7262
2012 | 38005 | CROPLAND (NON-IRRIGATED, USD/HA) | 100.0775
2011 | 38005 | CROPLAND (NON-IRRIGATED, USD/HA) | 93.8999
2010 | 38005 | CROPLAND (NON-IRRIGATED, USD/HA) | 90.1933
2009 | 38005 | CROPLAND (NON-IRRIGATED, USD/HA) | 88.9578
2008 | 38005 | CROPLAND (NON-IRRIGATED, USD/HA) | 85.2512
2024 | 8011 | CROPLAND (NON-IRRIGATED, USD/HA) | 56.8342
2020 | 8011 | CROPLAND (NON-IRRIGATED, USD/HA) | 42.0078
2012 | 8011 | CROPLAND (NON-IRRIGATED, USD/HA) | 65.4828
2024 | 5007 | CROPLAND (NON-IRRIGATED, USD/HA) | 134.6722
2024 | 18007 | CROPLAND (NON-IRRIGATED, USD/HA) | 738.8439
2024 | 19011 | CROPLAND (NON-IRRIGATED, USD/HA) | 751.1992
2024 | 27009 | CROPLAND (NON-IRRIGATED, USD/HA) | 249.5761
2024 | 29015 | CROPLAND (NON-IRRIGATED, USD/HA) | 133.4367
2024 | 41003 | CROPLAND (NON-IRRIGATED, USD/HA) | 294.055
2024 | 47005 | CROPLAND (NON-IRRIGATED, USD/HA) | 208.8037
2024 | 53005 | CROPLAND (NON-IRRIGATED, USD/HA) | 111.1972
2023 | 5007 | CROPLAND (NON-IRRIGATED, USD/HA) | 114.9038
2023 | 18007 | CROPLAND (NON-IRRIGATED, USD/HA) | 736.3729
2023 | 19011 | CROPLAND (NON-IRRIGATED, USD/HA) | 664.7124
2023 | 27009 | CROPLAND (NON-IRRIGATED, USD/HA) | 224.8655
2023 | 29015 | CROPLAND (NON-IRRIGATED, USD/HA) | 180.3867
2023 | 41003 | CROPLAND (NON-IRRIGATED, USD/HA) | 286.6418
2023 | 47005 | CROPLAND (NON-IRRIGATED, USD/HA) | 239.6918
2022 | 5007 | CROPLAND (NON-IRRIGATED, USD/HA) | 86.4868
2022 | 18007 | CROPLAND (NON-IRRIGATED, USD/HA) | 654.8283
2022 | 19011 | CROPLAND (NON-IRRIGATED, USD/HA) | 667.1835
2022 | 27009 | CROPLAND (NON-IRRIGATED, USD/HA) | 249.5761
2022 | 28009 | CROPLAND (NON-IRRIGATED, USD/HA) | 144.5564
2022 | 29015 | CROPLAND (NON-IRRIGATED, USD/HA) | 135.9077
2022 | 41003 | CROPLAND (NON-IRRIGATED, USD/HA) | 274.2865
2022 | 47005 | CROPLAND (NON-IRRIGATED, USD/HA) | 202.6261
2021 | 5007 | CROPLAND (NON-IRRIGATED, USD/HA) | 103.7841
2021 | 18007 | CROPLAND (NON-IRRIGATED, USD/HA) | 654.8283
2021 | 19011 | CROPLAND (NON-IRRIGATED, USD/HA) | 637.5309
2021 | 27009 | CROPLAND (NON-IRRIGATED, USD/HA) | 233.5142
2021 | 28009 | CROPLAND (NON-IRRIGATED, USD/HA) | 130.9657
2021 | 29015 | CROPLAND (NON-IRRIGATED, USD/HA) | 187.7998
2021 | 41003 | CROPLAND (NON-IRRIGATED, USD/HA) | 223.63
2021 | 47005 | CROPLAND (NON-IRRIGATED, USD/HA) | 182.8577
2020 | 5007 | CROPLAND (NON-IRRIGATED, USD/HA) | 72.896
2020 | 18007 | CROPLAND (NON-IRRIGATED, USD/HA) | 617.7625
2020 | 19011 | CROPLAND (NON-IRRIGATED, USD/HA) | 617.7625
2020 | 27009 | CROPLAND (NON-IRRIGATED, USD/HA) | 244.6339
2020 | 28009 | CROPLAND (NON-IRRIGATED, USD/HA) | 128.4946
2020 | 29015 | CROPLAND (NON-IRRIGATED, USD/HA) | 177.9156
2020 | 41003 | CROPLAND (NON-IRRIGATED, USD/HA) | 214.9813
2020 | 47005 | CROPLAND (NON-IRRIGATED, USD/HA) | 207.5682
2019 | 18007 | CROPLAND (NON-IRRIGATED, USD/HA) | 600.4651
2019 | 19011 | CROPLAND (NON-IRRIGATED, USD/HA) | 637.5309
2019 | 27009 | CROPLAND (NON-IRRIGATED, USD/HA) | 229.8076
2019 | 28009 | CROPLAND (NON-IRRIGATED, USD/HA) | 113.6683
2019 | 29015 | CROPLAND (NON-IRRIGATED, USD/HA) | 182.8577
2019 | 41003 | CROPLAND (NON-IRRIGATED, USD/HA) | 223.63
2019 | 47005 | CROPLAND (NON-IRRIGATED, USD/HA) | 202.6261
2017 | 19011 | CROPLAND (NON-IRRIGATED, USD/HA) | 674.5966
2017 | 27009 | CROPLAND (NON-IRRIGATED, USD/HA) | 195.213
2017 | 28009 | CROPLAND (NON-IRRIGATED, USD/HA) | 109.9617
2017 | 29015 | CROPLAND (NON-IRRIGATED, USD/HA) | 191.5064
2017 | 41003 | CROPLAND (NON-IRRIGATED, USD/HA) | 214.9813
2017 | 47005 | CROPLAND (NON-IRRIGATED, USD/HA) | 165.5603
2016 | 18007 | CROPLAND (NON-IRRIGATED, USD/HA) | 617.7625
2016 | 19011 | CROPLAND (NON-IRRIGATED, USD/HA) | 578.2257
2016 | 27009 | CROPLAND (NON-IRRIGATED, USD/HA) | 206.3327
2016 | 28009 | CROPLAND (NON-IRRIGATED, USD/HA) | 127.2591
2016 | 29015 | CROPLAND (NON-IRRIGATED, USD/HA) | 168.0314
2016 | 41003 | CROPLAND (NON-IRRIGATED, USD/HA) | 196.4485
2016 | 47005 | CROPLAND (NON-IRRIGATED, USD/HA) | 165.5603
2014 | 5007 | CROPLAND (NON-IRRIGATED, USD/HA) | 128.4946
2014 | 18007 | CROPLAND (NON-IRRIGATED, USD/HA) | 630.1178
2014 | 19011 | CROPLAND (NON-IRRIGATED, USD/HA) | 667.1835
2014 | 27009 | CROPLAND (NON-IRRIGATED, USD/HA) | 219.9235
2014 | 28009 | CROPLAND (NON-IRRIGATED, USD/HA) | 123.5525
2014 | 29015 | CROPLAND (NON-IRRIGATED, USD/HA) | 195.213
2014 | 41003 | CROPLAND (NON-IRRIGATED, USD/HA) | 165.5603
2014 | 47005 | CROPLAND (NON-IRRIGATED, USD/HA) | 158.1472
2013 | 5007 | CROPLAND (NON-IRRIGATED, USD/HA) | 101.3131
2013 | 18007 | CROPLAND (NON-IRRIGATED, USD/HA) | 605.4072
2013 | 19011 | CROPLAND (NON-IRRIGATED, USD/HA) | 642.473
2013 | 27009 | CROPLAND (NON-IRRIGATED, USD/HA) | 182.8577
2013 | 29015 | CROPLAND (NON-IRRIGATED, USD/HA) | 201.3906
2013 | 41003 | CROPLAND (NON-IRRIGATED, USD/HA) | 200.155
2013 | 47005 | CROPLAND (NON-IRRIGATED, USD/HA) | 130.9657
2012 | 5007 | CROPLAND (NON-IRRIGATED, USD/HA) | 77.8381
2012 | 18007 | CROPLAND (NON-IRRIGATED, USD/HA) | 531.2758
2012 | 19011 | CROPLAND (NON-IRRIGATED, USD/HA) | 615.2914
2012 | 27009 | CROPLAND (NON-IRRIGATED, USD/HA) | 160.6182
2012 | 28009 | CROPLAND (NON-IRRIGATED, USD/HA) | 124.788
2012 | 29015 | CROPLAND (NON-IRRIGATED, USD/HA) | 213.7458
2012 | 41003 | CROPLAND (NON-IRRIGATED, USD/HA) | 185.3287
2012 | 47005 | CROPLAND (NON-IRRIGATED, USD/HA) | 143.3209
2011 | 5007 | CROPLAND (NON-IRRIGATED, USD/HA) | 90.1933
2011 | 18007 | CROPLAND (NON-IRRIGATED, USD/HA) | 467.0285
2011 | 19011 | CROPLAND (NON-IRRIGATED, USD/HA) | 471.9706
2011 | 27009 | CROPLAND (NON-IRRIGATED, USD/HA) | 156.9117
2011 | 28009 | CROPLAND (NON-IRRIGATED, USD/HA) | 126.0236
2011 | 41003 | CROPLAND (NON-IRRIGATED, USD/HA) | 185.3287
2010 | 5007 | CROPLAND (NON-IRRIGATED, USD/HA) | 109.9617
2010 | 18007 | CROPLAND (NON-IRRIGATED, USD/HA) | 427.4916
2010 | 19011 | CROPLAND (NON-IRRIGATED, USD/HA) | 459.6153
2010 | 27009 | CROPLAND (NON-IRRIGATED, USD/HA) | 122.317
2010 | 28009 | CROPLAND (NON-IRRIGATED, USD/HA) | 126.0236
2010 | 29015 | CROPLAND (NON-IRRIGATED, USD/HA) | 161.8538
2010 | 41003 | CROPLAND (NON-IRRIGATED, USD/HA) | 195.213
2010 | 47005 | CROPLAND (NON-IRRIGATED, USD/HA) | 145.7919
2009 | 5007 | CROPLAND (NON-IRRIGATED, USD/HA) | 92.6644
2009 | 18007 | CROPLAND (NON-IRRIGATED, USD/HA) | 432.4337
2009 | 19011 | CROPLAND (NON-IRRIGATED, USD/HA) | 449.7311
2009 | 27009 | CROPLAND (NON-IRRIGATED, USD/HA) | 119.8459
2009 | 28009 | CROPLAND (NON-IRRIGATED, USD/HA) | 103.7841
2009 | 29015 | CROPLAND (NON-IRRIGATED, USD/HA) | 165.5603
2009 | 41003 | CROPLAND (NON-IRRIGATED, USD/HA) | 190.2708
2009 | 47005 | CROPLAND (NON-IRRIGATED, USD/HA) | 142.0854
2008 | 5007 | CROPLAND (NON-IRRIGATED, USD/HA) | 111.1972
2008 | 18007 | CROPLAND (NON-IRRIGATED, USD/HA) | 422.5496
2008 | 19011 | CROPLAND (NON-IRRIGATED, USD/HA) | 434.9048
2008 | 27009 | CROPLAND (NON-IRRIGATED, USD/HA) | 119.8459
2024 | 45015 | CROPLAND (NON-IRRIGATED, USD/HA) | 63.0118
2024 | 54003 | CROPLAND (NON-IRRIGATED, USD/HA) | 90.1933
2023 | 45015 | CROPLAND (NON-IRRIGATED, USD/HA) | 50.6565
2023 | 54003 | CROPLAND (NON-IRRIGATED, USD/HA) | 102.5486
2022 | 45015 | CROPLAND (NON-IRRIGATED, USD/HA) | 65.4828
2022 | 54003 | CROPLAND (NON-IRRIGATED, USD/HA) | 86.4868
2021 | 45015 | CROPLAND (NON-IRRIGATED, USD/HA) | 72.896
2021 | 54003 | CROPLAND (NON-IRRIGATED, USD/HA) | 69.1894
2020 | 54003 | CROPLAND (NON-IRRIGATED, USD/HA) | 80.3091
2019 | 54003 | CROPLAND (NON-IRRIGATED, USD/HA) | 76.6025
2017 | 45015 | CROPLAND (NON-IRRIGATED, USD/HA) | 77.8381
2017 | 54003 | CROPLAND (NON-IRRIGATED, USD/HA) | 98.842
2016 | 54003 | CROPLAND (NON-IRRIGATED, USD/HA) | 91.4288
2014 | 45015 | CROPLAND (NON-IRRIGATED, USD/HA) | 60.5407
2014 | 54003 | CROPLAND (NON-IRRIGATED, USD/HA) | 81.5447
2013 | 54003 | CROPLAND (NON-IRRIGATED, USD/HA) | 106.2552
2012 | 54003 | CROPLAND (NON-IRRIGATED, USD/HA) | 88.9578
2011 | 54003 | CROPLAND (NON-IRRIGATED, USD/HA) | 74.1315
2010 | 54003 | CROPLAND (NON-IRRIGATED, USD/HA) | 81.5447
2009 | 54003 | CROPLAND (NON-IRRIGATED, USD/HA) | 60.5407
2023 | 42011 | CROPLAND (NON-IRRIGATED, USD/HA) | 279.2287
2022 | 42011 | CROPLAND (NON-IRRIGATED, USD/HA) | 226.1011
2021 | 42011 | CROPLAND (NON-IRRIGATED, USD/HA) | 345.947
2020 | 42011 | CROPLAND (NON-IRRIGATED, USD/HA) | 256.9892
2019 | 42011 | CROPLAND (NON-IRRIGATED, USD/HA) | 284.1707
2017 | 42011 | CROPLAND (NON-IRRIGATED, USD/HA) | 321.2365
2016 | 42011 | CROPLAND (NON-IRRIGATED, USD/HA) | 281.6997
2014 | 42011 | CROPLAND (NON-IRRIGATED, USD/HA) | 226.1011
2013 | 42011 | CROPLAND (NON-IRRIGATED, USD/HA) | 217.4524
2012 | 42011 | CROPLAND (NON-IRRIGATED, USD/HA) | 240.9274
2011 | 42011 | CROPLAND (NON-IRRIGATED, USD/HA) | 170.5025
2010 | 42011 | CROPLAND (NON-IRRIGATED, USD/HA) | 165.5603
2009 | 42011 | CROPLAND (NON-IRRIGATED, USD/HA) | 148.263
2008 | 42011 | CROPLAND (NON-IRRIGATED, USD/HA) | 170.5025
2021 | 25003 | CROPLAND (NON-IRRIGATED, USD/HA) | 123.5525
2020 | 25003 | CROPLAND (NON-IRRIGATED, USD/HA) | 67.9539
2019 | 25003 | CROPLAND (NON-IRRIGATED, USD/HA) | 86.4868
2017 | 25003 | CROPLAND (NON-IRRIGATED, USD/HA) | 39.5368
2016 | 25003 | CROPLAND (NON-IRRIGATED, USD/HA) | 72.896
2014 | 25003 | CROPLAND (NON-IRRIGATED, USD/HA) | 51.892
2013 | 25003 | CROPLAND (NON-IRRIGATED, USD/HA) | 66.7184
2012 | 25003 | CROPLAND (NON-IRRIGATED, USD/HA) | 71.6604
2011 | 25003 | CROPLAND (NON-IRRIGATED, USD/HA) | 56.8342
2010 | 25003 | CROPLAND (NON-IRRIGATED, USD/HA) | 75.367
2009 | 25003 | CROPLAND (NON-IRRIGATED, USD/HA) | 69.1894
2024 | 13019 | CROPLAND (NON-IRRIGATED, USD/HA) | 216.2169
2024 | 26021 | CROPLAND (NON-IRRIGATED, USD/HA) | 375.5996
2023 | 13019 | CROPLAND (NON-IRRIGATED, USD/HA) | 228.5721
2023 | 26021 | CROPLAND (NON-IRRIGATED, USD/HA) | 318.7654
2022 | 13019 | CROPLAND (NON-IRRIGATED, USD/HA) | 261.9313
2022 | 26021 | CROPLAND (NON-IRRIGATED, USD/HA) | 323.7075
2021 | 13019 | CROPLAND (NON-IRRIGATED, USD/HA) | 212.5103
2021 | 26021 | CROPLAND (NON-IRRIGATED, USD/HA) | 301.4681
2020 | 13019 | CROPLAND (NON-IRRIGATED, USD/HA) | 200.155
2020 | 26021 | CROPLAND (NON-IRRIGATED, USD/HA) | 303.9391
2019 | 13019 | CROPLAND (NON-IRRIGATED, USD/HA) | 197.684
2019 | 26021 | CROPLAND (NON-IRRIGATED, USD/HA) | 286.6418
2017 | 13019 | CROPLAND (NON-IRRIGATED, USD/HA) | 206.3327
2017 | 26021 | CROPLAND (NON-IRRIGATED, USD/HA) | 284.1707
2016 | 13019 | CROPLAND (NON-IRRIGATED, USD/HA) | 186.5643
2016 | 26021 | CROPLAND (NON-IRRIGATED, USD/HA) | 316.2944
2014 | 13019 | CROPLAND (NON-IRRIGATED, USD/HA) | 190.2708
2014 | 26021 | CROPLAND (NON-IRRIGATED, USD/HA) | 328.6497
2013 | 13019 | CROPLAND (NON-IRRIGATED, USD/HA) | 187.7998
2013 | 26021 | CROPLAND (NON-IRRIGATED, USD/HA) | 271.8155
2012 | 13019 | CROPLAND (NON-IRRIGATED, USD/HA) | 190.2708
2012 | 26021 | CROPLAND (NON-IRRIGATED, USD/HA) | 208.8037
2011 | 13019 | CROPLAND (NON-IRRIGATED, USD/HA) | 166.7959
2011 | 26021 | CROPLAND (NON-IRRIGATED, USD/HA) | 210.0393
2010 | 13019 | CROPLAND (NON-IRRIGATED, USD/HA) | 132.2012
2010 | 26021 | CROPLAND (NON-IRRIGATED, USD/HA) | 179.1511
2009 | 13019 | CROPLAND (NON-IRRIGATED, USD/HA) | 137.1433
2009 | 26021 | CROPLAND (NON-IRRIGATED, USD/HA) | 163.0893
2008 | 13019 | CROPLAND (NON-IRRIGATED, USD/HA) | 130.9657
2008 | 26021 | CROPLAND (NON-IRRIGATED, USD/HA) | 186.5643
2024 | 37015 | CROPLAND (NON-IRRIGATED, USD/HA) | 316.2944
2023 | 37015 | CROPLAND (NON-IRRIGATED, USD/HA) | 306.4102
2022 | 37015 | CROPLAND (NON-IRRIGATED, USD/HA) | 326.1786
2021 | 37015 | CROPLAND (NON-IRRIGATED, USD/HA) | 281.6997
2020 | 37015 | CROPLAND (NON-IRRIGATED, USD/HA) | 271.8155
2019 | 37015 | CROPLAND (NON-IRRIGATED, USD/HA) | 259.4602
2017 | 37015 | CROPLAND (NON-IRRIGATED, USD/HA) | 247.105
2013 | 37015 | CROPLAND (NON-IRRIGATED, USD/HA) | 238.4563
2012 | 37015 | CROPLAND (NON-IRRIGATED, USD/HA) | 189.0353
2011 | 37015 | CROPLAND (NON-IRRIGATED, USD/HA) | 171.738
2010 | 37015 | CROPLAND (NON-IRRIGATED, USD/HA) | 145.7919
2009 | 37015 | CROPLAND (NON-IRRIGATED, USD/HA) | 160.6182
2008 | 37015 | CROPLAND (NON-IRRIGATED, USD/HA) | 128.4946
2024 | 48029 | CROPLAND (NON-IRRIGATED, USD/HA) | 49.421
2023 | 48029 | CROPLAND (NON-IRRIGATED, USD/HA) | 58.0697
2022 | 48029 | CROPLAND (NON-IRRIGATED, USD/HA) | 65.4828
2021 | 48029 | CROPLAND (NON-IRRIGATED, USD/HA) | 56.8342
2020 | 48029 | CROPLAND (NON-IRRIGATED, USD/HA) | 60.5407
2019 | 48029 | CROPLAND (NON-IRRIGATED, USD/HA) | 49.421
2017 | 48029 | CROPLAND (NON-IRRIGATED, USD/HA) | 49.421
2016 | 48029 | CROPLAND (NON-IRRIGATED, USD/HA) | 43.2434
2014 | 48029 | CROPLAND (NON-IRRIGATED, USD/HA) | 42.0078
2013 | 48029 | CROPLAND (NON-IRRIGATED, USD/HA) | 44.4789
2011 | 48029 | CROPLAND (NON-IRRIGATED, USD/HA) | 50.6565
2010 | 48029 | CROPLAND (NON-IRRIGATED, USD/HA) | 39.5368
2009 | 48029 | CROPLAND (NON-IRRIGATED, USD/HA) | 45.7144
2008 | 48029 | CROPLAND (NON-IRRIGATED, USD/HA) | 39.5368
2023 | 1007 | CROPLAND (NON-IRRIGATED, USD/HA) | 35.8302
2022 | 1007 | CROPLAND (NON-IRRIGATED, USD/HA) | 37.0658
2014 | 1007 | CROPLAND (NON-IRRIGATED, USD/HA) | 24.7105
2013 | 1007 | CROPLAND (NON-IRRIGATED, USD/HA) | 25.946
2011 | 1007 | CROPLAND (NON-IRRIGATED, USD/HA) | 42.0078
2009 | 1007 | CROPLAND (NON-IRRIGATED, USD/HA) | 37.0658
2021 | 22013 | CROPLAND (NON-IRRIGATED, USD/HA) | 49.421
2017 | 22013 | CROPLAND (NON-IRRIGATED, USD/HA) | 29.6526
2016 | 22013 | CROPLAND (NON-IRRIGATED, USD/HA) | 27.1816
2014 | 22013 | CROPLAND (NON-IRRIGATED, USD/HA) | 39.5368
2013 | 22013 | CROPLAND (NON-IRRIGATED, USD/HA) | 46.95
2011 | 22013 | CROPLAND (NON-IRRIGATED, USD/HA) | 51.892
2010 | 22013 | CROPLAND (NON-IRRIGATED, USD/HA) | 46.95
2009 | 22013 | CROPLAND (NON-IRRIGATED, USD/HA) | 54.3631
2024 | 30003 | CROPLAND (NON-IRRIGATED, USD/HA) | 59.3052
2022 | 30003 | CROPLAND (NON-IRRIGATED, USD/HA) | 53.1276
2021 | 30003 | CROPLAND (NON-IRRIGATED, USD/HA) | 54.3631
2020 | 30003 | CROPLAND (NON-IRRIGATED, USD/HA) | 49.421
2020 | 56003 | CROPLAND (NON-IRRIGATED, USD/HA) | 56.8342
2019 | 30003 | CROPLAND (NON-IRRIGATED, USD/HA) | 44.4789
2017 | 30003 | CROPLAND (NON-IRRIGATED, USD/HA) | 56.8342
2017 | 56003 | CROPLAND (NON-IRRIGATED, USD/HA) | 42.0078
2016 | 30003 | CROPLAND (NON-IRRIGATED, USD/HA) | 49.421
2016 | 56003 | CROPLAND (NON-IRRIGATED, USD/HA) | 50.6565
2014 | 30003 | CROPLAND (NON-IRRIGATED, USD/HA) | 43.2434
2014 | 56003 | CROPLAND (NON-IRRIGATED, USD/HA) | 46.95
2013 | 30003 | CROPLAND (NON-IRRIGATED, USD/HA) | 43.2434
2012 | 30003 | CROPLAND (NON-IRRIGATED, USD/HA) | 46.95
2011 | 30003 | CROPLAND (NON-IRRIGATED, USD/HA) | 53.1276
2010 | 30003 | CROPLAND (NON-IRRIGATED, USD/HA) | 44.4789
2009 | 30003 | CROPLAND (NON-IRRIGATED, USD/HA) | 56.8342
2008 | 30003 | CROPLAND (NON-IRRIGATED, USD/HA) | 39.5368
2024 | 27011 | CROPLAND (NON-IRRIGATED, USD/HA) | 395.368
2023 | 27011 | CROPLAND (NON-IRRIGATED, USD/HA) | 387.9549
2022 | 27011 | CROPLAND (NON-IRRIGATED, USD/HA) | 405.2522
2021 | 27011 | CROPLAND (NON-IRRIGATED, USD/HA) | 390.4259
2020 | 27011 | CROPLAND (NON-IRRIGATED, USD/HA) | 360.7733
2019 | 27011 | CROPLAND (NON-IRRIGATED, USD/HA) | 378.0707
2017 | 27011 | CROPLAND (NON-IRRIGATED, USD/HA) | 402.7811
2016 | 27011 | CROPLAND (NON-IRRIGATED, USD/HA) | 407.7233
2014 | 27011 | CROPLAND (NON-IRRIGATED, USD/HA) | 355.8312
2013 | 27011 | CROPLAND (NON-IRRIGATED, USD/HA) | 378.0707
2012 | 27011 | CROPLAND (NON-IRRIGATED, USD/HA) | 311.3523
2011 | 27011 | CROPLAND (NON-IRRIGATED, USD/HA) | 259.4602
2010 | 27011 | CROPLAND (NON-IRRIGATED, USD/HA) | 232.2787
2009 | 27011 | CROPLAND (NON-IRRIGATED, USD/HA) | 201.3906
2008 | 27011 | CROPLAND (NON-IRRIGATED, USD/HA) | 210.0393
2024 | 38007 | CROPLAND (NON-IRRIGATED, USD/HA) | 88.9578
2023 | 38007 | CROPLAND (NON-IRRIGATED, USD/HA) | 79.0736
2022 | 38007 | CROPLAND (NON-IRRIGATED, USD/HA) | 81.5447
2021 | 38007 | CROPLAND (NON-IRRIGATED, USD/HA) | 81.5447
2020 | 38007 | CROPLAND (NON-IRRIGATED, USD/HA) | 79.0736
2019 | 38007 | CROPLAND (NON-IRRIGATED, USD/HA) | 79.0736
2016 | 38007 | CROPLAND (NON-IRRIGATED, USD/HA) | 80.3091
2014 | 38007 | CROPLAND (NON-IRRIGATED, USD/HA) | 79.0736
2013 | 38007 | CROPLAND (NON-IRRIGATED, USD/HA) | 74.1315
2012 | 38007 | CROPLAND (NON-IRRIGATED, USD/HA) | 71.6604
2011 | 38007 | CROPLAND (NON-IRRIGATED, USD/HA) | 69.1894
2010 | 38007 | CROPLAND (NON-IRRIGATED, USD/HA) | 60.5407
2009 | 38007 | CROPLAND (NON-IRRIGATED, USD/HA) | 54.3631
2022 | 16011 | CROPLAND (NON-IRRIGATED, USD/HA) | 71.6604
2021 | 16011 | CROPLAND (NON-IRRIGATED, USD/HA) | 71.6604
2019 | 16011 | CROPLAND (NON-IRRIGATED, USD/HA) | 50.6565
2017 | 16011 | CROPLAND (NON-IRRIGATED, USD/HA) | 43.2434
2014 | 16011 | CROPLAND (NON-IRRIGATED, USD/HA) | 46.95
2013 | 16011 | CROPLAND (NON-IRRIGATED, USD/HA) | 46.95
2012 | 16011 | CROPLAND (NON-IRRIGATED, USD/HA) | 61.7762
2011 | 16011 | CROPLAND (NON-IRRIGATED, USD/HA) | 74.1315
2010 | 16011 | CROPLAND (NON-IRRIGATED, USD/HA) | 123.5525
2024 | 19013 | CROPLAND (NON-IRRIGATED, USD/HA) | 778.3808
2023 | 19013 | CROPLAND (NON-IRRIGATED, USD/HA) | 699.3071
2022 | 19013 | CROPLAND (NON-IRRIGATED, USD/HA) | 716.6045
2021 | 19013 | CROPLAND (NON-IRRIGATED, USD/HA) | 625.1757
2020 | 19013 | CROPLAND (NON-IRRIGATED, USD/HA) | 610.3493
2019 | 19013 | CROPLAND (NON-IRRIGATED, USD/HA) | 588.1099
2017 | 19013 | CROPLAND (NON-IRRIGATED, USD/HA) | 620.2336
2016 | 19013 | CROPLAND (NON-IRRIGATED, USD/HA) | 627.6467
2014 | 19013 | CROPLAND (NON-IRRIGATED, USD/HA) | 686.9519
2013 | 19013 | CROPLAND (NON-IRRIGATED, USD/HA) | 644.944
2012 | 19013 | CROPLAND (NON-IRRIGATED, USD/HA) | 580.6967
2011 | 19013 | CROPLAND (NON-IRRIGATED, USD/HA) | 506.5652
2010 | 19013 | CROPLAND (NON-IRRIGATED, USD/HA) | 437.3759
2009 | 19013 | CROPLAND (NON-IRRIGATED, USD/HA) | 444.789
2008 | 19013 | CROPLAND (NON-IRRIGATED, USD/HA) | 452.2022
2024 | 18009 | CROPLAND (NON-IRRIGATED, USD/HA) | 622.7046
2023 | 18009 | CROPLAND (NON-IRRIGATED, USD/HA) | 575.7546
2022 | 18009 | CROPLAND (NON-IRRIGATED, USD/HA) | 543.631
2021 | 18009 | CROPLAND (NON-IRRIGATED, USD/HA) | 528.8047
2020 | 18009 | CROPLAND (NON-IRRIGATED, USD/HA) | 481.8547
2019 | 18009 | CROPLAND (NON-IRRIGATED, USD/HA) | 494.21
2017 | 18009 | CROPLAND (NON-IRRIGATED, USD/HA) | 531.2758
2016 | 18009 | CROPLAND (NON-IRRIGATED, USD/HA) | 543.631
2014 | 18009 | CROPLAND (NON-IRRIGATED, USD/HA) | 543.631
2013 | 18009 | CROPLAND (NON-IRRIGATED, USD/HA) | 469.4995
2012 | 18009 | CROPLAND (NON-IRRIGATED, USD/HA) | 392.897
2011 | 18009 | CROPLAND (NON-IRRIGATED, USD/HA) | 341.0049
2010 | 18009 | CROPLAND (NON-IRRIGATED, USD/HA) | 368.1864
2009 | 18009 | CROPLAND (NON-IRRIGATED, USD/HA) | 363.2443
2008 | 18009 | CROPLAND (NON-IRRIGATED, USD/HA) | 350.8891
2024 | 37017 | CROPLAND (NON-IRRIGATED, USD/HA) | 207.5682
2023 | 37017 | CROPLAND (NON-IRRIGATED, USD/HA) | 216.2169
2022 | 37017 | CROPLAND (NON-IRRIGATED, USD/HA) | 217.4524
2021 | 37017 | CROPLAND (NON-IRRIGATED, USD/HA) | 191.5064
2020 | 37017 | CROPLAND (NON-IRRIGATED, USD/HA) | 197.684
2019 | 37017 | CROPLAND (NON-IRRIGATED, USD/HA) | 212.5103
2017 | 37017 | CROPLAND (NON-IRRIGATED, USD/HA) | 195.213
2016 | 37017 | CROPLAND (NON-IRRIGATED, USD/HA) | 219.9235
2014 | 37017 | CROPLAND (NON-IRRIGATED, USD/HA) | 186.5643
2013 | 37017 | CROPLAND (NON-IRRIGATED, USD/HA) | 168.0314
2012 | 37017 | CROPLAND (NON-IRRIGATED, USD/HA) | 139.6143
2011 | 37017 | CROPLAND (NON-IRRIGATED, USD/HA) | 140.8499
2010 | 37017 | CROPLAND (NON-IRRIGATED, USD/HA) | 150.734
2009 | 37017 | CROPLAND (NON-IRRIGATED, USD/HA) | 128.4946
2008 | 37017 | CROPLAND (NON-IRRIGATED, USD/HA) | 137.1433
2024 | 30005 | CROPLAND (NON-IRRIGATED, USD/HA) | 71.6604
2024 | 40011 | CROPLAND (NON-IRRIGATED, USD/HA) | 86.4868
2023 | 30005 | CROPLAND (NON-IRRIGATED, USD/HA) | 75.367
2023 | 31009 | CROPLAND (NON-IRRIGATED, USD/HA) | 96.3709
2023 | 40011 | CROPLAND (NON-IRRIGATED, USD/HA) | 85.2512
2022 | 30005 | CROPLAND (NON-IRRIGATED, USD/HA) | 70.4249
2022 | 40011 | CROPLAND (NON-IRRIGATED, USD/HA) | 90.1933
2021 | 30005 | CROPLAND (NON-IRRIGATED, USD/HA) | 70.4249
2021 | 40011 | CROPLAND (NON-IRRIGATED, USD/HA) | 84.0157
2020 | 30005 | CROPLAND (NON-IRRIGATED, USD/HA) | 64.2473
2020 | 40011 | CROPLAND (NON-IRRIGATED, USD/HA) | 80.3091
2019 | 16013 | CROPLAND (NON-IRRIGATED, USD/HA) | 56.8342
2019 | 30005 | CROPLAND (NON-IRRIGATED, USD/HA) | 59.3052
2019 | 40011 | CROPLAND (NON-IRRIGATED, USD/HA) | 75.367
2017 | 16013 | CROPLAND (NON-IRRIGATED, USD/HA) | 80.3091
2017 | 30005 | CROPLAND (NON-IRRIGATED, USD/HA) | 58.0697
2017 | 31009 | CROPLAND (NON-IRRIGATED, USD/HA) | 71.6604
2017 | 40011 | CROPLAND (NON-IRRIGATED, USD/HA) | 87.7223
2016 | 30005 | CROPLAND (NON-IRRIGATED, USD/HA) | 51.892
2016 | 40011 | CROPLAND (NON-IRRIGATED, USD/HA) | 75.367
2014 | 30005 | CROPLAND (NON-IRRIGATED, USD/HA) | 54.3631
2014 | 40011 | CROPLAND (NON-IRRIGATED, USD/HA) | 81.5447
2013 | 31009 | CROPLAND (NON-IRRIGATED, USD/HA) | 106.2552
2013 | 40011 | CROPLAND (NON-IRRIGATED, USD/HA) | 76.6025
2012 | 16013 | CROPLAND (NON-IRRIGATED, USD/HA) | 80.3091
2012 | 30005 | CROPLAND (NON-IRRIGATED, USD/HA) | 46.95
2012 | 40011 | CROPLAND (NON-IRRIGATED, USD/HA) | 77.8381
2011 | 16013 | CROPLAND (NON-IRRIGATED, USD/HA) | 185.3287
2011 | 30005 | CROPLAND (NON-IRRIGATED, USD/HA) | 56.8342
2011 | 40011 | CROPLAND (NON-IRRIGATED, USD/HA) | 71.6604
2010 | 30005 | CROPLAND (NON-IRRIGATED, USD/HA) | 50.6565
2010 | 40011 | CROPLAND (NON-IRRIGATED, USD/HA) | 64.2473
2009 | 30005 | CROPLAND (NON-IRRIGATED, USD/HA) | 53.1276
2009 | 40011 | CROPLAND (NON-IRRIGATED, USD/HA) | 76.6025
2008 | 40011 | CROPLAND (NON-IRRIGATED, USD/HA) | 77.8381
2024 | 42013 | CROPLAND (NON-IRRIGATED, USD/HA) | 420.0785
2023 | 42013 | CROPLAND (NON-IRRIGATED, USD/HA) | 496.681
2022 | 42013 | CROPLAND (NON-IRRIGATED, USD/HA) | 442.3179
2021 | 42013 | CROPLAND (NON-IRRIGATED, USD/HA) | 434.9048
2020 | 42013 | CROPLAND (NON-IRRIGATED, USD/HA) | 422.5496
2019 | 42013 | CROPLAND (NON-IRRIGATED, USD/HA) | 365.7154
2017 | 42013 | CROPLAND (NON-IRRIGATED, USD/HA) | 358.3023
2016 | 42013 | CROPLAND (NON-IRRIGATED, USD/HA) | 301.4681
2014 | 42013 | CROPLAND (NON-IRRIGATED, USD/HA) | 298.9971
2013 | 42013 | CROPLAND (NON-IRRIGATED, USD/HA) | 294.055
2012 | 42013 | CROPLAND (NON-IRRIGATED, USD/HA) | 259.4602
2011 | 42013 | CROPLAND (NON-IRRIGATED, USD/HA) | 247.105
2010 | 42013 | CROPLAND (NON-IRRIGATED, USD/HA) | 286.6418
2008 | 42013 | CROPLAND (NON-IRRIGATED, USD/HA) | 269.3444
2022 | 48031 | CROPLAND (NON-IRRIGATED, USD/HA) | 48.1855
2021 | 48031 | CROPLAND (NON-IRRIGATED, USD/HA) | 19.0271
2020 | 48031 | CROPLAND (NON-IRRIGATED, USD/HA) | 32.1236
2019 | 48031 | CROPLAND (NON-IRRIGATED, USD/HA) | 27.1816
2017 | 48031 | CROPLAND (NON-IRRIGATED, USD/HA) | 27.1816
2016 | 48031 | CROPLAND (NON-IRRIGATED, USD/HA) | 33.3592
2014 | 48031 | CROPLAND (NON-IRRIGATED, USD/HA) | 20.5097
2013 | 48031 | CROPLAND (NON-IRRIGATED, USD/HA) | 21.7452
2012 | 48031 | CROPLAND (NON-IRRIGATED, USD/HA) | 29.6526
2011 | 48031 | CROPLAND (NON-IRRIGATED, USD/HA) | 32.1236
2010 | 48031 | CROPLAND (NON-IRRIGATED, USD/HA) | 37.0658
2009 | 48031 | CROPLAND (NON-IRRIGATED, USD/HA) | 44.4789
2024 | 51021 | CROPLAND (NON-IRRIGATED, USD/HA) | 91.4288
2023 | 51021 | CROPLAND (NON-IRRIGATED, USD/HA) | 86.4868
2022 | 51021 | CROPLAND (NON-IRRIGATED, USD/HA) | 84.0157
2021 | 51021 | CROPLAND (NON-IRRIGATED, USD/HA) | 79.0736
2020 | 51021 | CROPLAND (NON-IRRIGATED, USD/HA) | 92.6644
2019 | 51021 | CROPLAND (NON-IRRIGATED, USD/HA) | 96.3709
2016 | 51021 | CROPLAND (NON-IRRIGATED, USD/HA) | 88.9578
2014 | 51021 | CROPLAND (NON-IRRIGATED, USD/HA) | 81.5447
2012 | 51021 | CROPLAND (NON-IRRIGATED, USD/HA) | 58.0697
2009 | 51021 | CROPLAND (NON-IRRIGATED, USD/HA) | 64.2473
2023 | 13023 | CROPLAND (NON-IRRIGATED, USD/HA) | 142.0854
2022 | 13023 | CROPLAND (NON-IRRIGATED, USD/HA) | 148.263
2021 | 13023 | CROPLAND (NON-IRRIGATED, USD/HA) | 140.8499
2020 | 13023 | CROPLAND (NON-IRRIGATED, USD/HA) | 134.6722
2019 | 13023 | CROPLAND (NON-IRRIGATED, USD/HA) | 135.9077
2017 | 13023 | CROPLAND (NON-IRRIGATED, USD/HA) | 105.0196
2016 | 13023 | CROPLAND (NON-IRRIGATED, USD/HA) | 114.9038
2014 | 13023 | CROPLAND (NON-IRRIGATED, USD/HA) | 143.3209
2013 | 13023 | CROPLAND (NON-IRRIGATED, USD/HA) | 98.842
2012 | 13023 | CROPLAND (NON-IRRIGATED, USD/HA) | 118.6104
2011 | 13023 | CROPLAND (NON-IRRIGATED, USD/HA) | 140.8499
2010 | 13023 | CROPLAND (NON-IRRIGATED, USD/HA) | 111.1972
2009 | 13023 | CROPLAND (NON-IRRIGATED, USD/HA) | 98.842
2024 | 47007 | CROPLAND (NON-IRRIGATED, USD/HA) | 155.6762
2023 | 47007 | CROPLAND (NON-IRRIGATED, USD/HA) | 164.3248
2022 | 47007 | CROPLAND (NON-IRRIGATED, USD/HA) | 127.2591
2021 | 47007 | CROPLAND (NON-IRRIGATED, USD/HA) | 102.5486
2020 | 47007 | CROPLAND (NON-IRRIGATED, USD/HA) | 127.2591
2017 | 47007 | CROPLAND (NON-IRRIGATED, USD/HA) | 126.0236
2016 | 47007 | CROPLAND (NON-IRRIGATED, USD/HA) | 185.3287
2014 | 47007 | CROPLAND (NON-IRRIGATED, USD/HA) | 123.5525
2013 | 47007 | CROPLAND (NON-IRRIGATED, USD/HA) | 186.5643
2012 | 47007 | CROPLAND (NON-IRRIGATED, USD/HA) | 179.1511
2011 | 47007 | CROPLAND (NON-IRRIGATED, USD/HA) | 92.6644
2010 | 47007 | CROPLAND (NON-IRRIGATED, USD/HA) | 93.8999
2009 | 47007 | CROPLAND (NON-IRRIGATED, USD/HA) | 91.4288
2024 | 1009 | CROPLAND (NON-IRRIGATED, USD/HA) | 95.1354
2024 | 47009 | CROPLAND (NON-IRRIGATED, USD/HA) | 121.0815
2023 | 1009 | CROPLAND (NON-IRRIGATED, USD/HA) | 108.7262
2023 | 47009 | CROPLAND (NON-IRRIGATED, USD/HA) | 109.9617
2022 | 1009 | CROPLAND (NON-IRRIGATED, USD/HA) | 69.1894
2022 | 47009 | CROPLAND (NON-IRRIGATED, USD/HA) | 85.2512
2021 | 1009 | CROPLAND (NON-IRRIGATED, USD/HA) | 79.0736
2021 | 47009 | CROPLAND (NON-IRRIGATED, USD/HA) | 97.6065
2020 | 1009 | CROPLAND (NON-IRRIGATED, USD/HA) | 87.7223
2020 | 47009 | CROPLAND (NON-IRRIGATED, USD/HA) | 98.842
2019 | 1009 | CROPLAND (NON-IRRIGATED, USD/HA) | 76.6025
2019 | 47009 | CROPLAND (NON-IRRIGATED, USD/HA) | 84.0157
2017 | 1009 | CROPLAND (NON-IRRIGATED, USD/HA) | 76.6025
2017 | 47009 | CROPLAND (NON-IRRIGATED, USD/HA) | 96.3709
2016 | 1009 | CROPLAND (NON-IRRIGATED, USD/HA) | 60.5407
2016 | 47009 | CROPLAND (NON-IRRIGATED, USD/HA) | 88.9578
2014 | 1009 | CROPLAND (NON-IRRIGATED, USD/HA) | 61.7762
2014 | 47009 | CROPLAND (NON-IRRIGATED, USD/HA) | 93.8999
2013 | 47009 | CROPLAND (NON-IRRIGATED, USD/HA) | 101.3131
2012 | 47009 | CROPLAND (NON-IRRIGATED, USD/HA) | 96.3709
2011 | 47009 | CROPLAND (NON-IRRIGATED, USD/HA) | 84.0157
2010 | 1009 | CROPLAND (NON-IRRIGATED, USD/HA) | 61.7762
2010 | 47009 | CROPLAND (NON-IRRIGATED, USD/HA) | 86.4868
2009 | 1009 | CROPLAND (NON-IRRIGATED, USD/HA) | 61.7762
2009 | 47009 | CROPLAND (NON-IRRIGATED, USD/HA) | 80.3091
2008 | 1009 | CROPLAND (NON-IRRIGATED, USD/HA) | 72.896
2008 | 47009 | CROPLAND (NON-IRRIGATED, USD/HA) | 74.1315
2023 | 27013 | CROPLAND (NON-IRRIGATED, USD/HA) | 669.6545
2021 | 27013 | CROPLAND (NON-IRRIGATED, USD/HA) | 588.1099
2020 | 27013 | CROPLAND (NON-IRRIGATED, USD/HA) | 536.2178
2019 | 27013 | CROPLAND (NON-IRRIGATED, USD/HA) | 516.4494
2017 | 27013 | CROPLAND (NON-IRRIGATED, USD/HA) | 573.2836
2016 | 27013 | CROPLAND (NON-IRRIGATED, USD/HA) | 541.1599
2014 | 27013 | CROPLAND (NON-IRRIGATED, USD/HA) | 602.9362
2013 | 27013 | CROPLAND (NON-IRRIGATED, USD/HA) | 605.4072
2012 | 27013 | CROPLAND (NON-IRRIGATED, USD/HA) | 516.4494
2011 | 27013 | CROPLAND (NON-IRRIGATED, USD/HA) | 427.4916
2010 | 27013 | CROPLAND (NON-IRRIGATED, USD/HA) | 383.0127
2009 | 27013 | CROPLAND (NON-IRRIGATED, USD/HA) | 385.4838
2008 | 27013 | CROPLAND (NON-IRRIGATED, USD/HA) | 390.4259
2024 | 28011 | CROPLAND (NON-IRRIGATED, USD/HA) | 254.5181
2023 | 28011 | CROPLAND (NON-IRRIGATED, USD/HA) | 264.4024
2022 | 28011 | CROPLAND (NON-IRRIGATED, USD/HA) | 261.9313
2021 | 28011 | CROPLAND (NON-IRRIGATED, USD/HA) | 243.3984
2020 | 28011 | CROPLAND (NON-IRRIGATED, USD/HA) | 239.6918
2019 | 28011 | CROPLAND (NON-IRRIGATED, USD/HA) | 266.8734
2017 | 28011 | CROPLAND (NON-IRRIGATED, USD/HA) | 228.5721
2016 | 28011 | CROPLAND (NON-IRRIGATED, USD/HA) | 245.8695
2014 | 28011 | CROPLAND (NON-IRRIGATED, USD/HA) | 237.2208
2013 | 28011 | CROPLAND (NON-IRRIGATED, USD/HA) | 197.684
2012 | 28011 | CROPLAND (NON-IRRIGATED, USD/HA) | 205.0971
2011 | 28011 | CROPLAND (NON-IRRIGATED, USD/HA) | 208.8037
2010 | 28011 | CROPLAND (NON-IRRIGATED, USD/HA) | 200.155
2009 | 28011 | CROPLAND (NON-IRRIGATED, USD/HA) | 196.4485
2008 | 28011 | CROPLAND (NON-IRRIGATED, USD/HA) | 205.0971
2024 | 29017 | CROPLAND (NON-IRRIGATED, USD/HA) | 128.4946
2023 | 29017 | CROPLAND (NON-IRRIGATED, USD/HA) | 172.9735
2022 | 29017 | CROPLAND (NON-IRRIGATED, USD/HA) | 158.1472
2021 | 29017 | CROPLAND (NON-IRRIGATED, USD/HA) | 107.4907
2019 | 29017 | CROPLAND (NON-IRRIGATED, USD/HA) | 192.7419
2017 | 29017 | CROPLAND (NON-IRRIGATED, USD/HA) | 142.0854
2016 | 29017 | CROPLAND (NON-IRRIGATED, USD/HA) | 169.2669
2014 | 29017 | CROPLAND (NON-IRRIGATED, USD/HA) | 171.738
2013 | 29017 | CROPLAND (NON-IRRIGATED, USD/HA) | 172.9735
2012 | 29017 | CROPLAND (NON-IRRIGATED, USD/HA) | 133.4367
2011 | 29017 | CROPLAND (NON-IRRIGATED, USD/HA) | 133.4367
2010 | 29017 | CROPLAND (NON-IRRIGATED, USD/HA) | 140.8499
2009 | 29017 | CROPLAND (NON-IRRIGATED, USD/HA) | 135.9077
2024 | 46009 | CROPLAND (NON-IRRIGATED, USD/HA) | 390.4259
2023 | 46009 | CROPLAND (NON-IRRIGATED, USD/HA) | 378.0707
2022 | 46009 | CROPLAND (NON-IRRIGATED, USD/HA) | 360.7733
2021 | 46009 | CROPLAND (NON-IRRIGATED, USD/HA) | 343.476
2020 | 46009 | CROPLAND (NON-IRRIGATED, USD/HA) | 343.476
2019 | 46009 | CROPLAND (NON-IRRIGATED, USD/HA) | 345.947
2017 | 46009 | CROPLAND (NON-IRRIGATED, USD/HA) | 348.418
2016 | 46009 | CROPLAND (NON-IRRIGATED, USD/HA) | 338.5338
2014 | 46009 | CROPLAND (NON-IRRIGATED, USD/HA) | 350.8891
2013 | 46009 | CROPLAND (NON-IRRIGATED, USD/HA) | 311.3523
2012 | 46009 | CROPLAND (NON-IRRIGATED, USD/HA) | 271.8155
2011 | 46009 | CROPLAND (NON-IRRIGATED, USD/HA) | 211.2748
2010 | 46009 | CROPLAND (NON-IRRIGATED, USD/HA) | 197.684
2009 | 46009 | CROPLAND (NON-IRRIGATED, USD/HA) | 197.684
2008 | 46009 | CROPLAND (NON-IRRIGATED, USD/HA) | 192.7419
2024 | 17005 | CROPLAND (NON-IRRIGATED, USD/HA) | 504.0942
2023 | 17005 | CROPLAND (NON-IRRIGATED, USD/HA) | 533.7468
2022 | 17005 | CROPLAND (NON-IRRIGATED, USD/HA) | 486.7969
2021 | 17005 | CROPLAND (NON-IRRIGATED, USD/HA) | 454.6732
2020 | 17005 | CROPLAND (NON-IRRIGATED, USD/HA) | 437.3759
2019 | 17005 | CROPLAND (NON-IRRIGATED, USD/HA) | 422.5496
2017 | 17005 | CROPLAND (NON-IRRIGATED, USD/HA) | 439.8469
2016 | 17005 | CROPLAND (NON-IRRIGATED, USD/HA) | 422.5496
2014 | 17005 | CROPLAND (NON-IRRIGATED, USD/HA) | 432.4337
2013 | 17005 | CROPLAND (NON-IRRIGATED, USD/HA) | 378.0707
2012 | 17005 | CROPLAND (NON-IRRIGATED, USD/HA) | 385.4838
2011 | 17005 | CROPLAND (NON-IRRIGATED, USD/HA) | 306.4102
2010 | 17005 | CROPLAND (NON-IRRIGATED, USD/HA) | 306.4102
2009 | 17005 | CROPLAND (NON-IRRIGATED, USD/HA) | 306.4102
2008 | 17005 | CROPLAND (NON-IRRIGATED, USD/HA) | 281.6997
2024 | 16017 | CROPLAND (NON-IRRIGATED, USD/HA) | 123.5525
2023 | 16017 | CROPLAND (NON-IRRIGATED, USD/HA) | 112.4328
2022 | 16017 | CROPLAND (NON-IRRIGATED, USD/HA) | 103.7841
2021 | 16017 | CROPLAND (NON-IRRIGATED, USD/HA) | 92.6644
2014 | 16017 | CROPLAND (NON-IRRIGATED, USD/HA) | 90.1933
2013 | 16017 | CROPLAND (NON-IRRIGATED, USD/HA) | 106.2552
2012 | 16017 | CROPLAND (NON-IRRIGATED, USD/HA) | 143.3209
2011 | 16017 | CROPLAND (NON-IRRIGATED, USD/HA) | 93.8999
2010 | 16017 | CROPLAND (NON-IRRIGATED, USD/HA) | 60.5407
2009 | 16017 | CROPLAND (NON-IRRIGATED, USD/HA) | 86.4868
2024 | 16019 | CROPLAND (NON-IRRIGATED, USD/HA) | 86.4868
2023 | 16019 | CROPLAND (NON-IRRIGATED, USD/HA) | 84.0157
2021 | 16019 | CROPLAND (NON-IRRIGATED, USD/HA) | 76.6025
2020 | 16019 | CROPLAND (NON-IRRIGATED, USD/HA) | 79.0736
2019 | 16019 | CROPLAND (NON-IRRIGATED, USD/HA) | 80.3091
2017 | 16019 | CROPLAND (NON-IRRIGATED, USD/HA) | 82.7802
2016 | 16019 | CROPLAND (NON-IRRIGATED, USD/HA) | 86.4868
2014 | 16019 | CROPLAND (NON-IRRIGATED, USD/HA) | 101.3131
2013 | 16019 | CROPLAND (NON-IRRIGATED, USD/HA) | 88.9578
2012 | 16019 | CROPLAND (NON-IRRIGATED, USD/HA) | 82.7802
2010 | 16019 | CROPLAND (NON-IRRIGATED, USD/HA) | 123.5525
2009 | 16019 | CROPLAND (NON-IRRIGATED, USD/HA) | 101.3131
2024 | 5009 | CROPLAND (NON-IRRIGATED, USD/HA) | 128.4946
2024 | 17007 | CROPLAND (NON-IRRIGATED, USD/HA) | 642.473
2024 | 18011 | CROPLAND (NON-IRRIGATED, USD/HA) | 640.0019
2024 | 19015 | CROPLAND (NON-IRRIGATED, USD/HA) | 654.8283
2024 | 21015 | CROPLAND (NON-IRRIGATED, USD/HA) | 143.3209
2024 | 29019 | CROPLAND (NON-IRRIGATED, USD/HA) | 355.8312
2024 | 31011 | CROPLAND (NON-IRRIGATED, USD/HA) | 462.0863
2023 | 5009 | CROPLAND (NON-IRRIGATED, USD/HA) | 133.4367
2023 | 17007 | CROPLAND (NON-IRRIGATED, USD/HA) | 736.3729
2023 | 18011 | CROPLAND (NON-IRRIGATED, USD/HA) | 689.423
2023 | 19015 | CROPLAND (NON-IRRIGATED, USD/HA) | 657.2993
2023 | 21015 | CROPLAND (NON-IRRIGATED, USD/HA) | 180.3867
2023 | 29019 | CROPLAND (NON-IRRIGATED, USD/HA) | 316.2944
2023 | 31011 | CROPLAND (NON-IRRIGATED, USD/HA) | 442.3179
2022 | 5009 | CROPLAND (NON-IRRIGATED, USD/HA) | 100.0775
2022 | 17007 | CROPLAND (NON-IRRIGATED, USD/HA) | 649.8862
2022 | 18011 | CROPLAND (NON-IRRIGATED, USD/HA) | 625.1757
2022 | 19015 | CROPLAND (NON-IRRIGATED, USD/HA) | 627.6467
2022 | 21015 | CROPLAND (NON-IRRIGATED, USD/HA) | 171.738
2022 | 29019 | CROPLAND (NON-IRRIGATED, USD/HA) | 353.3601
2022 | 31011 | CROPLAND (NON-IRRIGATED, USD/HA) | 437.3759
2021 | 5009 | CROPLAND (NON-IRRIGATED, USD/HA) | 114.9038
2021 | 17007 | CROPLAND (NON-IRRIGATED, USD/HA) | 578.2257
2021 | 18011 | CROPLAND (NON-IRRIGATED, USD/HA) | 590.581
2021 | 19015 | CROPLAND (NON-IRRIGATED, USD/HA) | 570.8125
2021 | 29019 | CROPLAND (NON-IRRIGATED, USD/HA) | 358.3023
2021 | 31011 | CROPLAND (NON-IRRIGATED, USD/HA) | 447.26
2020 | 5009 | CROPLAND (NON-IRRIGATED, USD/HA) | 81.5447
2020 | 17007 | CROPLAND (NON-IRRIGATED, USD/HA) | 560.9284
2020 | 18011 | CROPLAND (NON-IRRIGATED, USD/HA) | 528.8047
2020 | 19015 | CROPLAND (NON-IRRIGATED, USD/HA) | 555.9863
2020 | 29019 | CROPLAND (NON-IRRIGATED, USD/HA) | 318.7654
2019 | 5009 | CROPLAND (NON-IRRIGATED, USD/HA) | 101.3131
2019 | 17007 | CROPLAND (NON-IRRIGATED, USD/HA) | 610.3493
2019 | 19015 | CROPLAND (NON-IRRIGATED, USD/HA) | 563.3994
2019 | 21015 | CROPLAND (NON-IRRIGATED, USD/HA) | 123.5525
2019 | 29019 | CROPLAND (NON-IRRIGATED, USD/HA) | 311.3523
2019 | 31011 | CROPLAND (NON-IRRIGATED, USD/HA) | 437.3759
2017 | 5009 | CROPLAND (NON-IRRIGATED, USD/HA) | 61.7762
2017 | 17007 | CROPLAND (NON-IRRIGATED, USD/HA) | 615.2914
2017 | 19015 | CROPLAND (NON-IRRIGATED, USD/HA) | 575.7546
2017 | 21015 | CROPLAND (NON-IRRIGATED, USD/HA) | 118.6104
2017 | 29019 | CROPLAND (NON-IRRIGATED, USD/HA) | 328.6497
2017 | 31011 | CROPLAND (NON-IRRIGATED, USD/HA) | 427.4916
2016 | 5009 | CROPLAND (NON-IRRIGATED, USD/HA) | 70.4249
2016 | 17007 | CROPLAND (NON-IRRIGATED, USD/HA) | 612.8204
2016 | 19015 | CROPLAND (NON-IRRIGATED, USD/HA) | 585.6389
2016 | 21015 | CROPLAND (NON-IRRIGATED, USD/HA) | 143.3209
2016 | 29019 | CROPLAND (NON-IRRIGATED, USD/HA) | 348.418
2016 | 31011 | CROPLAND (NON-IRRIGATED, USD/HA) | 429.9627
2014 | 5009 | CROPLAND (NON-IRRIGATED, USD/HA) | 82.7802
2014 | 17007 | CROPLAND (NON-IRRIGATED, USD/HA) | 684.4809
2014 | 18011 | CROPLAND (NON-IRRIGATED, USD/HA) | 568.3415
2014 | 19015 | CROPLAND (NON-IRRIGATED, USD/HA) | 659.7704
2014 | 21015 | CROPLAND (NON-IRRIGATED, USD/HA) | 148.263
2014 | 29019 | CROPLAND (NON-IRRIGATED, USD/HA) | 331.1207
2014 | 31011 | CROPLAND (NON-IRRIGATED, USD/HA) | 429.9627
2013 | 5009 | CROPLAND (NON-IRRIGATED, USD/HA) | 84.0157
2013 | 17007 | CROPLAND (NON-IRRIGATED, USD/HA) | 659.7704
2013 | 18011 | CROPLAND (NON-IRRIGATED, USD/HA) | 506.5652
2013 | 19015 | CROPLAND (NON-IRRIGATED, USD/HA) | 696.8361
2013 | 21015 | CROPLAND (NON-IRRIGATED, USD/HA) | 185.3287
2013 | 29019 | CROPLAND (NON-IRRIGATED, USD/HA) | 289.1128
2013 | 31011 | CROPLAND (NON-IRRIGATED, USD/HA) | 429.9627
2012 | 5009 | CROPLAND (NON-IRRIGATED, USD/HA) | 56.8342
2012 | 17007 | CROPLAND (NON-IRRIGATED, USD/HA) | 565.8705
2012 | 18011 | CROPLAND (NON-IRRIGATED, USD/HA) | 457.1442
2012 | 19015 | CROPLAND (NON-IRRIGATED, USD/HA) | 630.1178
2012 | 21015 | CROPLAND (NON-IRRIGATED, USD/HA) | 148.263
2012 | 29019 | CROPLAND (NON-IRRIGATED, USD/HA) | 259.4602
2012 | 31011 | CROPLAND (NON-IRRIGATED, USD/HA) | 343.476
2011 | 5009 | CROPLAND (NON-IRRIGATED, USD/HA) | 82.7802
2011 | 17007 | CROPLAND (NON-IRRIGATED, USD/HA) | 464.5574
2011 | 18011 | CROPLAND (NON-IRRIGATED, USD/HA) | 412.6653
2011 | 19015 | CROPLAND (NON-IRRIGATED, USD/HA) | 528.8047
2011 | 21015 | CROPLAND (NON-IRRIGATED, USD/HA) | 148.263
2011 | 29019 | CROPLAND (NON-IRRIGATED, USD/HA) | 185.3287
2011 | 31011 | CROPLAND (NON-IRRIGATED, USD/HA) | 301.4681
2010 | 17007 | CROPLAND (NON-IRRIGATED, USD/HA) | 415.1364
2010 | 18011 | CROPLAND (NON-IRRIGATED, USD/HA) | 387.9549
2010 | 19015 | CROPLAND (NON-IRRIGATED, USD/HA) | 442.3179
2010 | 21015 | CROPLAND (NON-IRRIGATED, USD/HA) | 121.0815
2010 | 29019 | CROPLAND (NON-IRRIGATED, USD/HA) | 218.6879
2010 | 31011 | CROPLAND (NON-IRRIGATED, USD/HA) | 276.7576
2009 | 17007 | CROPLAND (NON-IRRIGATED, USD/HA) | 355.8312
2009 | 18011 | CROPLAND (NON-IRRIGATED, USD/HA) | 358.3023
2009 | 19015 | CROPLAND (NON-IRRIGATED, USD/HA) | 432.4337
2009 | 21015 | CROPLAND (NON-IRRIGATED, USD/HA) | 165.5603
2009 | 29019 | CROPLAND (NON-IRRIGATED, USD/HA) | 208.8037
2009 | 31011 | CROPLAND (NON-IRRIGATED, USD/HA) | 252.0471
2008 | 17007 | CROPLAND (NON-IRRIGATED, USD/HA) | 387.9549
2008 | 18011 | CROPLAND (NON-IRRIGATED, USD/HA) | 378.0707
2008 | 19015 | CROPLAND (NON-IRRIGATED, USD/HA) | 412.6653
2008 | 29019 | CROPLAND (NON-IRRIGATED, USD/HA) | 153.2051
2008 | 31011 | CROPLAND (NON-IRRIGATED, USD/HA) | 266.8734
2023 | 48033 | CROPLAND (NON-IRRIGATED, USD/HA) | 74.1315
2022 | 48033 | CROPLAND (NON-IRRIGATED, USD/HA) | 69.1894
2020 | 48033 | CROPLAND (NON-IRRIGATED, USD/HA) | 76.6025
2019 | 48033 | CROPLAND (NON-IRRIGATED, USD/HA) | 70.4249
2013 | 48033 | CROPLAND (NON-IRRIGATED, USD/HA) | 42.0078
2011 | 48033 | CROPLAND (NON-IRRIGATED, USD/HA) | 66.7184
2010 | 48033 | CROPLAND (NON-IRRIGATED, USD/HA) | 63.0118
2009 | 48033 | CROPLAND (NON-IRRIGATED, USD/HA) | 44.4789
2024 | 48035 | CROPLAND (NON-IRRIGATED, USD/HA) | 49.421
2023 | 48035 | CROPLAND (NON-IRRIGATED, USD/HA) | 30.8881
2022 | 48035 | CROPLAND (NON-IRRIGATED, USD/HA) | 58.0697
2021 | 48035 | CROPLAND (NON-IRRIGATED, USD/HA) | 63.0118
2020 | 48035 | CROPLAND (NON-IRRIGATED, USD/HA) | 53.1276
2019 | 48035 | CROPLAND (NON-IRRIGATED, USD/HA) | 49.421
2017 | 48035 | CROPLAND (NON-IRRIGATED, USD/HA) | 39.5368
2016 | 48035 | CROPLAND (NON-IRRIGATED, USD/HA) | 35.8302
2014 | 48035 | CROPLAND (NON-IRRIGATED, USD/HA) | 30.8881
2013 | 48035 | CROPLAND (NON-IRRIGATED, USD/HA) | 30.8881
2012 | 48035 | CROPLAND (NON-IRRIGATED, USD/HA) | 29.6526
2011 | 48035 | CROPLAND (NON-IRRIGATED, USD/HA) | 29.6526
2010 | 48035 | CROPLAND (NON-IRRIGATED, USD/HA) | 30.8881
2009 | 48035 | CROPLAND (NON-IRRIGATED, USD/HA) | 33.3592
2008 | 48035 | CROPLAND (NON-IRRIGATED, USD/HA) | 35.8302
2024 | 22015 | CROPLAND (NON-IRRIGATED, USD/HA) | 144.5564
2023 | 22015 | CROPLAND (NON-IRRIGATED, USD/HA) | 80.3091
2022 | 22015 | CROPLAND (NON-IRRIGATED, USD/HA) | 84.0157
2021 | 22015 | CROPLAND (NON-IRRIGATED, USD/HA) | 96.3709
2020 | 22015 | CROPLAND (NON-IRRIGATED, USD/HA) | 102.5486
2017 | 22015 | CROPLAND (NON-IRRIGATED, USD/HA) | 74.1315
2016 | 22015 | CROPLAND (NON-IRRIGATED, USD/HA) | 81.5447
2012 | 22015 | CROPLAND (NON-IRRIGATED, USD/HA) | 84.0157
2011 | 22015 | CROPLAND (NON-IRRIGATED, USD/HA) | 71.6604
2010 | 22015 | CROPLAND (NON-IRRIGATED, USD/HA) | 96.3709
2009 | 22015 | CROPLAND (NON-IRRIGATED, USD/HA) | 81.5447
2024 | 51023 | CROPLAND (NON-IRRIGATED, USD/HA) | 77.8381
2023 | 51023 | CROPLAND (NON-IRRIGATED, USD/HA) | 82.7802
2022 | 51023 | CROPLAND (NON-IRRIGATED, USD/HA) | 84.0157
2021 | 51023 | CROPLAND (NON-IRRIGATED, USD/HA) | 75.367
2020 | 51023 | CROPLAND (NON-IRRIGATED, USD/HA) | 81.5447
2019 | 51023 | CROPLAND (NON-IRRIGATED, USD/HA) | 90.1933
2017 | 51023 | CROPLAND (NON-IRRIGATED, USD/HA) | 74.1315
2016 | 51023 | CROPLAND (NON-IRRIGATED, USD/HA) | 79.0736
2012 | 51023 | CROPLAND (NON-IRRIGATED, USD/HA) | 44.4789
2011 | 51023 | CROPLAND (NON-IRRIGATED, USD/HA) | 46.95
2010 | 51023 | CROPLAND (NON-IRRIGATED, USD/HA) | 61.7762
2009 | 51023 | CROPLAND (NON-IRRIGATED, USD/HA) | 56.8342
2024 | 38009 | CROPLAND (NON-IRRIGATED, USD/HA) | 147.0275
2023 | 38009 | CROPLAND (NON-IRRIGATED, USD/HA) | 139.6143
2022 | 38009 | CROPLAND (NON-IRRIGATED, USD/HA) | 127.2591
2021 | 38009 | CROPLAND (NON-IRRIGATED, USD/HA) | 128.4946
2020 | 38009 | CROPLAND (NON-IRRIGATED, USD/HA) | 116.1393
2019 | 38009 | CROPLAND (NON-IRRIGATED, USD/HA) | 113.6683
2017 | 38009 | CROPLAND (NON-IRRIGATED, USD/HA) | 116.1393
2014 | 38009 | CROPLAND (NON-IRRIGATED, USD/HA) | 116.1393
2013 | 38009 | CROPLAND (NON-IRRIGATED, USD/HA) | 108.7262
2012 | 38009 | CROPLAND (NON-IRRIGATED, USD/HA) | 98.842
2011 | 38009 | CROPLAND (NON-IRRIGATED, USD/HA) | 100.0775
2010 | 38009 | CROPLAND (NON-IRRIGATED, USD/HA) | 91.4288
2009 | 38009 | CROPLAND (NON-IRRIGATED, USD/HA) | 92.6644
2008 | 38009 | CROPLAND (NON-IRRIGATED, USD/HA) | 87.7223
2023 | 8013 | CROPLAND (NON-IRRIGATED, USD/HA) | 100.0775
2022 | 8013 | CROPLAND (NON-IRRIGATED, USD/HA) | 71.6604
2021 | 8013 | CROPLAND (NON-IRRIGATED, USD/HA) | 87.7223
2020 | 8013 | CROPLAND (NON-IRRIGATED, USD/HA) | 90.1933
2024 | 16021 | CROPLAND (NON-IRRIGATED, USD/HA) | 205.0971
2023 | 16021 | CROPLAND (NON-IRRIGATED, USD/HA) | 190.2708
2022 | 16021 | CROPLAND (NON-IRRIGATED, USD/HA) | 172.9735
2021 | 16021 | CROPLAND (NON-IRRIGATED, USD/HA) | 190.2708
2020 | 16021 | CROPLAND (NON-IRRIGATED, USD/HA) | 174.209
2019 | 16021 | CROPLAND (NON-IRRIGATED, USD/HA) | 176.6801
2017 | 16021 | CROPLAND (NON-IRRIGATED, USD/HA) | 174.209
2016 | 16021 | CROPLAND (NON-IRRIGATED, USD/HA) | 174.209
2014 | 16021 | CROPLAND (NON-IRRIGATED, USD/HA) | 177.9156
2013 | 16021 | CROPLAND (NON-IRRIGATED, USD/HA) | 174.209
2012 | 16021 | CROPLAND (NON-IRRIGATED, USD/HA) | 156.9117
2011 | 16021 | CROPLAND (NON-IRRIGATED, USD/HA) | 164.3248
2010 | 16021 | CROPLAND (NON-IRRIGATED, USD/HA) | 165.5603
2009 | 16021 | CROPLAND (NON-IRRIGATED, USD/HA) | 158.1472
2024 | 20011 | CROPLAND (NON-IRRIGATED, USD/HA) | 149.4985
2024 | 21017 | CROPLAND (NON-IRRIGATED, USD/HA) | 328.6497
2023 | 20011 | CROPLAND (NON-IRRIGATED, USD/HA) | 144.5564
2023 | 21017 | CROPLAND (NON-IRRIGATED, USD/HA) | 303.9391
2022 | 20011 | CROPLAND (NON-IRRIGATED, USD/HA) | 127.2591
2022 | 21017 | CROPLAND (NON-IRRIGATED, USD/HA) | 266.8734
2021 | 20011 | CROPLAND (NON-IRRIGATED, USD/HA) | 111.1972
2021 | 21017 | CROPLAND (NON-IRRIGATED, USD/HA) | 239.6918
2020 | 20011 | CROPLAND (NON-IRRIGATED, USD/HA) | 123.5525
2020 | 21017 | CROPLAND (NON-IRRIGATED, USD/HA) | 222.3945
2019 | 20011 | CROPLAND (NON-IRRIGATED, USD/HA) | 170.5025
2019 | 21017 | CROPLAND (NON-IRRIGATED, USD/HA) | 234.7498
2017 | 20011 | CROPLAND (NON-IRRIGATED, USD/HA) | 189.0353
2017 | 21017 | CROPLAND (NON-IRRIGATED, USD/HA) | 271.8155
2016 | 20011 | CROPLAND (NON-IRRIGATED, USD/HA) | 114.9038
2016 | 21017 | CROPLAND (NON-IRRIGATED, USD/HA) | 345.947
2014 | 20011 | CROPLAND (NON-IRRIGATED, USD/HA) | 139.6143
2014 | 21017 | CROPLAND (NON-IRRIGATED, USD/HA) | 296.526
2013 | 20011 | CROPLAND (NON-IRRIGATED, USD/HA) | 112.4328
2013 | 21017 | CROPLAND (NON-IRRIGATED, USD/HA) | 259.4602
2012 | 21017 | CROPLAND (NON-IRRIGATED, USD/HA) | 198.9195
2011 | 20011 | CROPLAND (NON-IRRIGATED, USD/HA) | 86.4868
2011 | 21017 | CROPLAND (NON-IRRIGATED, USD/HA) | 151.9696
2010 | 20011 | CROPLAND (NON-IRRIGATED, USD/HA) | 81.5447
2010 | 21017 | CROPLAND (NON-IRRIGATED, USD/HA) | 195.213
2009 | 20011 | CROPLAND (NON-IRRIGATED, USD/HA) | 82.7802
2009 | 21017 | CROPLAND (NON-IRRIGATED, USD/HA) | 170.5025
2008 | 20011 | CROPLAND (NON-IRRIGATED, USD/HA) | 75.367
2023 | 48037 | CROPLAND (NON-IRRIGATED, USD/HA) | 54.3631
2022 | 48037 | CROPLAND (NON-IRRIGATED, USD/HA) | 66.7184
2021 | 48037 | CROPLAND (NON-IRRIGATED, USD/HA) | 77.8381
2017 | 48037 | CROPLAND (NON-IRRIGATED, USD/HA) | 58.0697
2016 | 48037 | CROPLAND (NON-IRRIGATED, USD/HA) | 49.421
2014 | 48037 | CROPLAND (NON-IRRIGATED, USD/HA) | 48.1855
2013 | 48037 | CROPLAND (NON-IRRIGATED, USD/HA) | 37.0658
2010 | 48037 | CROPLAND (NON-IRRIGATED, USD/HA) | 29.6526
2024 | 38011 | CROPLAND (NON-IRRIGATED, USD/HA) | 96.3709
2023 | 38011 | CROPLAND (NON-IRRIGATED, USD/HA) | 95.1354
2022 | 38011 | CROPLAND (NON-IRRIGATED, USD/HA) | 90.1933
2021 | 38011 | CROPLAND (NON-IRRIGATED, USD/HA) | 86.4868
2020 | 38011 | CROPLAND (NON-IRRIGATED, USD/HA) | 82.7802
2019 | 38011 | CROPLAND (NON-IRRIGATED, USD/HA) | 81.5447
2017 | 38011 | CROPLAND (NON-IRRIGATED, USD/HA) | 79.0736
2016 | 38011 | CROPLAND (NON-IRRIGATED, USD/HA) | 79.0736
2014 | 38011 | CROPLAND (NON-IRRIGATED, USD/HA) | 79.0736
2013 | 38011 | CROPLAND (NON-IRRIGATED, USD/HA) | 70.4249
2012 | 38011 | CROPLAND (NON-IRRIGATED, USD/HA) | 72.896
2011 | 38011 | CROPLAND (NON-IRRIGATED, USD/HA) | 72.896
2010 | 38011 | CROPLAND (NON-IRRIGATED, USD/HA) | 63.0118
2009 | 38011 | CROPLAND (NON-IRRIGATED, USD/HA) | 61.7762
2008 | 38011 | CROPLAND (NON-IRRIGATED, USD/HA) | 58.0697
2024 | 31013 | CROPLAND (NON-IRRIGATED, USD/HA) | 112.4328
2023 | 31013 | CROPLAND (NON-IRRIGATED, USD/HA) | 106.2552
2022 | 31013 | CROPLAND (NON-IRRIGATED, USD/HA) | 91.4288
2021 | 31013 | CROPLAND (NON-IRRIGATED, USD/HA) | 95.1354
2020 | 31013 | CROPLAND (NON-IRRIGATED, USD/HA) | 77.8381
2019 | 31013 | CROPLAND (NON-IRRIGATED, USD/HA) | 79.0736
2016 | 31013 | CROPLAND (NON-IRRIGATED, USD/HA) | 70.4249
2014 | 31013 | CROPLAND (NON-IRRIGATED, USD/HA) | 81.5447
2013 | 31013 | CROPLAND (NON-IRRIGATED, USD/HA) | 76.6025
2012 | 31013 | CROPLAND (NON-IRRIGATED, USD/HA) | 101.3131
2023 | 49003 | CROPLAND (NON-IRRIGATED, USD/HA) | 67.9539
2022 | 49003 | CROPLAND (NON-IRRIGATED, USD/HA) | 74.1315
2021 | 49003 | CROPLAND (NON-IRRIGATED, USD/HA) | 65.4828
2020 | 49003 | CROPLAND (NON-IRRIGATED, USD/HA) | 60.5407
2019 | 49003 | CROPLAND (NON-IRRIGATED, USD/HA) | 61.7762
2016 | 49003 | CROPLAND (NON-IRRIGATED, USD/HA) | 97.6065
2014 | 49003 | CROPLAND (NON-IRRIGATED, USD/HA) | 66.7184
2013 | 49003 | CROPLAND (NON-IRRIGATED, USD/HA) | 69.1894
2012 | 49003 | CROPLAND (NON-IRRIGATED, USD/HA) | 77.8381
2011 | 49003 | CROPLAND (NON-IRRIGATED, USD/HA) | 84.0157
2010 | 49003 | CROPLAND (NON-IRRIGATED, USD/HA) | 43.2434
2024 | 21019 | CROPLAND (NON-IRRIGATED, USD/HA) | 93.8999
2024 | 31015 | CROPLAND (NON-IRRIGATED, USD/HA) | 279.2287
2023 | 31015 | CROPLAND (NON-IRRIGATED, USD/HA) | 284.1707
2022 | 31015 | CROPLAND (NON-IRRIGATED, USD/HA) | 271.8155
2021 | 21019 | CROPLAND (NON-IRRIGATED, USD/HA) | 109.9617
2021 | 31015 | CROPLAND (NON-IRRIGATED, USD/HA) | 281.6997
2020 | 31015 | CROPLAND (NON-IRRIGATED, USD/HA) | 274.2865
2019 | 31015 | CROPLAND (NON-IRRIGATED, USD/HA) | 264.4024
2017 | 31015 | CROPLAND (NON-IRRIGATED, USD/HA) | 271.8155
2016 | 31015 | CROPLAND (NON-IRRIGATED, USD/HA) | 274.2865
2014 | 31015 | CROPLAND (NON-IRRIGATED, USD/HA) | 202.6261
2013 | 21019 | CROPLAND (NON-IRRIGATED, USD/HA) | 71.6604
2013 | 31015 | CROPLAND (NON-IRRIGATED, USD/HA) | 217.4524
2012 | 31015 | CROPLAND (NON-IRRIGATED, USD/HA) | 197.684
2011 | 21019 | CROPLAND (NON-IRRIGATED, USD/HA) | 61.7762
2011 | 31015 | CROPLAND (NON-IRRIGATED, USD/HA) | 182.8577
2010 | 21019 | CROPLAND (NON-IRRIGATED, USD/HA) | 86.4868
2010 | 31015 | CROPLAND (NON-IRRIGATED, USD/HA) | 140.8499
2009 | 21019 | CROPLAND (NON-IRRIGATED, USD/HA) | 88.9578
2009 | 31015 | CROPLAND (NON-IRRIGATED, USD/HA) | 128.4946
2024 | 21021 | CROPLAND (NON-IRRIGATED, USD/HA) | 311.3523
2021 | 21021 | CROPLAND (NON-IRRIGATED, USD/HA) | 233.5142
2020 | 21021 | CROPLAND (NON-IRRIGATED, USD/HA) | 234.7498
2019 | 21021 | CROPLAND (NON-IRRIGATED, USD/HA) | 303.9391
2017 | 21021 | CROPLAND (NON-IRRIGATED, USD/HA) | 271.8155
2016 | 21021 | CROPLAND (NON-IRRIGATED, USD/HA) | 234.7498
2013 | 21021 | CROPLAND (NON-IRRIGATED, USD/HA) | 123.5525
2010 | 21021 | CROPLAND (NON-IRRIGATED, USD/HA) | 130.9657
2009 | 21021 | CROPLAND (NON-IRRIGATED, USD/HA) | 130.9657
2024 | 21023 | CROPLAND (NON-IRRIGATED, USD/HA) | 184.0932
2023 | 21023 | CROPLAND (NON-IRRIGATED, USD/HA) | 181.6222
2022 | 21023 | CROPLAND (NON-IRRIGATED, USD/HA) | 148.263
2021 | 21023 | CROPLAND (NON-IRRIGATED, USD/HA) | 119.8459
2020 | 21023 | CROPLAND (NON-IRRIGATED, USD/HA) | 153.2051
2019 | 21023 | CROPLAND (NON-IRRIGATED, USD/HA) | 165.5603
2017 | 21023 | CROPLAND (NON-IRRIGATED, USD/HA) | 180.3867
2016 | 21023 | CROPLAND (NON-IRRIGATED, USD/HA) | 187.7998
2013 | 21023 | CROPLAND (NON-IRRIGATED, USD/HA) | 207.5682
2011 | 21023 | CROPLAND (NON-IRRIGATED, USD/HA) | 197.684
2010 | 21023 | CROPLAND (NON-IRRIGATED, USD/HA) | 219.9235
2009 | 21023 | CROPLAND (NON-IRRIGATED, USD/HA) | 187.7998
2024 | 42015 | CROPLAND (NON-IRRIGATED, USD/HA) | 123.5525
2023 | 42015 | CROPLAND (NON-IRRIGATED, USD/HA) | 82.7802
2022 | 12007 | CROPLAND (NON-IRRIGATED, USD/HA) | 60.5407
2022 | 42015 | CROPLAND (NON-IRRIGATED, USD/HA) | 67.9539
2021 | 12007 | CROPLAND (NON-IRRIGATED, USD/HA) | 79.0736
2021 | 42015 | CROPLAND (NON-IRRIGATED, USD/HA) | 80.3091
2020 | 12007 | CROPLAND (NON-IRRIGATED, USD/HA) | 56.8342
2020 | 42015 | CROPLAND (NON-IRRIGATED, USD/HA) | 66.7184
2019 | 12007 | CROPLAND (NON-IRRIGATED, USD/HA) | 70.4249
2017 | 12007 | CROPLAND (NON-IRRIGATED, USD/HA) | 130.9657
2017 | 42015 | CROPLAND (NON-IRRIGATED, USD/HA) | 58.0697
2016 | 12007 | CROPLAND (NON-IRRIGATED, USD/HA) | 123.5525
2016 | 42015 | CROPLAND (NON-IRRIGATED, USD/HA) | 71.6604
2014 | 12007 | CROPLAND (NON-IRRIGATED, USD/HA) | 111.1972
2014 | 42015 | CROPLAND (NON-IRRIGATED, USD/HA) | 74.1315
2013 | 42015 | CROPLAND (NON-IRRIGATED, USD/HA) | 74.1315
2012 | 42015 | CROPLAND (NON-IRRIGATED, USD/HA) | 79.0736
2011 | 42015 | CROPLAND (NON-IRRIGATED, USD/HA) | 64.2473
2010 | 42015 | CROPLAND (NON-IRRIGATED, USD/HA) | 75.367
2009 | 42015 | CROPLAND (NON-IRRIGATED, USD/HA) | 82.7802
2008 | 42015 | CROPLAND (NON-IRRIGATED, USD/HA) | 84.0157
2024 | 47011 | CROPLAND (NON-IRRIGATED, USD/HA) | 77.8381
2023 | 47011 | CROPLAND (NON-IRRIGATED, USD/HA) | 80.3091
2022 | 5011 | CROPLAND (NON-IRRIGATED, USD/HA) | 29.6526
2022 | 47011 | CROPLAND (NON-IRRIGATED, USD/HA) | 86.4868
2021 | 5011 | CROPLAND (NON-IRRIGATED, USD/HA) | 34.5947
2021 | 47011 | CROPLAND (NON-IRRIGATED, USD/HA) | 96.3709
2020 | 47011 | CROPLAND (NON-IRRIGATED, USD/HA) | 108.7262
2017 | 47011 | CROPLAND (NON-IRRIGATED, USD/HA) | 121.0815
2016 | 47011 | CROPLAND (NON-IRRIGATED, USD/HA) | 84.0157
2014 | 47011 | CROPLAND (NON-IRRIGATED, USD/HA) | 88.9578
2013 | 47011 | CROPLAND (NON-IRRIGATED, USD/HA) | 106.2552
2012 | 47011 | CROPLAND (NON-IRRIGATED, USD/HA) | 113.6683
2011 | 47011 | CROPLAND (NON-IRRIGATED, USD/HA) | 91.4288
2010 | 47011 | CROPLAND (NON-IRRIGATED, USD/HA) | 91.4288
2009 | 47011 | CROPLAND (NON-IRRIGATED, USD/HA) | 91.4288
2024 | 26023 | CROPLAND (NON-IRRIGATED, USD/HA) | 383.0127
2023 | 26023 | CROPLAND (NON-IRRIGATED, USD/HA) | 328.6497
2022 | 26023 | CROPLAND (NON-IRRIGATED, USD/HA) | 308.8813
2021 | 26023 | CROPLAND (NON-IRRIGATED, USD/HA) | 323.7075
2020 | 26023 | CROPLAND (NON-IRRIGATED, USD/HA) | 296.526
2019 | 26023 | CROPLAND (NON-IRRIGATED, USD/HA) | 296.526
2017 | 26023 | CROPLAND (NON-IRRIGATED, USD/HA) | 284.1707
2016 | 26023 | CROPLAND (NON-IRRIGATED, USD/HA) | 321.2365
2014 | 26023 | CROPLAND (NON-IRRIGATED, USD/HA) | 271.8155
2013 | 26023 | CROPLAND (NON-IRRIGATED, USD/HA) | 224.8655
2012 | 26023 | CROPLAND (NON-IRRIGATED, USD/HA) | 252.0471
2011 | 26023 | CROPLAND (NON-IRRIGATED, USD/HA) | 229.8076
2010 | 26023 | CROPLAND (NON-IRRIGATED, USD/HA) | 197.684
2009 | 26023 | CROPLAND (NON-IRRIGATED, USD/HA) | 182.8577
2008 | 26023 | CROPLAND (NON-IRRIGATED, USD/HA) | 185.3287
2024 | 13025 | CROPLAND (NON-IRRIGATED, USD/HA) | 106.2552
2023 | 13025 | CROPLAND (NON-IRRIGATED, USD/HA) | 97.6065
2021 | 13025 | CROPLAND (NON-IRRIGATED, USD/HA) | 86.4868
2024 | 54007 | CROPLAND (NON-IRRIGATED, USD/HA) | 45.7144
2023 | 54007 | CROPLAND (NON-IRRIGATED, USD/HA) | 43.2434
2022 | 54007 | CROPLAND (NON-IRRIGATED, USD/HA) | 45.7144
2021 | 54007 | CROPLAND (NON-IRRIGATED, USD/HA) | 49.421
2017 | 54007 | CROPLAND (NON-IRRIGATED, USD/HA) | 111.1972
2024 | 48039 | CROPLAND (NON-IRRIGATED, USD/HA) | 54.3631
2023 | 48039 | CROPLAND (NON-IRRIGATED, USD/HA) | 67.9539
2022 | 48039 | CROPLAND (NON-IRRIGATED, USD/HA) | 39.5368
2021 | 48039 | CROPLAND (NON-IRRIGATED, USD/HA) | 71.6604
2020 | 48039 | CROPLAND (NON-IRRIGATED, USD/HA) | 84.0157
2019 | 48039 | CROPLAND (NON-IRRIGATED, USD/HA) | 82.7802
2017 | 48039 | CROPLAND (NON-IRRIGATED, USD/HA) | 53.1276
2014 | 48039 | CROPLAND (NON-IRRIGATED, USD/HA) | 60.5407
2013 | 48039 | CROPLAND (NON-IRRIGATED, USD/HA) | 55.5986
2012 | 48039 | CROPLAND (NON-IRRIGATED, USD/HA) | 55.5986
2011 | 48039 | CROPLAND (NON-IRRIGATED, USD/HA) | 59.3052
2010 | 48039 | CROPLAND (NON-IRRIGATED, USD/HA) | 51.892
2009 | 48039 | CROPLAND (NON-IRRIGATED, USD/HA) | 56.8342
2008 | 48039 | CROPLAND (NON-IRRIGATED, USD/HA) | 61.7762
2024 | 48041 | CROPLAND (NON-IRRIGATED, USD/HA) | 60.5407
2023 | 48041 | CROPLAND (NON-IRRIGATED, USD/HA) | 54.3631
2022 | 48041 | CROPLAND (NON-IRRIGATED, USD/HA) | 50.6565
2021 | 48041 | CROPLAND (NON-IRRIGATED, USD/HA) | 71.6604
2020 | 48041 | CROPLAND (NON-IRRIGATED, USD/HA) | 60.5407
2017 | 48041 | CROPLAND (NON-IRRIGATED, USD/HA) | 84.0157
2016 | 48041 | CROPLAND (NON-IRRIGATED, USD/HA) | 85.2512
2014 | 48041 | CROPLAND (NON-IRRIGATED, USD/HA) | 61.7762
2013 | 48041 | CROPLAND (NON-IRRIGATED, USD/HA) | 70.4249
2012 | 48041 | CROPLAND (NON-IRRIGATED, USD/HA) | 86.4868
2011 | 48041 | CROPLAND (NON-IRRIGATED, USD/HA) | 95.1354
2010 | 48041 | CROPLAND (NON-IRRIGATED, USD/HA) | 108.7262
2009 | 48041 | CROPLAND (NON-IRRIGATED, USD/HA) | 98.842
2011 | 21025 | CROPLAND (NON-IRRIGATED, USD/HA) | 90.1933
2024 | 21027 | CROPLAND (NON-IRRIGATED, USD/HA) | 328.6497
2023 | 21027 | CROPLAND (NON-IRRIGATED, USD/HA) | 316.2944
2022 | 21027 | CROPLAND (NON-IRRIGATED, USD/HA) | 326.1786
2021 | 21027 | CROPLAND (NON-IRRIGATED, USD/HA) | 284.1707
2020 | 21027 | CROPLAND (NON-IRRIGATED, USD/HA) | 271.8155
2019 | 21027 | CROPLAND (NON-IRRIGATED, USD/HA) | 308.8813
2017 | 21027 | CROPLAND (NON-IRRIGATED, USD/HA) | 308.8813
2016 | 21027 | CROPLAND (NON-IRRIGATED, USD/HA) | 259.4602
2014 | 21027 | CROPLAND (NON-IRRIGATED, USD/HA) | 247.105
2013 | 21027 | CROPLAND (NON-IRRIGATED, USD/HA) | 266.8734
2012 | 21027 | CROPLAND (NON-IRRIGATED, USD/HA) | 233.5142
2011 | 21027 | CROPLAND (NON-IRRIGATED, USD/HA) | 193.9774
2010 | 21027 | CROPLAND (NON-IRRIGATED, USD/HA) | 195.213
2009 | 21027 | CROPLAND (NON-IRRIGATED, USD/HA) | 185.3287
2008 | 21027 | CROPLAND (NON-IRRIGATED, USD/HA) | 149.4985
2024 | 19017 | CROPLAND (NON-IRRIGATED, USD/HA) | 768.4965
2023 | 19017 | CROPLAND (NON-IRRIGATED, USD/HA) | 709.1913
2022 | 19017 | CROPLAND (NON-IRRIGATED, USD/HA) | 709.1913
2021 | 19017 | CROPLAND (NON-IRRIGATED, USD/HA) | 580.6967
2020 | 19017 | CROPLAND (NON-IRRIGATED, USD/HA) | 657.2993
2019 | 19017 | CROPLAND (NON-IRRIGATED, USD/HA) | 662.2414
2017 | 19017 | CROPLAND (NON-IRRIGATED, USD/HA) | 667.1835
2016 | 19017 | CROPLAND (NON-IRRIGATED, USD/HA) | 647.4151
2014 | 19017 | CROPLAND (NON-IRRIGATED, USD/HA) | 669.6545
2013 | 19017 | CROPLAND (NON-IRRIGATED, USD/HA) | 679.5387
2012 | 19017 | CROPLAND (NON-IRRIGATED, USD/HA) | 649.8862
2011 | 19017 | CROPLAND (NON-IRRIGATED, USD/HA) | 523.8626
2010 | 19017 | CROPLAND (NON-IRRIGATED, USD/HA) | 491.7389
2009 | 19017 | CROPLAND (NON-IRRIGATED, USD/HA) | 469.4995
2008 | 19017 | CROPLAND (NON-IRRIGATED, USD/HA) | 459.6153
2024 | 48045 | CROPLAND (NON-IRRIGATED, USD/HA) | 50.6565
2023 | 48045 | CROPLAND (NON-IRRIGATED, USD/HA) | 54.3631
2022 | 48045 | CROPLAND (NON-IRRIGATED, USD/HA) | 48.1855
2021 | 48045 | CROPLAND (NON-IRRIGATED, USD/HA) | 49.421
2020 | 48045 | CROPLAND (NON-IRRIGATED, USD/HA) | 51.892
2019 | 48045 | CROPLAND (NON-IRRIGATED, USD/HA) | 46.95
2017 | 48045 | CROPLAND (NON-IRRIGATED, USD/HA) | 40.7723
2016 | 48045 | CROPLAND (NON-IRRIGATED, USD/HA) | 39.5368
2014 | 48045 | CROPLAND (NON-IRRIGATED, USD/HA) | 37.0658
2013 | 48045 | CROPLAND (NON-IRRIGATED, USD/HA) | 38.3013
2012 | 48045 | CROPLAND (NON-IRRIGATED, USD/HA) | 40.7723
2011 | 48045 | CROPLAND (NON-IRRIGATED, USD/HA) | 40.7723
2010 | 48045 | CROPLAND (NON-IRRIGATED, USD/HA) | 40.7723
2009 | 48045 | CROPLAND (NON-IRRIGATED, USD/HA) | 40.7723
2024 | 25005 | CROPLAND (NON-IRRIGATED, USD/HA) | 269.3444
2023 | 25005 | CROPLAND (NON-IRRIGATED, USD/HA) | 245.8695
2022 | 25005 | CROPLAND (NON-IRRIGATED, USD/HA) | 206.3327
2021 | 25005 | CROPLAND (NON-IRRIGATED, USD/HA) | 200.155
2013 | 25005 | CROPLAND (NON-IRRIGATED, USD/HA) | 98.842
2012 | 25005 | CROPLAND (NON-IRRIGATED, USD/HA) | 148.263
2011 | 25005 | CROPLAND (NON-IRRIGATED, USD/HA) | 147.0275
2010 | 25005 | CROPLAND (NON-IRRIGATED, USD/HA) | 148.263
2009 | 25005 | CROPLAND (NON-IRRIGATED, USD/HA) | 156.9117
2024 | 30007 | CROPLAND (NON-IRRIGATED, USD/HA) | 59.3052
2022 | 30007 | CROPLAND (NON-IRRIGATED, USD/HA) | 61.7762
2021 | 30007 | CROPLAND (NON-IRRIGATED, USD/HA) | 65.4828
2019 | 30007 | CROPLAND (NON-IRRIGATED, USD/HA) | 51.892
2016 | 30007 | CROPLAND (NON-IRRIGATED, USD/HA) | 46.95
2013 | 30007 | CROPLAND (NON-IRRIGATED, USD/HA) | 60.5407
2012 | 30007 | CROPLAND (NON-IRRIGATED, USD/HA) | 65.4828
2024 | 46011 | CROPLAND (NON-IRRIGATED, USD/HA) | 484.3258
2023 | 46011 | CROPLAND (NON-IRRIGATED, USD/HA) | 476.9126
2022 | 46011 | CROPLAND (NON-IRRIGATED, USD/HA) | 457.1442
2021 | 46011 | CROPLAND (NON-IRRIGATED, USD/HA) | 439.8469
2020 | 46011 | CROPLAND (NON-IRRIGATED, USD/HA) | 425.0206
2019 | 46011 | CROPLAND (NON-IRRIGATED, USD/HA) | 444.789
2017 | 46011 | CROPLAND (NON-IRRIGATED, USD/HA) | 437.3759
2016 | 46011 | CROPLAND (NON-IRRIGATED, USD/HA) | 427.4916
2014 | 46011 | CROPLAND (NON-IRRIGATED, USD/HA) | 425.0206
2013 | 46011 | CROPLAND (NON-IRRIGATED, USD/HA) | 417.6074
2012 | 46011 | CROPLAND (NON-IRRIGATED, USD/HA) | 368.1864
2011 | 46011 | CROPLAND (NON-IRRIGATED, USD/HA) | 313.8234
2010 | 46011 | CROPLAND (NON-IRRIGATED, USD/HA) | 269.3444
2009 | 46011 | CROPLAND (NON-IRRIGATED, USD/HA) | 271.8155
2008 | 46011 | CROPLAND (NON-IRRIGATED, USD/HA) | 254.5181
2024 | 13027 | CROPLAND (NON-IRRIGATED, USD/HA) | 249.5761
2023 | 13027 | CROPLAND (NON-IRRIGATED, USD/HA) | 227.3366
2023 | 48047 | CROPLAND (NON-IRRIGATED, USD/HA) | 20.0155
2022 | 13027 | CROPLAND (NON-IRRIGATED, USD/HA) | 235.9853
2022 | 48047 | CROPLAND (NON-IRRIGATED, USD/HA) | 34.5947
2021 | 13027 | CROPLAND (NON-IRRIGATED, USD/HA) | 238.4563
2021 | 48047 | CROPLAND (NON-IRRIGATED, USD/HA) | 39.5368
2020 | 13027 | CROPLAND (NON-IRRIGATED, USD/HA) | 221.159
2020 | 48047 | CROPLAND (NON-IRRIGATED, USD/HA) | 39.5368
2019 | 13027 | CROPLAND (NON-IRRIGATED, USD/HA) | 222.3945
2019 | 48047 | CROPLAND (NON-IRRIGATED, USD/HA) | 46.95
2017 | 13027 | CROPLAND (NON-IRRIGATED, USD/HA) | 212.5103
2017 | 48047 | CROPLAND (NON-IRRIGATED, USD/HA) | 46.95
2016 | 13027 | CROPLAND (NON-IRRIGATED, USD/HA) | 203.8616
2016 | 48047 | CROPLAND (NON-IRRIGATED, USD/HA) | 49.421
2014 | 13027 | CROPLAND (NON-IRRIGATED, USD/HA) | 216.2169
2013 | 13027 | CROPLAND (NON-IRRIGATED, USD/HA) | 239.6918
2013 | 48047 | CROPLAND (NON-IRRIGATED, USD/HA) | 37.0658
2012 | 13027 | CROPLAND (NON-IRRIGATED, USD/HA) | 165.5603
2012 | 48047 | CROPLAND (NON-IRRIGATED, USD/HA) | 53.1276
2011 | 13027 | CROPLAND (NON-IRRIGATED, USD/HA) | 187.7998
2011 | 48047 | CROPLAND (NON-IRRIGATED, USD/HA) | 54.3631
2010 | 13027 | CROPLAND (NON-IRRIGATED, USD/HA) | 155.6762
2010 | 48047 | CROPLAND (NON-IRRIGATED, USD/HA) | 59.3052
2009 | 13027 | CROPLAND (NON-IRRIGATED, USD/HA) | 172.9735
2009 | 48047 | CROPLAND (NON-IRRIGATED, USD/HA) | 49.421
2024 | 36007 | CROPLAND (NON-IRRIGATED, USD/HA) | 142.0854
2023 | 36007 | CROPLAND (NON-IRRIGATED, USD/HA) | 96.3709
2022 | 36007 | CROPLAND (NON-IRRIGATED, USD/HA) | 112.4328
2021 | 36007 | CROPLAND (NON-IRRIGATED, USD/HA) | 103.7841
2020 | 36007 | CROPLAND (NON-IRRIGATED, USD/HA) | 76.6025
2019 | 36007 | CROPLAND (NON-IRRIGATED, USD/HA) | 76.6025
2017 | 36007 | CROPLAND (NON-IRRIGATED, USD/HA) | 95.1354
2016 | 36007 | CROPLAND (NON-IRRIGATED, USD/HA) | 80.3091
2014 | 36007 | CROPLAND (NON-IRRIGATED, USD/HA) | 96.3709
2013 | 36007 | CROPLAND (NON-IRRIGATED, USD/HA) | 69.1894
2012 | 36007 | CROPLAND (NON-IRRIGATED, USD/HA) | 67.9539
2011 | 36007 | CROPLAND (NON-IRRIGATED, USD/HA) | 64.2473
2010 | 36007 | CROPLAND (NON-IRRIGATED, USD/HA) | 79.0736
2009 | 36007 | CROPLAND (NON-IRRIGATED, USD/HA) | 61.7762
2021 | 8014 | CROPLAND (NON-IRRIGATED, USD/HA) | 53.1276
2024 | 17009 | CROPLAND (NON-IRRIGATED, USD/HA) | 528.8047
2024 | 18013 | CROPLAND (NON-IRRIGATED, USD/HA) | 373.1286
2024 | 20013 | CROPLAND (NON-IRRIGATED, USD/HA) | 509.0363
2024 | 39015 | CROPLAND (NON-IRRIGATED, USD/HA) | 375.5996
2024 | 46013 | CROPLAND (NON-IRRIGATED, USD/HA) | 392.897
2023 | 17009 | CROPLAND (NON-IRRIGATED, USD/HA) | 533.7468
2023 | 18013 | CROPLAND (NON-IRRIGATED, USD/HA) | 313.8234
2023 | 20013 | CROPLAND (NON-IRRIGATED, USD/HA) | 476.9126
2023 | 27015 | CROPLAND (NON-IRRIGATED, USD/HA) | 590.581
2023 | 31017 | CROPLAND (NON-IRRIGATED, USD/HA) | 135.9077
2023 | 39015 | CROPLAND (NON-IRRIGATED, USD/HA) | 373.1286
2023 | 46013 | CROPLAND (NON-IRRIGATED, USD/HA) | 370.6575
2023 | 55009 | CROPLAND (NON-IRRIGATED, USD/HA) | 489.2679
2022 | 17009 | CROPLAND (NON-IRRIGATED, USD/HA) | 509.0363
2022 | 18013 | CROPLAND (NON-IRRIGATED, USD/HA) | 313.8234
2022 | 20013 | CROPLAND (NON-IRRIGATED, USD/HA) | 447.26
2022 | 31017 | CROPLAND (NON-IRRIGATED, USD/HA) | 137.1433
2022 | 39015 | CROPLAND (NON-IRRIGATED, USD/HA) | 360.7733
2022 | 48049 | CROPLAND (NON-IRRIGATED, USD/HA) | 35.8302
2022 | 55009 | CROPLAND (NON-IRRIGATED, USD/HA) | 518.9205
2021 | 17009 | CROPLAND (NON-IRRIGATED, USD/HA) | 479.3837
2021 | 18013 | CROPLAND (NON-IRRIGATED, USD/HA) | 279.2287
2021 | 20013 | CROPLAND (NON-IRRIGATED, USD/HA) | 410.1943
2021 | 27015 | CROPLAND (NON-IRRIGATED, USD/HA) | 516.4494
2021 | 31017 | CROPLAND (NON-IRRIGATED, USD/HA) | 105.0196
2021 | 39015 | CROPLAND (NON-IRRIGATED, USD/HA) | 355.8312
2021 | 46013 | CROPLAND (NON-IRRIGATED, USD/HA) | 355.8312
2021 | 48049 | CROPLAND (NON-IRRIGATED, USD/HA) | 32.1236
2021 | 55009 | CROPLAND (NON-IRRIGATED, USD/HA) | 469.4995
2020 | 17009 | CROPLAND (NON-IRRIGATED, USD/HA) | 462.0863
2020 | 20013 | CROPLAND (NON-IRRIGATED, USD/HA) | 412.6653
2020 | 27015 | CROPLAND (NON-IRRIGATED, USD/HA) | 474.4416
2020 | 39015 | CROPLAND (NON-IRRIGATED, USD/HA) | 313.8234
2020 | 46013 | CROPLAND (NON-IRRIGATED, USD/HA) | 333.5917
2020 | 48049 | CROPLAND (NON-IRRIGATED, USD/HA) | 32.1236
2020 | 55009 | CROPLAND (NON-IRRIGATED, USD/HA) | 452.2022
2019 | 17009 | CROPLAND (NON-IRRIGATED, USD/HA) | 444.789
2019 | 20013 | CROPLAND (NON-IRRIGATED, USD/HA) | 410.1943
2019 | 27015 | CROPLAND (NON-IRRIGATED, USD/HA) | 474.4416
2019 | 39015 | CROPLAND (NON-IRRIGATED, USD/HA) | 306.4102
2019 | 46013 | CROPLAND (NON-IRRIGATED, USD/HA) | 323.7075
2019 | 48049 | CROPLAND (NON-IRRIGATED, USD/HA) | 25.946
2017 | 17009 | CROPLAND (NON-IRRIGATED, USD/HA) | 462.0863
2017 | 20013 | CROPLAND (NON-IRRIGATED, USD/HA) | 415.1364
2017 | 27015 | CROPLAND (NON-IRRIGATED, USD/HA) | 486.7969
2017 | 39015 | CROPLAND (NON-IRRIGATED, USD/HA) | 276.7576
2017 | 46013 | CROPLAND (NON-IRRIGATED, USD/HA) | 328.6497
2017 | 48049 | CROPLAND (NON-IRRIGATED, USD/HA) | 27.1816
2017 | 55009 | CROPLAND (NON-IRRIGATED, USD/HA) | 407.7233
2016 | 17009 | CROPLAND (NON-IRRIGATED, USD/HA) | 457.1442
2016 | 20013 | CROPLAND (NON-IRRIGATED, USD/HA) | 452.2022
2016 | 27015 | CROPLAND (NON-IRRIGATED, USD/HA) | 516.4494
2016 | 31017 | CROPLAND (NON-IRRIGATED, USD/HA) | 60.5407
2016 | 39015 | CROPLAND (NON-IRRIGATED, USD/HA) | 276.7576
2016 | 46013 | CROPLAND (NON-IRRIGATED, USD/HA) | 341.0049
2016 | 55009 | CROPLAND (NON-IRRIGATED, USD/HA) | 447.26
2014 | 17009 | CROPLAND (NON-IRRIGATED, USD/HA) | 454.6732
2014 | 20013 | CROPLAND (NON-IRRIGATED, USD/HA) | 462.0863
2014 | 27015 | CROPLAND (NON-IRRIGATED, USD/HA) | 518.9205
2014 | 31017 | CROPLAND (NON-IRRIGATED, USD/HA) | 61.7762
2014 | 39015 | CROPLAND (NON-IRRIGATED, USD/HA) | 274.2865
2014 | 46013 | CROPLAND (NON-IRRIGATED, USD/HA) | 326.1786
2014 | 48049 | CROPLAND (NON-IRRIGATED, USD/HA) | 29.6526
2014 | 55009 | CROPLAND (NON-IRRIGATED, USD/HA) | 378.0707
2013 | 17009 | CROPLAND (NON-IRRIGATED, USD/HA) | 449.7311
2013 | 20013 | CROPLAND (NON-IRRIGATED, USD/HA) | 429.9627
2013 | 27015 | CROPLAND (NON-IRRIGATED, USD/HA) | 521.3915
2013 | 31017 | CROPLAND (NON-IRRIGATED, USD/HA) | 61.7762
2013 | 39015 | CROPLAND (NON-IRRIGATED, USD/HA) | 276.7576
2013 | 46013 | CROPLAND (NON-IRRIGATED, USD/HA) | 274.2865
2013 | 48049 | CROPLAND (NON-IRRIGATED, USD/HA) | 29.6526
2013 | 55009 | CROPLAND (NON-IRRIGATED, USD/HA) | 355.8312
2012 | 17009 | CROPLAND (NON-IRRIGATED, USD/HA) | 509.0363
2012 | 20013 | CROPLAND (NON-IRRIGATED, USD/HA) | 395.368
2012 | 27015 | CROPLAND (NON-IRRIGATED, USD/HA) | 422.5496
2012 | 39015 | CROPLAND (NON-IRRIGATED, USD/HA) | 222.3945
2012 | 46013 | CROPLAND (NON-IRRIGATED, USD/HA) | 238.4563
2012 | 48049 | CROPLAND (NON-IRRIGATED, USD/HA) | 27.1816
2012 | 55009 | CROPLAND (NON-IRRIGATED, USD/HA) | 296.526
2011 | 17009 | CROPLAND (NON-IRRIGATED, USD/HA) | 405.2522
2011 | 27015 | CROPLAND (NON-IRRIGATED, USD/HA) | 402.7811
2011 | 31017 | CROPLAND (NON-IRRIGATED, USD/HA) | 59.3052
2011 | 39015 | CROPLAND (NON-IRRIGATED, USD/HA) | 193.9774
2011 | 46013 | CROPLAND (NON-IRRIGATED, USD/HA) | 203.8616
2011 | 48049 | CROPLAND (NON-IRRIGATED, USD/HA) | 29.6526
2011 | 55009 | CROPLAND (NON-IRRIGATED, USD/HA) | 242.1629
2010 | 17009 | CROPLAND (NON-IRRIGATED, USD/HA) | 355.8312
2010 | 20013 | CROPLAND (NON-IRRIGATED, USD/HA) | 254.5181
2010 | 27015 | CROPLAND (NON-IRRIGATED, USD/HA) | 365.7154
2010 | 31017 | CROPLAND (NON-IRRIGATED, USD/HA) | 69.1894
2010 | 39015 | CROPLAND (NON-IRRIGATED, USD/HA) | 172.9735
2010 | 46013 | CROPLAND (NON-IRRIGATED, USD/HA) | 182.8577
2010 | 48049 | CROPLAND (NON-IRRIGATED, USD/HA) | 32.1236
2010 | 55009 | CROPLAND (NON-IRRIGATED, USD/HA) | 232.2787
2009 | 17009 | CROPLAND (NON-IRRIGATED, USD/HA) | 358.3023
2009 | 20013 | CROPLAND (NON-IRRIGATED, USD/HA) | 256.9892
2009 | 27015 | CROPLAND (NON-IRRIGATED, USD/HA) | 341.0049
2009 | 39015 | CROPLAND (NON-IRRIGATED, USD/HA) | 175.4445
2009 | 46013 | CROPLAND (NON-IRRIGATED, USD/HA) | 180.3867
2009 | 48049 | CROPLAND (NON-IRRIGATED, USD/HA) | 27.1816
2009 | 55009 | CROPLAND (NON-IRRIGATED, USD/HA) | 237.2208
2008 | 17009 | CROPLAND (NON-IRRIGATED, USD/HA) | 323.7075
2008 | 20013 | CROPLAND (NON-IRRIGATED, USD/HA) | 261.9313
2008 | 27015 | CROPLAND (NON-IRRIGATED, USD/HA) | 350.8891
2008 | 39015 | CROPLAND (NON-IRRIGATED, USD/HA) | 186.5643
2008 | 46013 | CROPLAND (NON-IRRIGATED, USD/HA) | 186.5643
2008 | 48049 | CROPLAND (NON-IRRIGATED, USD/HA) | 32.1236
2008 | 55009 | CROPLAND (NON-IRRIGATED, USD/HA) | 229.8076
2024 | 46015 | CROPLAND (NON-IRRIGATED, USD/HA) | 261.9313
2023 | 46015 | CROPLAND (NON-IRRIGATED, USD/HA) | 252.0471
2022 | 46015 | CROPLAND (NON-IRRIGATED, USD/HA) | 247.105
2021 | 46015 | CROPLAND (NON-IRRIGATED, USD/HA) | 234.7498
2020 | 46015 | CROPLAND (NON-IRRIGATED, USD/HA) | 227.3366
2019 | 46015 | CROPLAND (NON-IRRIGATED, USD/HA) | 222.3945
2017 | 46015 | CROPLAND (NON-IRRIGATED, USD/HA) | 203.8616
2016 | 46015 | CROPLAND (NON-IRRIGATED, USD/HA) | 222.3945
2014 | 46015 | CROPLAND (NON-IRRIGATED, USD/HA) | 214.9813
2013 | 46015 | CROPLAND (NON-IRRIGATED, USD/HA) | 208.8037
2012 | 46015 | CROPLAND (NON-IRRIGATED, USD/HA) | 172.9735
2011 | 46015 | CROPLAND (NON-IRRIGATED, USD/HA) | 172.9735
2010 | 46015 | CROPLAND (NON-IRRIGATED, USD/HA) | 145.7919
2009 | 46015 | CROPLAND (NON-IRRIGATED, USD/HA) | 140.8499
2008 | 46015 | CROPLAND (NON-IRRIGATED, USD/HA) | 123.5525
2024 | 37019 | CROPLAND (NON-IRRIGATED, USD/HA) | 184.0932
2024 | 51025 | CROPLAND (NON-IRRIGATED, USD/HA) | 98.842
2023 | 37019 | CROPLAND (NON-IRRIGATED, USD/HA) | 170.5025
2023 | 51025 | CROPLAND (NON-IRRIGATED, USD/HA) | 85.2512
2022 | 37019 | CROPLAND (NON-IRRIGATED, USD/HA) | 179.1511
2022 | 51025 | CROPLAND (NON-IRRIGATED, USD/HA) | 95.1354
2021 | 37019 | CROPLAND (NON-IRRIGATED, USD/HA) | 179.1511
2021 | 51025 | CROPLAND (NON-IRRIGATED, USD/HA) | 100.0775
2020 | 37019 | CROPLAND (NON-IRRIGATED, USD/HA) | 160.6182
2020 | 51025 | CROPLAND (NON-IRRIGATED, USD/HA) | 74.1315
2019 | 37019 | CROPLAND (NON-IRRIGATED, USD/HA) | 180.3867
2019 | 51025 | CROPLAND (NON-IRRIGATED, USD/HA) | 79.0736
2017 | 37019 | CROPLAND (NON-IRRIGATED, USD/HA) | 192.7419
2017 | 51025 | CROPLAND (NON-IRRIGATED, USD/HA) | 103.7841
2016 | 37019 | CROPLAND (NON-IRRIGATED, USD/HA) | 168.0314
2016 | 51025 | CROPLAND (NON-IRRIGATED, USD/HA) | 91.4288
2014 | 37019 | CROPLAND (NON-IRRIGATED, USD/HA) | 170.5025
2014 | 51025 | CROPLAND (NON-IRRIGATED, USD/HA) | 81.5447
2013 | 37019 | CROPLAND (NON-IRRIGATED, USD/HA) | 135.9077
2013 | 51025 | CROPLAND (NON-IRRIGATED, USD/HA) | 71.6604
2012 | 37019 | CROPLAND (NON-IRRIGATED, USD/HA) | 130.9657
2011 | 37019 | CROPLAND (NON-IRRIGATED, USD/HA) | 126.0236
2011 | 51025 | CROPLAND (NON-IRRIGATED, USD/HA) | 60.5407
2010 | 37019 | CROPLAND (NON-IRRIGATED, USD/HA) | 107.4907
2010 | 51025 | CROPLAND (NON-IRRIGATED, USD/HA) | 82.7802
2009 | 37019 | CROPLAND (NON-IRRIGATED, USD/HA) | 107.4907
2009 | 51025 | CROPLAND (NON-IRRIGATED, USD/HA) | 59.3052
2023 | 40013 | CROPLAND (NON-IRRIGATED, USD/HA) | 28.4171
2022 | 40013 | CROPLAND (NON-IRRIGATED, USD/HA) | 37.0658
2021 | 40013 | CROPLAND (NON-IRRIGATED, USD/HA) | 35.8302
2020 | 40013 | CROPLAND (NON-IRRIGATED, USD/HA) | 50.6565
2016 | 40013 | CROPLAND (NON-IRRIGATED, USD/HA) | 45.7144
2014 | 40013 | CROPLAND (NON-IRRIGATED, USD/HA) | 67.9539
2013 | 40013 | CROPLAND (NON-IRRIGATED, USD/HA) | 81.5447
2012 | 40013 | CROPLAND (NON-IRRIGATED, USD/HA) | 91.4288
2011 | 40013 | CROPLAND (NON-IRRIGATED, USD/HA) | 65.4828
2010 | 40013 | CROPLAND (NON-IRRIGATED, USD/HA) | 86.4868
2009 | 40013 | CROPLAND (NON-IRRIGATED, USD/HA) | 44.4789
2008 | 40013 | CROPLAND (NON-IRRIGATED, USD/HA) | 55.5986
2024 | 19019 | CROPLAND (NON-IRRIGATED, USD/HA) | 654.8283
2024 | 29021 | CROPLAND (NON-IRRIGATED, USD/HA) | 410.1943
2023 | 19019 | CROPLAND (NON-IRRIGATED, USD/HA) | 684.4809
2023 | 29021 | CROPLAND (NON-IRRIGATED, USD/HA) | 375.5996
2022 | 19019 | CROPLAND (NON-IRRIGATED, USD/HA) | 625.1757
2022 | 29021 | CROPLAND (NON-IRRIGATED, USD/HA) | 308.8813
2021 | 19019 | CROPLAND (NON-IRRIGATED, USD/HA) | 610.3493
2021 | 29021 | CROPLAND (NON-IRRIGATED, USD/HA) | 383.0127
2020 | 19019 | CROPLAND (NON-IRRIGATED, USD/HA) | 588.1099
2020 | 29021 | CROPLAND (NON-IRRIGATED, USD/HA) | 378.0707
2019 | 19019 | CROPLAND (NON-IRRIGATED, USD/HA) | 610.3493
2019 | 29021 | CROPLAND (NON-IRRIGATED, USD/HA) | 336.0628
2017 | 19019 | CROPLAND (NON-IRRIGATED, USD/HA) | 615.2914
2017 | 29021 | CROPLAND (NON-IRRIGATED, USD/HA) | 350.8891
2016 | 19019 | CROPLAND (NON-IRRIGATED, USD/HA) | 602.9362
2016 | 29021 | CROPLAND (NON-IRRIGATED, USD/HA) | 355.8312
2014 | 19019 | CROPLAND (NON-IRRIGATED, USD/HA) | 672.1256
2014 | 29021 | CROPLAND (NON-IRRIGATED, USD/HA) | 365.7154
2013 | 19019 | CROPLAND (NON-IRRIGATED, USD/HA) | 659.7704
2013 | 29021 | CROPLAND (NON-IRRIGATED, USD/HA) | 303.9391
2012 | 19019 | CROPLAND (NON-IRRIGATED, USD/HA) | 647.4151
2012 | 29021 | CROPLAND (NON-IRRIGATED, USD/HA) | 259.4602
2011 | 19019 | CROPLAND (NON-IRRIGATED, USD/HA) | 499.1521
2011 | 29021 | CROPLAND (NON-IRRIGATED, USD/HA) | 256.9892
2010 | 19019 | CROPLAND (NON-IRRIGATED, USD/HA) | 442.3179
2010 | 29021 | CROPLAND (NON-IRRIGATED, USD/HA) | 264.4024
2009 | 19019 | CROPLAND (NON-IRRIGATED, USD/HA) | 449.7311
2009 | 29021 | CROPLAND (NON-IRRIGATED, USD/HA) | 254.5181
2008 | 19019 | CROPLAND (NON-IRRIGATED, USD/HA) | 434.9048
2008 | 29021 | CROPLAND (NON-IRRIGATED, USD/HA) | 238.4563
2024 | 51029 | CROPLAND (NON-IRRIGATED, USD/HA) | 90.1933
2023 | 51029 | CROPLAND (NON-IRRIGATED, USD/HA) | 85.2512
2022 | 51029 | CROPLAND (NON-IRRIGATED, USD/HA) | 79.0736
2021 | 51029 | CROPLAND (NON-IRRIGATED, USD/HA) | 90.1933
2020 | 51029 | CROPLAND (NON-IRRIGATED, USD/HA) | 70.4249
2019 | 51029 | CROPLAND (NON-IRRIGATED, USD/HA) | 60.5407
2017 | 51029 | CROPLAND (NON-IRRIGATED, USD/HA) | 49.421
2016 | 51029 | CROPLAND (NON-IRRIGATED, USD/HA) | 44.4789
2014 | 51029 | CROPLAND (NON-IRRIGATED, USD/HA) | 44.4789
2013 | 51029 | CROPLAND (NON-IRRIGATED, USD/HA) | 35.8302
2012 | 51029 | CROPLAND (NON-IRRIGATED, USD/HA) | 39.5368
2011 | 51029 | CROPLAND (NON-IRRIGATED, USD/HA) | 45.7144
2010 | 51029 | CROPLAND (NON-IRRIGATED, USD/HA) | 48.1855
2009 | 51029 | CROPLAND (NON-IRRIGATED, USD/HA) | 45.7144
2024 | 42017 | CROPLAND (NON-IRRIGATED, USD/HA) | 128.4946
2023 | 42017 | CROPLAND (NON-IRRIGATED, USD/HA) | 132.2012
2022 | 42017 | CROPLAND (NON-IRRIGATED, USD/HA) | 122.317
2021 | 42017 | CROPLAND (NON-IRRIGATED, USD/HA) | 90.1933
2020 | 42017 | CROPLAND (NON-IRRIGATED, USD/HA) | 130.9657
2017 | 42017 | CROPLAND (NON-IRRIGATED, USD/HA) | 113.6683
2016 | 42017 | CROPLAND (NON-IRRIGATED, USD/HA) | 108.7262
2014 | 42017 | CROPLAND (NON-IRRIGATED, USD/HA) | 108.7262
2013 | 42017 | CROPLAND (NON-IRRIGATED, USD/HA) | 108.7262
2012 | 42017 | CROPLAND (NON-IRRIGATED, USD/HA) | 109.9617
2011 | 42017 | CROPLAND (NON-IRRIGATED, USD/HA) | 109.9617
2009 | 42017 | CROPLAND (NON-IRRIGATED, USD/HA) | 85.2512
2008 | 42017 | CROPLAND (NON-IRRIGATED, USD/HA) | 85.2512
2024 | 19021 | CROPLAND (NON-IRRIGATED, USD/HA) | 691.894
2023 | 19021 | CROPLAND (NON-IRRIGATED, USD/HA) | 669.6545
2022 | 19021 | CROPLAND (NON-IRRIGATED, USD/HA) | 682.0098
2021 | 19021 | CROPLAND (NON-IRRIGATED, USD/HA) | 570.8125
2020 | 19021 | CROPLAND (NON-IRRIGATED, USD/HA) | 546.102
2019 | 19021 | CROPLAND (NON-IRRIGATED, USD/HA) | 533.7468
2017 | 19021 | CROPLAND (NON-IRRIGATED, USD/HA) | 555.9863
2016 | 19021 | CROPLAND (NON-IRRIGATED, USD/HA) | 605.4072
2014 | 19021 | CROPLAND (NON-IRRIGATED, USD/HA) | 642.473
2013 | 19021 | CROPLAND (NON-IRRIGATED, USD/HA) | 669.6545
2012 | 19021 | CROPLAND (NON-IRRIGATED, USD/HA) | 553.5152
2011 | 19021 | CROPLAND (NON-IRRIGATED, USD/HA) | 474.4416
2010 | 19021 | CROPLAND (NON-IRRIGATED, USD/HA) | 432.4337
2009 | 19021 | CROPLAND (NON-IRRIGATED, USD/HA) | 442.3179
2008 | 19021 | CROPLAND (NON-IRRIGATED, USD/HA) | 439.8469
2024 | 31019 | CROPLAND (NON-IRRIGATED, USD/HA) | 338.5338
2024 | 46017 | CROPLAND (NON-IRRIGATED, USD/HA) | 196.4485
2024 | 55011 | CROPLAND (NON-IRRIGATED, USD/HA) | 358.3023
2023 | 31019 | CROPLAND (NON-IRRIGATED, USD/HA) | 353.3601
2023 | 46017 | CROPLAND (NON-IRRIGATED, USD/HA) | 195.213
2023 | 55011 | CROPLAND (NON-IRRIGATED, USD/HA) | 331.1207
2022 | 31019 | CROPLAND (NON-IRRIGATED, USD/HA) | 306.4102
2022 | 46017 | CROPLAND (NON-IRRIGATED, USD/HA) | 191.5064
2022 | 55011 | CROPLAND (NON-IRRIGATED, USD/HA) | 331.1207
2021 | 31019 | CROPLAND (NON-IRRIGATED, USD/HA) | 291.5839
2021 | 46017 | CROPLAND (NON-IRRIGATED, USD/HA) | 181.6222
2021 | 55011 | CROPLAND (NON-IRRIGATED, USD/HA) | 303.9391
2020 | 31019 | CROPLAND (NON-IRRIGATED, USD/HA) | 289.1128
2020 | 55011 | CROPLAND (NON-IRRIGATED, USD/HA) | 301.4681
2019 | 31019 | CROPLAND (NON-IRRIGATED, USD/HA) | 266.8734
2019 | 46017 | CROPLAND (NON-IRRIGATED, USD/HA) | 165.5603
2019 | 55011 | CROPLAND (NON-IRRIGATED, USD/HA) | 281.6997
2017 | 31019 | CROPLAND (NON-IRRIGATED, USD/HA) | 247.105
2017 | 46017 | CROPLAND (NON-IRRIGATED, USD/HA) | 122.317
2017 | 55011 | CROPLAND (NON-IRRIGATED, USD/HA) | 323.7075
2016 | 31019 | CROPLAND (NON-IRRIGATED, USD/HA) | 249.5761
2016 | 55011 | CROPLAND (NON-IRRIGATED, USD/HA) | 298.9971
2014 | 31019 | CROPLAND (NON-IRRIGATED, USD/HA) | 286.6418
2014 | 46017 | CROPLAND (NON-IRRIGATED, USD/HA) | 159.3827
2014 | 55011 | CROPLAND (NON-IRRIGATED, USD/HA) | 286.6418
2013 | 31019 | CROPLAND (NON-IRRIGATED, USD/HA) | 301.4681
2013 | 46017 | CROPLAND (NON-IRRIGATED, USD/HA) | 126.0236
2013 | 55011 | CROPLAND (NON-IRRIGATED, USD/HA) | 276.7576
2012 | 31019 | CROPLAND (NON-IRRIGATED, USD/HA) | 242.1629
2012 | 46017 | CROPLAND (NON-IRRIGATED, USD/HA) | 126.0236
2012 | 55011 | CROPLAND (NON-IRRIGATED, USD/HA) | 252.0471
2011 | 31019 | CROPLAND (NON-IRRIGATED, USD/HA) | 223.63
2011 | 46017 | CROPLAND (NON-IRRIGATED, USD/HA) | 126.0236
2011 | 55011 | CROPLAND (NON-IRRIGATED, USD/HA) | 221.159
2010 | 31019 | CROPLAND (NON-IRRIGATED, USD/HA) | 200.155
2010 | 46017 | CROPLAND (NON-IRRIGATED, USD/HA) | 106.2552
2010 | 55011 | CROPLAND (NON-IRRIGATED, USD/HA) | 190.2708
2009 | 31019 | CROPLAND (NON-IRRIGATED, USD/HA) | 205.0971
2009 | 46017 | CROPLAND (NON-IRRIGATED, USD/HA) | 109.9617
2009 | 55011 | CROPLAND (NON-IRRIGATED, USD/HA) | 179.1511
2008 | 31019 | CROPLAND (NON-IRRIGATED, USD/HA) | 187.7998
2008 | 55011 | CROPLAND (NON-IRRIGATED, USD/HA) | 176.6801
2024 | 21029 | CROPLAND (NON-IRRIGATED, USD/HA) | 155.6762
2023 | 21029 | CROPLAND (NON-IRRIGATED, USD/HA) | 171.738
2022 | 21029 | CROPLAND (NON-IRRIGATED, USD/HA) | 184.0932
2021 | 21029 | CROPLAND (NON-IRRIGATED, USD/HA) | 221.159
2016 | 21029 | CROPLAND (NON-IRRIGATED, USD/HA) | 210.0393
2014 | 21029 | CROPLAND (NON-IRRIGATED, USD/HA) | 160.6182
2012 | 21029 | CROPLAND (NON-IRRIGATED, USD/HA) | 154.4406
2011 | 21029 | CROPLAND (NON-IRRIGATED, USD/HA) | 129.7301
2010 | 21029 | CROPLAND (NON-IRRIGATED, USD/HA) | 163.0893
2009 | 21029 | CROPLAND (NON-IRRIGATED, USD/HA) | 123.5525
2024 | 13031 | CROPLAND (NON-IRRIGATED, USD/HA) | 184.0932
2023 | 13031 | CROPLAND (NON-IRRIGATED, USD/HA) | 189.0353
2022 | 13031 | CROPLAND (NON-IRRIGATED, USD/HA) | 166.7959
2021 | 13031 | CROPLAND (NON-IRRIGATED, USD/HA) | 169.2669
2020 | 13031 | CROPLAND (NON-IRRIGATED, USD/HA) | 164.3248
2019 | 13031 | CROPLAND (NON-IRRIGATED, USD/HA) | 165.5603
2017 | 13031 | CROPLAND (NON-IRRIGATED, USD/HA) | 165.5603
2016 | 13031 | CROPLAND (NON-IRRIGATED, USD/HA) | 166.7959
2014 | 13031 | CROPLAND (NON-IRRIGATED, USD/HA) | 148.263
2013 | 13031 | CROPLAND (NON-IRRIGATED, USD/HA) | 150.734
2012 | 13031 | CROPLAND (NON-IRRIGATED, USD/HA) | 138.3788
2011 | 13031 | CROPLAND (NON-IRRIGATED, USD/HA) | 135.9077
2010 | 13031 | CROPLAND (NON-IRRIGATED, USD/HA) | 132.2012
2009 | 13031 | CROPLAND (NON-IRRIGATED, USD/HA) | 118.6104
2008 | 13031 | CROPLAND (NON-IRRIGATED, USD/HA) | 113.6683
2024 | 1011 | CROPLAND (NON-IRRIGATED, USD/HA) | 93.8999
2023 | 1011 | CROPLAND (NON-IRRIGATED, USD/HA) | 71.6604
2022 | 1011 | CROPLAND (NON-IRRIGATED, USD/HA) | 65.4828
2021 | 1011 | CROPLAND (NON-IRRIGATED, USD/HA) | 71.6604
2020 | 1011 | CROPLAND (NON-IRRIGATED, USD/HA) | 65.4828
2019 | 1011 | CROPLAND (NON-IRRIGATED, USD/HA) | 74.1315
2017 | 1011 | CROPLAND (NON-IRRIGATED, USD/HA) | 87.7223
2016 | 1011 | CROPLAND (NON-IRRIGATED, USD/HA) | 71.6604
2014 | 1011 | CROPLAND (NON-IRRIGATED, USD/HA) | 74.1315
2013 | 1011 | CROPLAND (NON-IRRIGATED, USD/HA) | 59.3052
2011 | 1011 | CROPLAND (NON-IRRIGATED, USD/HA) | 66.7184
2010 | 1011 | CROPLAND (NON-IRRIGATED, USD/HA) | 71.6604
2009 | 1011 | CROPLAND (NON-IRRIGATED, USD/HA) | 74.1315
2024 | 37021 | CROPLAND (NON-IRRIGATED, USD/HA) | 114.9038
2023 | 37021 | CROPLAND (NON-IRRIGATED, USD/HA) | 102.5486
2022 | 37021 | CROPLAND (NON-IRRIGATED, USD/HA) | 108.7262
2021 | 37021 | CROPLAND (NON-IRRIGATED, USD/HA) | 101.3131
2020 | 37021 | CROPLAND (NON-IRRIGATED, USD/HA) | 113.6683
2019 | 37021 | CROPLAND (NON-IRRIGATED, USD/HA) | 123.5525
2017 | 37021 | CROPLAND (NON-IRRIGATED, USD/HA) | 148.263
2016 | 37021 | CROPLAND (NON-IRRIGATED, USD/HA) | 123.5525
2014 | 37021 | CROPLAND (NON-IRRIGATED, USD/HA) | 101.3131
2013 | 37021 | CROPLAND (NON-IRRIGATED, USD/HA) | 108.7262
2012 | 37021 | CROPLAND (NON-IRRIGATED, USD/HA) | 69.1894
2011 | 37021 | CROPLAND (NON-IRRIGATED, USD/HA) | 87.7223
2010 | 37021 | CROPLAND (NON-IRRIGATED, USD/HA) | 101.3131
2009 | 37021 | CROPLAND (NON-IRRIGATED, USD/HA) | 61.7762
2008 | 37021 | CROPLAND (NON-IRRIGATED, USD/HA) | 117.3749
2024 | 17011 | CROPLAND (NON-IRRIGATED, USD/HA) | 746.2571
2023 | 17011 | CROPLAND (NON-IRRIGATED, USD/HA) | 716.6045
2022 | 17011 | CROPLAND (NON-IRRIGATED, USD/HA) | 721.5466
2021 | 17011 | CROPLAND (NON-IRRIGATED, USD/HA) | 620.2336
2020 | 17011 | CROPLAND (NON-IRRIGATED, USD/HA) | 637.5309
2019 | 17011 | CROPLAND (NON-IRRIGATED, USD/HA) | 630.1178
2017 | 17011 | CROPLAND (NON-IRRIGATED, USD/HA) | 585.6389
2016 | 17011 | CROPLAND (NON-IRRIGATED, USD/HA) | 602.9362
2014 | 17011 | CROPLAND (NON-IRRIGATED, USD/HA) | 602.9362
2013 | 17011 | CROPLAND (NON-IRRIGATED, USD/HA) | 573.2836
2012 | 17011 | CROPLAND (NON-IRRIGATED, USD/HA) | 565.8705
2011 | 17011 | CROPLAND (NON-IRRIGATED, USD/HA) | 499.1521
2010 | 17011 | CROPLAND (NON-IRRIGATED, USD/HA) | 499.1521
2009 | 17011 | CROPLAND (NON-IRRIGATED, USD/HA) | 518.9205
2024 | 13033 | CROPLAND (NON-IRRIGATED, USD/HA) | 96.3709
2024 | 37023 | CROPLAND (NON-IRRIGATED, USD/HA) | 103.7841
2024 | 38013 | CROPLAND (NON-IRRIGATED, USD/HA) | 102.5486
2023 | 13033 | CROPLAND (NON-IRRIGATED, USD/HA) | 96.3709
2023 | 37023 | CROPLAND (NON-IRRIGATED, USD/HA) | 92.6644
2023 | 38013 | CROPLAND (NON-IRRIGATED, USD/HA) | 97.6065
2022 | 13033 | CROPLAND (NON-IRRIGATED, USD/HA) | 91.4288
2022 | 37023 | CROPLAND (NON-IRRIGATED, USD/HA) | 82.7802
2022 | 38013 | CROPLAND (NON-IRRIGATED, USD/HA) | 100.0775
2021 | 13033 | CROPLAND (NON-IRRIGATED, USD/HA) | 105.0196
2021 | 37023 | CROPLAND (NON-IRRIGATED, USD/HA) | 98.842
2021 | 38013 | CROPLAND (NON-IRRIGATED, USD/HA) | 95.1354
2020 | 13033 | CROPLAND (NON-IRRIGATED, USD/HA) | 97.6065
2020 | 37023 | CROPLAND (NON-IRRIGATED, USD/HA) | 106.2552
2020 | 38013 | CROPLAND (NON-IRRIGATED, USD/HA) | 90.1933
2019 | 13033 | CROPLAND (NON-IRRIGATED, USD/HA) | 93.8999
2019 | 37023 | CROPLAND (NON-IRRIGATED, USD/HA) | 123.5525
2019 | 38013 | CROPLAND (NON-IRRIGATED, USD/HA) | 92.6644
2017 | 13033 | CROPLAND (NON-IRRIGATED, USD/HA) | 96.3709
2017 | 37023 | CROPLAND (NON-IRRIGATED, USD/HA) | 101.3131
2017 | 38013 | CROPLAND (NON-IRRIGATED, USD/HA) | 85.2512
2016 | 13033 | CROPLAND (NON-IRRIGATED, USD/HA) | 97.6065
2016 | 37023 | CROPLAND (NON-IRRIGATED, USD/HA) | 108.7262
2014 | 13033 | CROPLAND (NON-IRRIGATED, USD/HA) | 88.9578
2014 | 37023 | CROPLAND (NON-IRRIGATED, USD/HA) | 111.1972
2014 | 38013 | CROPLAND (NON-IRRIGATED, USD/HA) | 84.0157
2013 | 13033 | CROPLAND (NON-IRRIGATED, USD/HA) | 96.3709
2013 | 37023 | CROPLAND (NON-IRRIGATED, USD/HA) | 97.6065
2013 | 38013 | CROPLAND (NON-IRRIGATED, USD/HA) | 86.4868
2012 | 13033 | CROPLAND (NON-IRRIGATED, USD/HA) | 92.6644
2012 | 37023 | CROPLAND (NON-IRRIGATED, USD/HA) | 69.1894
2012 | 38013 | CROPLAND (NON-IRRIGATED, USD/HA) | 75.367
2011 | 13033 | CROPLAND (NON-IRRIGATED, USD/HA) | 93.8999
2011 | 37023 | CROPLAND (NON-IRRIGATED, USD/HA) | 74.1315
2011 | 38013 | CROPLAND (NON-IRRIGATED, USD/HA) | 74.1315
2010 | 13033 | CROPLAND (NON-IRRIGATED, USD/HA) | 88.9578
2010 | 37023 | CROPLAND (NON-IRRIGATED, USD/HA) | 98.842
2010 | 38013 | CROPLAND (NON-IRRIGATED, USD/HA) | 71.6604
2009 | 13033 | CROPLAND (NON-IRRIGATED, USD/HA) | 92.6644
2009 | 37023 | CROPLAND (NON-IRRIGATED, USD/HA) | 193.9774
2009 | 38013 | CROPLAND (NON-IRRIGATED, USD/HA) | 71.6604
2008 | 13033 | CROPLAND (NON-IRRIGATED, USD/HA) | 86.4868
2008 | 37023 | CROPLAND (NON-IRRIGATED, USD/HA) | 95.1354
2008 | 38013 | CROPLAND (NON-IRRIGATED, USD/HA) | 66.7184
2024 | 38015 | CROPLAND (NON-IRRIGATED, USD/HA) | 165.5603
2023 | 38015 | CROPLAND (NON-IRRIGATED, USD/HA) | 150.734
2022 | 38015 | CROPLAND (NON-IRRIGATED, USD/HA) | 145.7919
2021 | 38015 | CROPLAND (NON-IRRIGATED, USD/HA) | 155.6762
2020 | 38015 | CROPLAND (NON-IRRIGATED, USD/HA) | 143.3209
2019 | 38015 | CROPLAND (NON-IRRIGATED, USD/HA) | 143.3209
2017 | 38015 | CROPLAND (NON-IRRIGATED, USD/HA) | 109.9617
2016 | 38015 | CROPLAND (NON-IRRIGATED, USD/HA) | 128.4946
2014 | 38015 | CROPLAND (NON-IRRIGATED, USD/HA) | 128.4946
2013 | 38015 | CROPLAND (NON-IRRIGATED, USD/HA) | 127.2591
2012 | 38015 | CROPLAND (NON-IRRIGATED, USD/HA) | 97.6065
2011 | 38015 | CROPLAND (NON-IRRIGATED, USD/HA) | 79.0736
2010 | 38015 | CROPLAND (NON-IRRIGATED, USD/HA) | 79.0736
2009 | 38015 | CROPLAND (NON-IRRIGATED, USD/HA) | 74.1315
2008 | 38015 | CROPLAND (NON-IRRIGATED, USD/HA) | 69.1894
2024 | 48051 | CROPLAND (NON-IRRIGATED, USD/HA) | 64.2473
2023 | 48051 | CROPLAND (NON-IRRIGATED, USD/HA) | 69.1894
2022 | 48051 | CROPLAND (NON-IRRIGATED, USD/HA) | 88.9578
2021 | 48051 | CROPLAND (NON-IRRIGATED, USD/HA) | 43.2434
2020 | 48051 | CROPLAND (NON-IRRIGATED, USD/HA) | 61.7762
2019 | 48051 | CROPLAND (NON-IRRIGATED, USD/HA) | 75.367
2017 | 48051 | CROPLAND (NON-IRRIGATED, USD/HA) | 72.896
2016 | 48051 | CROPLAND (NON-IRRIGATED, USD/HA) | 59.3052
2014 | 48051 | CROPLAND (NON-IRRIGATED, USD/HA) | 61.7762
2013 | 48051 | CROPLAND (NON-IRRIGATED, USD/HA) | 66.7184
2012 | 48051 | CROPLAND (NON-IRRIGATED, USD/HA) | 66.7184
2011 | 48051 | CROPLAND (NON-IRRIGATED, USD/HA) | 74.1315
2010 | 48051 | CROPLAND (NON-IRRIGATED, USD/HA) | 67.9539
2009 | 48051 | CROPLAND (NON-IRRIGATED, USD/HA) | 63.0118
2008 | 48051 | CROPLAND (NON-IRRIGATED, USD/HA) | 79.0736
2024 | 34005 | CROPLAND (NON-IRRIGATED, USD/HA) | 154.4406
2023 | 34005 | CROPLAND (NON-IRRIGATED, USD/HA) | 181.6222
2022 | 34005 | CROPLAND (NON-IRRIGATED, USD/HA) | 177.9156
2021 | 34005 | CROPLAND (NON-IRRIGATED, USD/HA) | 160.6182
2020 | 34005 | CROPLAND (NON-IRRIGATED, USD/HA) | 140.8499
2019 | 34005 | CROPLAND (NON-IRRIGATED, USD/HA) | 156.9117
2017 | 34005 | CROPLAND (NON-IRRIGATED, USD/HA) | 132.2012
2016 | 34005 | CROPLAND (NON-IRRIGATED, USD/HA) | 114.9038
2014 | 34005 | CROPLAND (NON-IRRIGATED, USD/HA) | 149.4985
2013 | 34005 | CROPLAND (NON-IRRIGATED, USD/HA) | 159.3827
2012 | 34005 | CROPLAND (NON-IRRIGATED, USD/HA) | 161.8538
2011 | 34005 | CROPLAND (NON-IRRIGATED, USD/HA) | 133.4367
2010 | 34005 | CROPLAND (NON-IRRIGATED, USD/HA) | 106.2552
2009 | 34005 | CROPLAND (NON-IRRIGATED, USD/HA) | 117.3749
2008 | 34005 | CROPLAND (NON-IRRIGATED, USD/HA) | 116.1393
2024 | 48053 | CROPLAND (NON-IRRIGATED, USD/HA) | 37.0658
2023 | 48053 | CROPLAND (NON-IRRIGATED, USD/HA) | 21.9923
2022 | 48053 | CROPLAND (NON-IRRIGATED, USD/HA) | 34.5947
2020 | 48053 | CROPLAND (NON-IRRIGATED, USD/HA) | 30.8881
2019 | 48053 | CROPLAND (NON-IRRIGATED, USD/HA) | 37.0658
2016 | 48053 | CROPLAND (NON-IRRIGATED, USD/HA) | 29.6526
2014 | 48053 | CROPLAND (NON-IRRIGATED, USD/HA) | 30.8881
2013 | 48053 | CROPLAND (NON-IRRIGATED, USD/HA) | 28.4171
2012 | 48053 | CROPLAND (NON-IRRIGATED, USD/HA) | 34.5947
2011 | 48053 | CROPLAND (NON-IRRIGATED, USD/HA) | 30.8881
2010 | 48053 | CROPLAND (NON-IRRIGATED, USD/HA) | 32.1236
2009 | 48053 | CROPLAND (NON-IRRIGATED, USD/HA) | 25.946
2024 | 55013 | CROPLAND (NON-IRRIGATED, USD/HA) | 145.7919
2023 | 55013 | CROPLAND (NON-IRRIGATED, USD/HA) | 147.0275
2022 | 55013 | CROPLAND (NON-IRRIGATED, USD/HA) | 140.8499
2021 | 55013 | CROPLAND (NON-IRRIGATED, USD/HA) | 150.734
2020 | 55013 | CROPLAND (NON-IRRIGATED, USD/HA) | 165.5603
2019 | 55013 | CROPLAND (NON-IRRIGATED, USD/HA) | 148.263
2017 | 55013 | CROPLAND (NON-IRRIGATED, USD/HA) | 113.6683
2016 | 55013 | CROPLAND (NON-IRRIGATED, USD/HA) | 108.7262
2014 | 55013 | CROPLAND (NON-IRRIGATED, USD/HA) | 95.1354
2013 | 55013 | CROPLAND (NON-IRRIGATED, USD/HA) | 96.3709
2012 | 55013 | CROPLAND (NON-IRRIGATED, USD/HA) | 106.2552
2011 | 55013 | CROPLAND (NON-IRRIGATED, USD/HA) | 92.6644
2010 | 55013 | CROPLAND (NON-IRRIGATED, USD/HA) | 81.5447
2009 | 55013 | CROPLAND (NON-IRRIGATED, USD/HA) | 81.5447
2008 | 55013 | CROPLAND (NON-IRRIGATED, USD/HA) | 74.1315
2024 | 31021 | CROPLAND (NON-IRRIGATED, USD/HA) | 622.7046
2023 | 31021 | CROPLAND (NON-IRRIGATED, USD/HA) | 610.3493
2022 | 31021 | CROPLAND (NON-IRRIGATED, USD/HA) | 588.1099
2021 | 31021 | CROPLAND (NON-IRRIGATED, USD/HA) | 568.3415
2020 | 31021 | CROPLAND (NON-IRRIGATED, USD/HA) | 543.631
2019 | 31021 | CROPLAND (NON-IRRIGATED, USD/HA) | 546.102
2017 | 31021 | CROPLAND (NON-IRRIGATED, USD/HA) | 568.3415
2016 | 31021 | CROPLAND (NON-IRRIGATED, USD/HA) | 573.2836
2014 | 31021 | CROPLAND (NON-IRRIGATED, USD/HA) | 575.7546
2013 | 31021 | CROPLAND (NON-IRRIGATED, USD/HA) | 583.1678
2012 | 31021 | CROPLAND (NON-IRRIGATED, USD/HA) | 491.7389
2011 | 31021 | CROPLAND (NON-IRRIGATED, USD/HA) | 437.3759
2010 | 31021 | CROPLAND (NON-IRRIGATED, USD/HA) | 400.3101
2009 | 31021 | CROPLAND (NON-IRRIGATED, USD/HA) | 368.1864
2008 | 31021 | CROPLAND (NON-IRRIGATED, USD/HA) | 348.418
2024 | 1013 | CROPLAND (NON-IRRIGATED, USD/HA) | 81.5447
2024 | 19023 | CROPLAND (NON-IRRIGATED, USD/HA) | 761.0834
2024 | 20015 | CROPLAND (NON-IRRIGATED, USD/HA) | 130.9657
2024 | 21031 | CROPLAND (NON-IRRIGATED, USD/HA) | 407.7233
2024 | 29023 | CROPLAND (NON-IRRIGATED, USD/HA) | 318.7654
2024 | 31023 | CROPLAND (NON-IRRIGATED, USD/HA) | 548.5731
2024 | 42019 | CROPLAND (NON-IRRIGATED, USD/HA) | 80.3091
2023 | 1013 | CROPLAND (NON-IRRIGATED, USD/HA) | 109.9617
2023 | 19023 | CROPLAND (NON-IRRIGATED, USD/HA) | 758.6123
2023 | 20015 | CROPLAND (NON-IRRIGATED, USD/HA) | 122.317
2023 | 21031 | CROPLAND (NON-IRRIGATED, USD/HA) | 400.3101
2023 | 29023 | CROPLAND (NON-IRRIGATED, USD/HA) | 235.9853
2023 | 31023 | CROPLAND (NON-IRRIGATED, USD/HA) | 558.4573
2023 | 39017 | CROPLAND (NON-IRRIGATED, USD/HA) | 343.476
2023 | 42019 | CROPLAND (NON-IRRIGATED, USD/HA) | 91.4288
2022 | 19023 | CROPLAND (NON-IRRIGATED, USD/HA) | 677.0677
2022 | 20015 | CROPLAND (NON-IRRIGATED, USD/HA) | 111.1972
2022 | 21031 | CROPLAND (NON-IRRIGATED, USD/HA) | 341.0049
2022 | 29023 | CROPLAND (NON-IRRIGATED, USD/HA) | 217.4524
2022 | 31023 | CROPLAND (NON-IRRIGATED, USD/HA) | 506.5652
2022 | 39017 | CROPLAND (NON-IRRIGATED, USD/HA) | 383.0127
2022 | 42019 | CROPLAND (NON-IRRIGATED, USD/HA) | 118.6104
2021 | 1013 | CROPLAND (NON-IRRIGATED, USD/HA) | 43.2434
2021 | 19023 | CROPLAND (NON-IRRIGATED, USD/HA) | 652.3572
2021 | 20015 | CROPLAND (NON-IRRIGATED, USD/HA) | 111.1972
2021 | 21031 | CROPLAND (NON-IRRIGATED, USD/HA) | 348.418
2021 | 29023 | CROPLAND (NON-IRRIGATED, USD/HA) | 169.2669
2021 | 31023 | CROPLAND (NON-IRRIGATED, USD/HA) | 481.8547
2021 | 39017 | CROPLAND (NON-IRRIGATED, USD/HA) | 338.5338
2021 | 42019 | CROPLAND (NON-IRRIGATED, USD/HA) | 88.9578
2020 | 1013 | CROPLAND (NON-IRRIGATED, USD/HA) | 65.4828
2020 | 19023 | CROPLAND (NON-IRRIGATED, USD/HA) | 625.1757
2020 | 20015 | CROPLAND (NON-IRRIGATED, USD/HA) | 130.9657
2020 | 21031 | CROPLAND (NON-IRRIGATED, USD/HA) | 298.9971
2020 | 29023 | CROPLAND (NON-IRRIGATED, USD/HA) | 198.9195
2020 | 31023 | CROPLAND (NON-IRRIGATED, USD/HA) | 481.8547
2020 | 39017 | CROPLAND (NON-IRRIGATED, USD/HA) | 355.8312
2019 | 1013 | CROPLAND (NON-IRRIGATED, USD/HA) | 49.421
2019 | 19023 | CROPLAND (NON-IRRIGATED, USD/HA) | 595.5231
2019 | 20015 | CROPLAND (NON-IRRIGATED, USD/HA) | 126.0236
2019 | 21031 | CROPLAND (NON-IRRIGATED, USD/HA) | 321.2365
2019 | 31023 | CROPLAND (NON-IRRIGATED, USD/HA) | 479.3837
2017 | 1013 | CROPLAND (NON-IRRIGATED, USD/HA) | 80.3091
2017 | 19023 | CROPLAND (NON-IRRIGATED, USD/HA) | 570.8125
2017 | 20015 | CROPLAND (NON-IRRIGATED, USD/HA) | 114.9038
2017 | 21031 | CROPLAND (NON-IRRIGATED, USD/HA) | 271.8155
2017 | 29023 | CROPLAND (NON-IRRIGATED, USD/HA) | 228.5721
2017 | 31023 | CROPLAND (NON-IRRIGATED, USD/HA) | 464.5574
2017 | 39017 | CROPLAND (NON-IRRIGATED, USD/HA) | 294.055
2017 | 42019 | CROPLAND (NON-IRRIGATED, USD/HA) | 102.5486
2016 | 1013 | CROPLAND (NON-IRRIGATED, USD/HA) | 63.0118
2016 | 19023 | CROPLAND (NON-IRRIGATED, USD/HA) | 563.3994
2016 | 20015 | CROPLAND (NON-IRRIGATED, USD/HA) | 114.9038
2016 | 21031 | CROPLAND (NON-IRRIGATED, USD/HA) | 284.1707
2016 | 29023 | CROPLAND (NON-IRRIGATED, USD/HA) | 223.63
2016 | 31023 | CROPLAND (NON-IRRIGATED, USD/HA) | 469.4995
2016 | 39017 | CROPLAND (NON-IRRIGATED, USD/HA) | 296.526
2016 | 42019 | CROPLAND (NON-IRRIGATED, USD/HA) | 81.5447
2014 | 1013 | CROPLAND (NON-IRRIGATED, USD/HA) | 61.7762
2014 | 19023 | CROPLAND (NON-IRRIGATED, USD/HA) | 652.3572
2014 | 20015 | CROPLAND (NON-IRRIGATED, USD/HA) | 100.0775
2014 | 21031 | CROPLAND (NON-IRRIGATED, USD/HA) | 271.8155
2014 | 29023 | CROPLAND (NON-IRRIGATED, USD/HA) | 147.0275
2014 | 31023 | CROPLAND (NON-IRRIGATED, USD/HA) | 484.3258
2014 | 39017 | CROPLAND (NON-IRRIGATED, USD/HA) | 298.9971
2014 | 42019 | CROPLAND (NON-IRRIGATED, USD/HA) | 86.4868
2013 | 1013 | CROPLAND (NON-IRRIGATED, USD/HA) | 65.4828
2013 | 19023 | CROPLAND (NON-IRRIGATED, USD/HA) | 627.6467
2013 | 20015 | CROPLAND (NON-IRRIGATED, USD/HA) | 106.2552
2013 | 31023 | CROPLAND (NON-IRRIGATED, USD/HA) | 442.3179
2013 | 39017 | CROPLAND (NON-IRRIGATED, USD/HA) | 298.9971
2013 | 42019 | CROPLAND (NON-IRRIGATED, USD/HA) | 74.1315
2012 | 1013 | CROPLAND (NON-IRRIGATED, USD/HA) | 76.6025
2012 | 19023 | CROPLAND (NON-IRRIGATED, USD/HA) | 578.2257
2012 | 20015 | CROPLAND (NON-IRRIGATED, USD/HA) | 103.7841
2012 | 21031 | CROPLAND (NON-IRRIGATED, USD/HA) | 316.2944
2012 | 31023 | CROPLAND (NON-IRRIGATED, USD/HA) | 397.839
2012 | 39017 | CROPLAND (NON-IRRIGATED, USD/HA) | 298.9971
2012 | 42019 | CROPLAND (NON-IRRIGATED, USD/HA) | 67.9539
2011 | 1013 | CROPLAND (NON-IRRIGATED, USD/HA) | 61.7762
2011 | 19023 | CROPLAND (NON-IRRIGATED, USD/HA) | 471.9706
2011 | 20015 | CROPLAND (NON-IRRIGATED, USD/HA) | 105.0196
2011 | 29023 | CROPLAND (NON-IRRIGATED, USD/HA) | 202.6261
2011 | 31023 | CROPLAND (NON-IRRIGATED, USD/HA) | 343.476
2011 | 39017 | CROPLAND (NON-IRRIGATED, USD/HA) | 276.7576
2011 | 42019 | CROPLAND (NON-IRRIGATED, USD/HA) | 64.2473
2010 | 1013 | CROPLAND (NON-IRRIGATED, USD/HA) | 64.2473
2010 | 19023 | CROPLAND (NON-IRRIGATED, USD/HA) | 474.4416
2010 | 20015 | CROPLAND (NON-IRRIGATED, USD/HA) | 93.8999
2010 | 29023 | CROPLAND (NON-IRRIGATED, USD/HA) | 202.6261
2010 | 31023 | CROPLAND (NON-IRRIGATED, USD/HA) | 308.8813
2010 | 39017 | CROPLAND (NON-IRRIGATED, USD/HA) | 239.6918
2010 | 42019 | CROPLAND (NON-IRRIGATED, USD/HA) | 65.4828
2009 | 1013 | CROPLAND (NON-IRRIGATED, USD/HA) | 54.3631
2009 | 19023 | CROPLAND (NON-IRRIGATED, USD/HA) | 467.0285
2009 | 20015 | CROPLAND (NON-IRRIGATED, USD/HA) | 97.6065
2009 | 21031 | CROPLAND (NON-IRRIGATED, USD/HA) | 202.6261
2009 | 29023 | CROPLAND (NON-IRRIGATED, USD/HA) | 202.6261
2009 | 31023 | CROPLAND (NON-IRRIGATED, USD/HA) | 311.3523
2009 | 39017 | CROPLAND (NON-IRRIGATED, USD/HA) | 247.105
2009 | 42019 | CROPLAND (NON-IRRIGATED, USD/HA) | 60.5407
2008 | 19023 | CROPLAND (NON-IRRIGATED, USD/HA) | 454.6732
2008 | 20015 | CROPLAND (NON-IRRIGATED, USD/HA) | 103.7841
2008 | 31023 | CROPLAND (NON-IRRIGATED, USD/HA) | 298.9971
2008 | 39017 | CROPLAND (NON-IRRIGATED, USD/HA) | 234.7498
2008 | 42019 | CROPLAND (NON-IRRIGATED, USD/HA) | 61.7762
2024 | 46019 | CROPLAND (NON-IRRIGATED, USD/HA) | 148.263
2023 | 6007 | CROPLAND (NON-IRRIGATED, USD/HA) | 58.0697
2023 | 46019 | CROPLAND (NON-IRRIGATED, USD/HA) | 132.2012
2021 | 46019 | CROPLAND (NON-IRRIGATED, USD/HA) | 92.6644
2020 | 46019 | CROPLAND (NON-IRRIGATED, USD/HA) | 79.0736
2019 | 6007 | CROPLAND (NON-IRRIGATED, USD/HA) | 49.421
2019 | 46019 | CROPLAND (NON-IRRIGATED, USD/HA) | 74.1315
2017 | 46019 | CROPLAND (NON-IRRIGATED, USD/HA) | 71.6604
2016 | 46019 | CROPLAND (NON-IRRIGATED, USD/HA) | 82.7802
2014 | 6007 | CROPLAND (NON-IRRIGATED, USD/HA) | 72.896
2013 | 6007 | CROPLAND (NON-IRRIGATED, USD/HA) | 93.8999
2011 | 6007 | CROPLAND (NON-IRRIGATED, USD/HA) | 102.5486
2010 | 6007 | CROPLAND (NON-IRRIGATED, USD/HA) | 100.0775
2010 | 46019 | CROPLAND (NON-IRRIGATED, USD/HA) | 76.6025
2009 | 46019 | CROPLAND (NON-IRRIGATED, USD/HA) | 84.0157
2024 | 13035 | CROPLAND (NON-IRRIGATED, USD/HA) | 63.0118
2023 | 13035 | CROPLAND (NON-IRRIGATED, USD/HA) | 65.4828
2022 | 13035 | CROPLAND (NON-IRRIGATED, USD/HA) | 61.7762
2021 | 13035 | CROPLAND (NON-IRRIGATED, USD/HA) | 70.4249
2020 | 13035 | CROPLAND (NON-IRRIGATED, USD/HA) | 95.1354
2019 | 13035 | CROPLAND (NON-IRRIGATED, USD/HA) | 56.8342
2024 | 37025 | CROPLAND (NON-IRRIGATED, USD/HA) | 177.9156
2023 | 37025 | CROPLAND (NON-IRRIGATED, USD/HA) | 180.3867
2022 | 37025 | CROPLAND (NON-IRRIGATED, USD/HA) | 165.5603
2021 | 37025 | CROPLAND (NON-IRRIGATED, USD/HA) | 153.2051
2020 | 37025 | CROPLAND (NON-IRRIGATED, USD/HA) | 143.3209
2019 | 37025 | CROPLAND (NON-IRRIGATED, USD/HA) | 135.9077
2017 | 37025 | CROPLAND (NON-IRRIGATED, USD/HA) | 150.734
2016 | 37025 | CROPLAND (NON-IRRIGATED, USD/HA) | 138.3788
2014 | 37025 | CROPLAND (NON-IRRIGATED, USD/HA) | 143.3209
2013 | 37025 | CROPLAND (NON-IRRIGATED, USD/HA) | 74.1315
2012 | 37025 | CROPLAND (NON-IRRIGATED, USD/HA) | 109.9617
2011 | 37025 | CROPLAND (NON-IRRIGATED, USD/HA) | 102.5486
2010 | 37025 | CROPLAND (NON-IRRIGATED, USD/HA) | 100.0775
2009 | 37025 | CROPLAND (NON-IRRIGATED, USD/HA) | 92.6644
2008 | 37025 | CROPLAND (NON-IRRIGATED, USD/HA) | 100.0775
2024 | 54011 | CROPLAND (NON-IRRIGATED, USD/HA) | 50.6565
2021 | 54011 | CROPLAND (NON-IRRIGATED, USD/HA) | 49.421
2020 | 54011 | CROPLAND (NON-IRRIGATED, USD/HA) | 86.4868
2017 | 54011 | CROPLAND (NON-IRRIGATED, USD/HA) | 172.9735
2016 | 54011 | CROPLAND (NON-IRRIGATED, USD/HA) | 111.1972
2014 | 54011 | CROPLAND (NON-IRRIGATED, USD/HA) | 49.421
2013 | 54011 | CROPLAND (NON-IRRIGATED, USD/HA) | 37.0658
2012 | 54011 | CROPLAND (NON-IRRIGATED, USD/HA) | 53.1276
2011 | 54011 | CROPLAND (NON-IRRIGATED, USD/HA) | 82.7802
2009 | 54011 | CROPLAND (NON-IRRIGATED, USD/HA) | 64.2473
2023 | 49005 | CROPLAND (NON-IRRIGATED, USD/HA) | 119.8459
2022 | 49005 | CROPLAND (NON-IRRIGATED, USD/HA) | 91.4288
2021 | 49005 | CROPLAND (NON-IRRIGATED, USD/HA) | 100.0775
2020 | 49005 | CROPLAND (NON-IRRIGATED, USD/HA) | 93.8999
2019 | 49005 | CROPLAND (NON-IRRIGATED, USD/HA) | 101.3131
2017 | 49005 | CROPLAND (NON-IRRIGATED, USD/HA) | 61.7762
2016 | 49005 | CROPLAND (NON-IRRIGATED, USD/HA) | 98.842
2014 | 49005 | CROPLAND (NON-IRRIGATED, USD/HA) | 101.3131
2013 | 49005 | CROPLAND (NON-IRRIGATED, USD/HA) | 102.5486
2012 | 49005 | CROPLAND (NON-IRRIGATED, USD/HA) | 90.1933
2011 | 49005 | CROPLAND (NON-IRRIGATED, USD/HA) | 97.6065
2010 | 49005 | CROPLAND (NON-IRRIGATED, USD/HA) | 70.4249
2009 | 49005 | CROPLAND (NON-IRRIGATED, USD/HA) | 69.1894
2008 | 49005 | CROPLAND (NON-IRRIGATED, USD/HA) | 59.3052
2024 | 22017 | CROPLAND (NON-IRRIGATED, USD/HA) | 150.734
2024 | 40015 | CROPLAND (NON-IRRIGATED, USD/HA) | 84.0157
2023 | 22017 | CROPLAND (NON-IRRIGATED, USD/HA) | 150.734
2023 | 40015 | CROPLAND (NON-IRRIGATED, USD/HA) | 74.1315
2022 | 22017 | CROPLAND (NON-IRRIGATED, USD/HA) | 143.3209
2022 | 40015 | CROPLAND (NON-IRRIGATED, USD/HA) | 87.7223
2021 | 22017 | CROPLAND (NON-IRRIGATED, USD/HA) | 168.0314
2021 | 40015 | CROPLAND (NON-IRRIGATED, USD/HA) | 77.8381
2020 | 22017 | CROPLAND (NON-IRRIGATED, USD/HA) | 153.2051
2020 | 40015 | CROPLAND (NON-IRRIGATED, USD/HA) | 96.3709
2019 | 22017 | CROPLAND (NON-IRRIGATED, USD/HA) | 145.7919
2019 | 40015 | CROPLAND (NON-IRRIGATED, USD/HA) | 97.6065
2017 | 22017 | CROPLAND (NON-IRRIGATED, USD/HA) | 138.3788
2017 | 40015 | CROPLAND (NON-IRRIGATED, USD/HA) | 82.7802
2016 | 22017 | CROPLAND (NON-IRRIGATED, USD/HA) | 142.0854
2016 | 40015 | CROPLAND (NON-IRRIGATED, USD/HA) | 85.2512
2014 | 22017 | CROPLAND (NON-IRRIGATED, USD/HA) | 150.734
2014 | 40015 | CROPLAND (NON-IRRIGATED, USD/HA) | 86.4868
2013 | 22017 | CROPLAND (NON-IRRIGATED, USD/HA) | 108.7262
2013 | 40015 | CROPLAND (NON-IRRIGATED, USD/HA) | 92.6644
2012 | 22017 | CROPLAND (NON-IRRIGATED, USD/HA) | 130.9657
2012 | 40015 | CROPLAND (NON-IRRIGATED, USD/HA) | 102.5486
2011 | 22017 | CROPLAND (NON-IRRIGATED, USD/HA) | 138.3788
2011 | 40015 | CROPLAND (NON-IRRIGATED, USD/HA) | 72.896
2010 | 22017 | CROPLAND (NON-IRRIGATED, USD/HA) | 128.4946
2010 | 40015 | CROPLAND (NON-IRRIGATED, USD/HA) | 64.2473
2009 | 22017 | CROPLAND (NON-IRRIGATED, USD/HA) | 126.0236
2009 | 40015 | CROPLAND (NON-IRRIGATED, USD/HA) | 80.3091
2008 | 40015 | CROPLAND (NON-IRRIGATED, USD/HA) | 64.2473
2022 | 6009 | CROPLAND (NON-IRRIGATED, USD/HA) | 27.1816
2021 | 6009 | CROPLAND (NON-IRRIGATED, USD/HA) | 49.421
2019 | 6009 | CROPLAND (NON-IRRIGATED, USD/HA) | 55.5986
2017 | 6009 | CROPLAND (NON-IRRIGATED, USD/HA) | 55.5986
2016 | 6009 | CROPLAND (NON-IRRIGATED, USD/HA) | 54.3631
2013 | 6009 | CROPLAND (NON-IRRIGATED, USD/HA) | 35.8302
2011 | 6009 | CROPLAND (NON-IRRIGATED, USD/HA) | 74.1315
2010 | 6009 | CROPLAND (NON-IRRIGATED, USD/HA) | 76.6025
2024 | 22019 | CROPLAND (NON-IRRIGATED, USD/HA) | 38.3013
2023 | 22019 | CROPLAND (NON-IRRIGATED, USD/HA) | 42.0078
2022 | 22019 | CROPLAND (NON-IRRIGATED, USD/HA) | 38.3013
2021 | 22019 | CROPLAND (NON-IRRIGATED, USD/HA) | 35.8302
2020 | 22019 | CROPLAND (NON-IRRIGATED, USD/HA) | 29.6526
2019 | 22019 | CROPLAND (NON-IRRIGATED, USD/HA) | 39.5368
2017 | 22019 | CROPLAND (NON-IRRIGATED, USD/HA) | 34.5947
2016 | 22019 | CROPLAND (NON-IRRIGATED, USD/HA) | 34.5947
2014 | 22019 | CROPLAND (NON-IRRIGATED, USD/HA) | 38.3013
2013 | 22019 | CROPLAND (NON-IRRIGATED, USD/HA) | 54.3631
2012 | 22019 | CROPLAND (NON-IRRIGATED, USD/HA) | 37.0658
2011 | 22019 | CROPLAND (NON-IRRIGATED, USD/HA) | 46.95
2009 | 22019 | CROPLAND (NON-IRRIGATED, USD/HA) | 34.5947
2024 | 21033 | CROPLAND (NON-IRRIGATED, USD/HA) | 454.6732
2024 | 29025 | CROPLAND (NON-IRRIGATED, USD/HA) | 432.4337
2024 | 37027 | CROPLAND (NON-IRRIGATED, USD/HA) | 106.2552
2024 | 48055 | CROPLAND (NON-IRRIGATED, USD/HA) | 90.1933
2023 | 21033 | CROPLAND (NON-IRRIGATED, USD/HA) | 400.3101
2023 | 22021 | CROPLAND (NON-IRRIGATED, USD/HA) | 128.4946
2023 | 29025 | CROPLAND (NON-IRRIGATED, USD/HA) | 427.4916
2023 | 37027 | CROPLAND (NON-IRRIGATED, USD/HA) | 96.3709
2023 | 48055 | CROPLAND (NON-IRRIGATED, USD/HA) | 60.5407
2022 | 21033 | CROPLAND (NON-IRRIGATED, USD/HA) | 350.8891
2022 | 29025 | CROPLAND (NON-IRRIGATED, USD/HA) | 442.3179
2022 | 48055 | CROPLAND (NON-IRRIGATED, USD/HA) | 71.6604
2021 | 21033 | CROPLAND (NON-IRRIGATED, USD/HA) | 350.8891
2021 | 22021 | CROPLAND (NON-IRRIGATED, USD/HA) | 166.7959
2021 | 29025 | CROPLAND (NON-IRRIGATED, USD/HA) | 415.1364
2021 | 37027 | CROPLAND (NON-IRRIGATED, USD/HA) | 121.0815
2021 | 48055 | CROPLAND (NON-IRRIGATED, USD/HA) | 71.6604
2020 | 21033 | CROPLAND (NON-IRRIGATED, USD/HA) | 385.4838
2020 | 22021 | CROPLAND (NON-IRRIGATED, USD/HA) | 195.213
2020 | 29025 | CROPLAND (NON-IRRIGATED, USD/HA) | 385.4838
2020 | 37027 | CROPLAND (NON-IRRIGATED, USD/HA) | 86.4868
2020 | 48055 | CROPLAND (NON-IRRIGATED, USD/HA) | 64.2473
2019 | 21033 | CROPLAND (NON-IRRIGATED, USD/HA) | 400.3101
2019 | 22021 | CROPLAND (NON-IRRIGATED, USD/HA) | 175.4445
2019 | 29025 | CROPLAND (NON-IRRIGATED, USD/HA) | 390.4259
2019 | 37027 | CROPLAND (NON-IRRIGATED, USD/HA) | 86.4868
2019 | 48055 | CROPLAND (NON-IRRIGATED, USD/HA) | 77.8381
2017 | 21033 | CROPLAND (NON-IRRIGATED, USD/HA) | 385.4838
2017 | 22021 | CROPLAND (NON-IRRIGATED, USD/HA) | 168.0314
2017 | 29025 | CROPLAND (NON-IRRIGATED, USD/HA) | 400.3101
2017 | 37027 | CROPLAND (NON-IRRIGATED, USD/HA) | 96.3709
2016 | 22021 | CROPLAND (NON-IRRIGATED, USD/HA) | 177.9156
2016 | 29025 | CROPLAND (NON-IRRIGATED, USD/HA) | 392.897
2014 | 21033 | CROPLAND (NON-IRRIGATED, USD/HA) | 341.0049
2014 | 22021 | CROPLAND (NON-IRRIGATED, USD/HA) | 101.3131
2014 | 29025 | CROPLAND (NON-IRRIGATED, USD/HA) | 316.2944
2014 | 37027 | CROPLAND (NON-IRRIGATED, USD/HA) | 98.842
2014 | 48055 | CROPLAND (NON-IRRIGATED, USD/HA) | 49.421
2013 | 21033 | CROPLAND (NON-IRRIGATED, USD/HA) | 338.5338
2013 | 22021 | CROPLAND (NON-IRRIGATED, USD/HA) | 142.0854
2013 | 29025 | CROPLAND (NON-IRRIGATED, USD/HA) | 306.4102
2013 | 48055 | CROPLAND (NON-IRRIGATED, USD/HA) | 61.7762
2012 | 21033 | CROPLAND (NON-IRRIGATED, USD/HA) | 323.7075
2012 | 22021 | CROPLAND (NON-IRRIGATED, USD/HA) | 187.7998
2012 | 29025 | CROPLAND (NON-IRRIGATED, USD/HA) | 316.2944
2012 | 48055 | CROPLAND (NON-IRRIGATED, USD/HA) | 61.7762
2011 | 21033 | CROPLAND (NON-IRRIGATED, USD/HA) | 261.9313
2011 | 22021 | CROPLAND (NON-IRRIGATED, USD/HA) | 195.213
2011 | 29025 | CROPLAND (NON-IRRIGATED, USD/HA) | 279.2287
2011 | 48055 | CROPLAND (NON-IRRIGATED, USD/HA) | 72.896
2010 | 21033 | CROPLAND (NON-IRRIGATED, USD/HA) | 256.9892
2010 | 22021 | CROPLAND (NON-IRRIGATED, USD/HA) | 210.0393
2010 | 29025 | CROPLAND (NON-IRRIGATED, USD/HA) | 238.4563
2010 | 48055 | CROPLAND (NON-IRRIGATED, USD/HA) | 63.0118
2009 | 21033 | CROPLAND (NON-IRRIGATED, USD/HA) | 234.7498
2009 | 22021 | CROPLAND (NON-IRRIGATED, USD/HA) | 232.2787
2009 | 29025 | CROPLAND (NON-IRRIGATED, USD/HA) | 227.3366
2009 | 48055 | CROPLAND (NON-IRRIGATED, USD/HA) | 61.7762
2008 | 29025 | CROPLAND (NON-IRRIGATED, USD/HA) | 202.6261
2024 | 50005 | CROPLAND (NON-IRRIGATED, USD/HA) | 88.9578
2023 | 50005 | CROPLAND (NON-IRRIGATED, USD/HA) | 102.5486
2022 | 50005 | CROPLAND (NON-IRRIGATED, USD/HA) | 85.2512
2021 | 50005 | CROPLAND (NON-IRRIGATED, USD/HA) | 82.7802
2020 | 50005 | CROPLAND (NON-IRRIGATED, USD/HA) | 105.0196
2019 | 50005 | CROPLAND (NON-IRRIGATED, USD/HA) | 71.6604
2017 | 50005 | CROPLAND (NON-IRRIGATED, USD/HA) | 72.896
2016 | 50005 | CROPLAND (NON-IRRIGATED, USD/HA) | 84.0157
2014 | 50005 | CROPLAND (NON-IRRIGATED, USD/HA) | 81.5447
2013 | 50005 | CROPLAND (NON-IRRIGATED, USD/HA) | 79.0736
2012 | 50005 | CROPLAND (NON-IRRIGATED, USD/HA) | 81.5447
2011 | 50005 | CROPLAND (NON-IRRIGATED, USD/HA) | 65.4828
2010 | 50005 | CROPLAND (NON-IRRIGATED, USD/HA) | 77.8381
2024 | 1015 | CROPLAND (NON-IRRIGATED, USD/HA) | 191.5064
2024 | 12013 | CROPLAND (NON-IRRIGATED, USD/HA) | 132.2012
2024 | 13037 | CROPLAND (NON-IRRIGATED, USD/HA) | 218.6879
2024 | 17013 | CROPLAND (NON-IRRIGATED, USD/HA) | 555.9863
2024 | 19025 | CROPLAND (NON-IRRIGATED, USD/HA) | 724.0177
2024 | 26025 | CROPLAND (NON-IRRIGATED, USD/HA) | 358.3023
2024 | 28013 | CROPLAND (NON-IRRIGATED, USD/HA) | 318.7654
2024 | 45017 | CROPLAND (NON-IRRIGATED, USD/HA) | 132.2012
2024 | 48057 | CROPLAND (NON-IRRIGATED, USD/HA) | 139.6143
2024 | 54013 | CROPLAND (NON-IRRIGATED, USD/HA) | 75.367
2023 | 1015 | CROPLAND (NON-IRRIGATED, USD/HA) | 143.3209
2023 | 12013 | CROPLAND (NON-IRRIGATED, USD/HA) | 149.4985
2023 | 13037 | CROPLAND (NON-IRRIGATED, USD/HA) | 185.3287
2023 | 17013 | CROPLAND (NON-IRRIGATED, USD/HA) | 494.21
2023 | 19025 | CROPLAND (NON-IRRIGATED, USD/HA) | 644.944
2023 | 26025 | CROPLAND (NON-IRRIGATED, USD/HA) | 301.4681
2023 | 28013 | CROPLAND (NON-IRRIGATED, USD/HA) | 303.9391
2023 | 45017 | CROPLAND (NON-IRRIGATED, USD/HA) | 108.7262
2023 | 48057 | CROPLAND (NON-IRRIGATED, USD/HA) | 124.788
2022 | 1015 | CROPLAND (NON-IRRIGATED, USD/HA) | 172.9735
2022 | 5013 | CROPLAND (NON-IRRIGATED, USD/HA) | 35.8302
2022 | 12013 | CROPLAND (NON-IRRIGATED, USD/HA) | 214.9813
2022 | 13037 | CROPLAND (NON-IRRIGATED, USD/HA) | 135.9077
2022 | 17013 | CROPLAND (NON-IRRIGATED, USD/HA) | 494.21
2022 | 19025 | CROPLAND (NON-IRRIGATED, USD/HA) | 672.1256
2022 | 26025 | CROPLAND (NON-IRRIGATED, USD/HA) | 313.8234
2022 | 28013 | CROPLAND (NON-IRRIGATED, USD/HA) | 303.9391
2022 | 45017 | CROPLAND (NON-IRRIGATED, USD/HA) | 124.788
2022 | 48057 | CROPLAND (NON-IRRIGATED, USD/HA) | 111.1972
2022 | 54013 | CROPLAND (NON-IRRIGATED, USD/HA) | 87.7223
2021 | 1015 | CROPLAND (NON-IRRIGATED, USD/HA) | 128.4946
2021 | 5013 | CROPLAND (NON-IRRIGATED, USD/HA) | 39.5368
2021 | 12013 | CROPLAND (NON-IRRIGATED, USD/HA) | 174.209
2021 | 13037 | CROPLAND (NON-IRRIGATED, USD/HA) | 174.209
2021 | 17013 | CROPLAND (NON-IRRIGATED, USD/HA) | 422.5496
2021 | 19025 | CROPLAND (NON-IRRIGATED, USD/HA) | 580.6967
2021 | 26025 | CROPLAND (NON-IRRIGATED, USD/HA) | 298.9971
2021 | 28013 | CROPLAND (NON-IRRIGATED, USD/HA) | 301.4681
2021 | 45017 | CROPLAND (NON-IRRIGATED, USD/HA) | 112.4328
2021 | 48057 | CROPLAND (NON-IRRIGATED, USD/HA) | 122.317
2021 | 54013 | CROPLAND (NON-IRRIGATED, USD/HA) | 90.1933
2020 | 1015 | CROPLAND (NON-IRRIGATED, USD/HA) | 112.4328
2020 | 12013 | CROPLAND (NON-IRRIGATED, USD/HA) | 155.6762
2020 | 13037 | CROPLAND (NON-IRRIGATED, USD/HA) | 159.3827
2020 | 17013 | CROPLAND (NON-IRRIGATED, USD/HA) | 432.4337
2020 | 19025 | CROPLAND (NON-IRRIGATED, USD/HA) | 541.1599
2020 | 26025 | CROPLAND (NON-IRRIGATED, USD/HA) | 279.2287
2020 | 28013 | CROPLAND (NON-IRRIGATED, USD/HA) | 308.8813
2020 | 45017 | CROPLAND (NON-IRRIGATED, USD/HA) | 108.7262
2020 | 48057 | CROPLAND (NON-IRRIGATED, USD/HA) | 105.0196
2020 | 54013 | CROPLAND (NON-IRRIGATED, USD/HA) | 96.3709
2019 | 1015 | CROPLAND (NON-IRRIGATED, USD/HA) | 85.2512
2019 | 13037 | CROPLAND (NON-IRRIGATED, USD/HA) | 168.0314
2019 | 17013 | CROPLAND (NON-IRRIGATED, USD/HA) | 427.4916
2019 | 19025 | CROPLAND (NON-IRRIGATED, USD/HA) | 543.631
2019 | 26025 | CROPLAND (NON-IRRIGATED, USD/HA) | 298.9971
2019 | 28013 | CROPLAND (NON-IRRIGATED, USD/HA) | 333.5917
2019 | 45017 | CROPLAND (NON-IRRIGATED, USD/HA) | 101.3131
2019 | 48057 | CROPLAND (NON-IRRIGATED, USD/HA) | 103.7841
2017 | 1015 | CROPLAND (NON-IRRIGATED, USD/HA) | 92.6644
2017 | 12013 | CROPLAND (NON-IRRIGATED, USD/HA) | 195.213
2017 | 13037 | CROPLAND (NON-IRRIGATED, USD/HA) | 172.9735
2017 | 17013 | CROPLAND (NON-IRRIGATED, USD/HA) | 412.6653
2017 | 19025 | CROPLAND (NON-IRRIGATED, USD/HA) | 580.6967
2017 | 26025 | CROPLAND (NON-IRRIGATED, USD/HA) | 259.4602
2017 | 28013 | CROPLAND (NON-IRRIGATED, USD/HA) | 341.0049
2017 | 45017 | CROPLAND (NON-IRRIGATED, USD/HA) | 98.842
2017 | 48057 | CROPLAND (NON-IRRIGATED, USD/HA) | 108.7262
2016 | 1015 | CROPLAND (NON-IRRIGATED, USD/HA) | 81.5447
2016 | 13037 | CROPLAND (NON-IRRIGATED, USD/HA) | 126.0236
2016 | 17013 | CROPLAND (NON-IRRIGATED, USD/HA) | 417.6074
2016 | 19025 | CROPLAND (NON-IRRIGATED, USD/HA) | 620.2336
2016 | 26025 | CROPLAND (NON-IRRIGATED, USD/HA) | 259.4602
2016 | 28013 | CROPLAND (NON-IRRIGATED, USD/HA) | 328.6497
2016 | 45017 | CROPLAND (NON-IRRIGATED, USD/HA) | 97.6065
2014 | 1015 | CROPLAND (NON-IRRIGATED, USD/HA) | 106.2552
2014 | 12013 | CROPLAND (NON-IRRIGATED, USD/HA) | 150.734
2014 | 13037 | CROPLAND (NON-IRRIGATED, USD/HA) | 164.3248
2014 | 17013 | CROPLAND (NON-IRRIGATED, USD/HA) | 395.368
2014 | 19025 | CROPLAND (NON-IRRIGATED, USD/HA) | 672.1256
2014 | 26025 | CROPLAND (NON-IRRIGATED, USD/HA) | 271.8155
2014 | 28013 | CROPLAND (NON-IRRIGATED, USD/HA) | 378.0707
2014 | 45017 | CROPLAND (NON-IRRIGATED, USD/HA) | 100.0775
2014 | 48057 | CROPLAND (NON-IRRIGATED, USD/HA) | 105.0196
2014 | 54013 | CROPLAND (NON-IRRIGATED, USD/HA) | 71.6604
2013 | 1015 | CROPLAND (NON-IRRIGATED, USD/HA) | 88.9578
2013 | 12013 | CROPLAND (NON-IRRIGATED, USD/HA) | 140.8499
2013 | 13037 | CROPLAND (NON-IRRIGATED, USD/HA) | 180.3867
2013 | 17013 | CROPLAND (NON-IRRIGATED, USD/HA) | 400.3101
2013 | 19025 | CROPLAND (NON-IRRIGATED, USD/HA) | 691.894
2013 | 26025 | CROPLAND (NON-IRRIGATED, USD/HA) | 276.7576
2013 | 28013 | CROPLAND (NON-IRRIGATED, USD/HA) | 306.4102
2013 | 45017 | CROPLAND (NON-IRRIGATED, USD/HA) | 96.3709
2013 | 48057 | CROPLAND (NON-IRRIGATED, USD/HA) | 101.3131
2012 | 1015 | CROPLAND (NON-IRRIGATED, USD/HA) | 108.7262
2012 | 13037 | CROPLAND (NON-IRRIGATED, USD/HA) | 181.6222
2012 | 17013 | CROPLAND (NON-IRRIGATED, USD/HA) | 412.6653
2012 | 19025 | CROPLAND (NON-IRRIGATED, USD/HA) | 615.2914
2012 | 26025 | CROPLAND (NON-IRRIGATED, USD/HA) | 219.9235
2012 | 28013 | CROPLAND (NON-IRRIGATED, USD/HA) | 343.476
2012 | 45017 | CROPLAND (NON-IRRIGATED, USD/HA) | 91.4288
2012 | 48057 | CROPLAND (NON-IRRIGATED, USD/HA) | 103.7841
2011 | 1015 | CROPLAND (NON-IRRIGATED, USD/HA) | 86.4868
2011 | 12013 | CROPLAND (NON-IRRIGATED, USD/HA) | 123.5525
2011 | 13037 | CROPLAND (NON-IRRIGATED, USD/HA) | 189.0353
2011 | 17013 | CROPLAND (NON-IRRIGATED, USD/HA) | 380.5417
2011 | 19025 | CROPLAND (NON-IRRIGATED, USD/HA) | 528.8047
2011 | 26025 | CROPLAND (NON-IRRIGATED, USD/HA) | 219.9235
2011 | 28013 | CROPLAND (NON-IRRIGATED, USD/HA) | 276.7576
2011 | 45017 | CROPLAND (NON-IRRIGATED, USD/HA) | 90.1933
2011 | 48057 | CROPLAND (NON-IRRIGATED, USD/HA) | 103.7841
2011 | 54013 | CROPLAND (NON-IRRIGATED, USD/HA) | 49.421
2010 | 1015 | CROPLAND (NON-IRRIGATED, USD/HA) | 91.4288
2010 | 13037 | CROPLAND (NON-IRRIGATED, USD/HA) | 160.6182
2010 | 17013 | CROPLAND (NON-IRRIGATED, USD/HA) | 370.6575
2010 | 19025 | CROPLAND (NON-IRRIGATED, USD/HA) | 457.1442
2010 | 26025 | CROPLAND (NON-IRRIGATED, USD/HA) | 185.3287
2010 | 28013 | CROPLAND (NON-IRRIGATED, USD/HA) | 252.0471
2010 | 45017 | CROPLAND (NON-IRRIGATED, USD/HA) | 86.4868
2010 | 48057 | CROPLAND (NON-IRRIGATED, USD/HA) | 93.8999
2009 | 1015 | CROPLAND (NON-IRRIGATED, USD/HA) | 79.0736
2009 | 12013 | CROPLAND (NON-IRRIGATED, USD/HA) | 87.7223
2009 | 13037 | CROPLAND (NON-IRRIGATED, USD/HA) | 129.7301
2009 | 17013 | CROPLAND (NON-IRRIGATED, USD/HA) | 336.0628
2009 | 19025 | CROPLAND (NON-IRRIGATED, USD/HA) | 432.4337
2009 | 26025 | CROPLAND (NON-IRRIGATED, USD/HA) | 177.9156
2009 | 28013 | CROPLAND (NON-IRRIGATED, USD/HA) | 239.6918
2009 | 45017 | CROPLAND (NON-IRRIGATED, USD/HA) | 81.5447
2009 | 48057 | CROPLAND (NON-IRRIGATED, USD/HA) | 91.4288
2008 | 19025 | CROPLAND (NON-IRRIGATED, USD/HA) | 420.0785
2008 | 26025 | CROPLAND (NON-IRRIGATED, USD/HA) | 155.6762
2008 | 28013 | CROPLAND (NON-IRRIGATED, USD/HA) | 234.7498
2024 | 48059 | CROPLAND (NON-IRRIGATED, USD/HA) | 23.2279
2023 | 48059 | CROPLAND (NON-IRRIGATED, USD/HA) | 28.4171
2022 | 48059 | CROPLAND (NON-IRRIGATED, USD/HA) | 33.3592
2021 | 48059 | CROPLAND (NON-IRRIGATED, USD/HA) | 30.8881
2020 | 48059 | CROPLAND (NON-IRRIGATED, USD/HA) | 27.1816
2019 | 48059 | CROPLAND (NON-IRRIGATED, USD/HA) | 24.7105
2016 | 48059 | CROPLAND (NON-IRRIGATED, USD/HA) | 22.7337
2014 | 48059 | CROPLAND (NON-IRRIGATED, USD/HA) | 24.7105
2013 | 48059 | CROPLAND (NON-IRRIGATED, USD/HA) | 28.4171
2012 | 48059 | CROPLAND (NON-IRRIGATED, USD/HA) | 29.6526
2011 | 48059 | CROPLAND (NON-IRRIGATED, USD/HA) | 37.0658
2010 | 48059 | CROPLAND (NON-IRRIGATED, USD/HA) | 27.1816
2009 | 48059 | CROPLAND (NON-IRRIGATED, USD/HA) | 28.4171
2008 | 48059 | CROPLAND (NON-IRRIGATED, USD/HA) | 32.1236
2024 | 29027 | CROPLAND (NON-IRRIGATED, USD/HA) | 385.4838
2023 | 29027 | CROPLAND (NON-IRRIGATED, USD/HA) | 331.1207
2022 | 29027 | CROPLAND (NON-IRRIGATED, USD/HA) | 365.7154
2021 | 29027 | CROPLAND (NON-IRRIGATED, USD/HA) | 303.9391
2020 | 29027 | CROPLAND (NON-IRRIGATED, USD/HA) | 333.5917
2019 | 29027 | CROPLAND (NON-IRRIGATED, USD/HA) | 289.1128
2017 | 29027 | CROPLAND (NON-IRRIGATED, USD/HA) | 313.8234
2016 | 29027 | CROPLAND (NON-IRRIGATED, USD/HA) | 281.6997
2014 | 29027 | CROPLAND (NON-IRRIGATED, USD/HA) | 286.6418
2013 | 29027 | CROPLAND (NON-IRRIGATED, USD/HA) | 286.6418
2012 | 29027 | CROPLAND (NON-IRRIGATED, USD/HA) | 266.8734
2011 | 29027 | CROPLAND (NON-IRRIGATED, USD/HA) | 219.9235
2010 | 29027 | CROPLAND (NON-IRRIGATED, USD/HA) | 219.9235
2009 | 29027 | CROPLAND (NON-IRRIGATED, USD/HA) | 212.5103
2008 | 29027 | CROPLAND (NON-IRRIGATED, USD/HA) | 198.9195
2024 | 21035 | CROPLAND (NON-IRRIGATED, USD/HA) | 390.4259
2023 | 21035 | CROPLAND (NON-IRRIGATED, USD/HA) | 348.418
2022 | 21035 | CROPLAND (NON-IRRIGATED, USD/HA) | 345.947
2021 | 21035 | CROPLAND (NON-IRRIGATED, USD/HA) | 294.055
2020 | 21035 | CROPLAND (NON-IRRIGATED, USD/HA) | 276.7576
2019 | 21035 | CROPLAND (NON-IRRIGATED, USD/HA) | 271.8155
2017 | 21035 | CROPLAND (NON-IRRIGATED, USD/HA) | 296.526
2016 | 21035 | CROPLAND (NON-IRRIGATED, USD/HA) | 284.1707
2014 | 21035 | CROPLAND (NON-IRRIGATED, USD/HA) | 301.4681
2013 | 21035 | CROPLAND (NON-IRRIGATED, USD/HA) | 289.1128
2012 | 21035 | CROPLAND (NON-IRRIGATED, USD/HA) | 254.5181
2011 | 21035 | CROPLAND (NON-IRRIGATED, USD/HA) | 254.5181
2010 | 21035 | CROPLAND (NON-IRRIGATED, USD/HA) | 242.1629
2009 | 21035 | CROPLAND (NON-IRRIGATED, USD/HA) | 234.7498
2008 | 21035 | CROPLAND (NON-IRRIGATED, USD/HA) | 219.9235
2024 | 55015 | CROPLAND (NON-IRRIGATED, USD/HA) | 464.5574
2023 | 55015 | CROPLAND (NON-IRRIGATED, USD/HA) | 447.26
2022 | 55015 | CROPLAND (NON-IRRIGATED, USD/HA) | 422.5496
2021 | 55015 | CROPLAND (NON-IRRIGATED, USD/HA) | 434.9048
2020 | 55015 | CROPLAND (NON-IRRIGATED, USD/HA) | 437.3759
2019 | 55015 | CROPLAND (NON-IRRIGATED, USD/HA) | 383.0127
2017 | 55015 | CROPLAND (NON-IRRIGATED, USD/HA) | 331.1207
2016 | 55015 | CROPLAND (NON-IRRIGATED, USD/HA) | 383.0127
2014 | 55015 | CROPLAND (NON-IRRIGATED, USD/HA) | 313.8234
2013 | 55015 | CROPLAND (NON-IRRIGATED, USD/HA) | 316.2944
2012 | 55015 | CROPLAND (NON-IRRIGATED, USD/HA) | 254.5181
2011 | 55015 | CROPLAND (NON-IRRIGATED, USD/HA) | 245.8695
2010 | 55015 | CROPLAND (NON-IRRIGATED, USD/HA) | 218.6879
2009 | 55015 | CROPLAND (NON-IRRIGATED, USD/HA) | 210.0393
2008 | 55015 | CROPLAND (NON-IRRIGATED, USD/HA) | 202.6261
2024 | 24009 | CROPLAND (NON-IRRIGATED, USD/HA) | 138.3788
2023 | 24009 | CROPLAND (NON-IRRIGATED, USD/HA) | 92.6644
2022 | 24009 | CROPLAND (NON-IRRIGATED, USD/HA) | 101.3131
2021 | 24009 | CROPLAND (NON-IRRIGATED, USD/HA) | 111.1972
2017 | 24009 | CROPLAND (NON-IRRIGATED, USD/HA) | 102.5486
2016 | 24009 | CROPLAND (NON-IRRIGATED, USD/HA) | 159.3827
2014 | 24009 | CROPLAND (NON-IRRIGATED, USD/HA) | 140.8499
2023 | 16025 | CROPLAND (NON-IRRIGATED, USD/HA) | 54.3631
2012 | 16025 | CROPLAND (NON-IRRIGATED, USD/HA) | 34.5947
2024 | 42021 | CROPLAND (NON-IRRIGATED, USD/HA) | 117.3749
2023 | 42021 | CROPLAND (NON-IRRIGATED, USD/HA) | 97.6065
2022 | 42021 | CROPLAND (NON-IRRIGATED, USD/HA) | 90.1933
2021 | 42021 | CROPLAND (NON-IRRIGATED, USD/HA) | 85.2512
2020 | 42021 | CROPLAND (NON-IRRIGATED, USD/HA) | 85.2512
2019 | 42021 | CROPLAND (NON-IRRIGATED, USD/HA) | 77.8381
2017 | 42021 | CROPLAND (NON-IRRIGATED, USD/HA) | 82.7802
2016 | 42021 | CROPLAND (NON-IRRIGATED, USD/HA) | 74.1315
2014 | 42021 | CROPLAND (NON-IRRIGATED, USD/HA) | 75.367
2013 | 42021 | CROPLAND (NON-IRRIGATED, USD/HA) | 55.5986
2012 | 42021 | CROPLAND (NON-IRRIGATED, USD/HA) | 54.3631
2010 | 42021 | CROPLAND (NON-IRRIGATED, USD/HA) | 54.3631
2009 | 42021 | CROPLAND (NON-IRRIGATED, USD/HA) | 60.5407
2008 | 42021 | CROPLAND (NON-IRRIGATED, USD/HA) | 61.7762
2024 | 37029 | CROPLAND (NON-IRRIGATED, USD/HA) | 269.3444
2023 | 29029 | CROPLAND (NON-IRRIGATED, USD/HA) | 80.3091
2023 | 37029 | CROPLAND (NON-IRRIGATED, USD/HA) | 279.2287
2022 | 37029 | CROPLAND (NON-IRRIGATED, USD/HA) | 276.7576
2021 | 29029 | CROPLAND (NON-IRRIGATED, USD/HA) | 53.1276
2020 | 29029 | CROPLAND (NON-IRRIGATED, USD/HA) | 63.0118
2020 | 37029 | CROPLAND (NON-IRRIGATED, USD/HA) | 234.7498
2019 | 29029 | CROPLAND (NON-IRRIGATED, USD/HA) | 63.0118
2019 | 37029 | CROPLAND (NON-IRRIGATED, USD/HA) | 234.7498
2017 | 29029 | CROPLAND (NON-IRRIGATED, USD/HA) | 60.5407
2017 | 37029 | CROPLAND (NON-IRRIGATED, USD/HA) | 247.105
2016 | 29029 | CROPLAND (NON-IRRIGATED, USD/HA) | 53.1276
2016 | 37029 | CROPLAND (NON-IRRIGATED, USD/HA) | 244.6339
2014 | 29029 | CROPLAND (NON-IRRIGATED, USD/HA) | 66.7184
2014 | 37029 | CROPLAND (NON-IRRIGATED, USD/HA) | 256.9892
2013 | 29029 | CROPLAND (NON-IRRIGATED, USD/HA) | 90.1933
2013 | 37029 | CROPLAND (NON-IRRIGATED, USD/HA) | 237.2208
2012 | 29029 | CROPLAND (NON-IRRIGATED, USD/HA) | 86.4868
2012 | 37029 | CROPLAND (NON-IRRIGATED, USD/HA) | 195.213
2011 | 29029 | CROPLAND (NON-IRRIGATED, USD/HA) | 92.6644
2011 | 37029 | CROPLAND (NON-IRRIGATED, USD/HA) | 196.4485
2010 | 37029 | CROPLAND (NON-IRRIGATED, USD/HA) | 172.9735
2009 | 37029 | CROPLAND (NON-IRRIGATED, USD/HA) | 192.7419
2024 | 22023 | CROPLAND (NON-IRRIGATED, USD/HA) | 29.6526
2024 | 48061 | CROPLAND (NON-IRRIGATED, USD/HA) | 148.263
2023 | 22023 | CROPLAND (NON-IRRIGATED, USD/HA) | 32.1236
2023 | 48061 | CROPLAND (NON-IRRIGATED, USD/HA) | 132.2012
2022 | 48061 | CROPLAND (NON-IRRIGATED, USD/HA) | 109.9617
2021 | 22023 | CROPLAND (NON-IRRIGATED, USD/HA) | 30.8881
2021 | 48061 | CROPLAND (NON-IRRIGATED, USD/HA) | 118.6104
2020 | 48061 | CROPLAND (NON-IRRIGATED, USD/HA) | 130.9657
2019 | 48061 | CROPLAND (NON-IRRIGATED, USD/HA) | 118.6104
2017 | 22023 | CROPLAND (NON-IRRIGATED, USD/HA) | 21.4981
2017 | 48061 | CROPLAND (NON-IRRIGATED, USD/HA) | 126.0236
2016 | 48061 | CROPLAND (NON-IRRIGATED, USD/HA) | 116.1393
2014 | 48061 | CROPLAND (NON-IRRIGATED, USD/HA) | 117.3749
2013 | 48061 | CROPLAND (NON-IRRIGATED, USD/HA) | 118.6104
2012 | 22023 | CROPLAND (NON-IRRIGATED, USD/HA) | 59.3052
2012 | 48061 | CROPLAND (NON-IRRIGATED, USD/HA) | 123.5525
2011 | 48061 | CROPLAND (NON-IRRIGATED, USD/HA) | 118.6104
2010 | 48061 | CROPLAND (NON-IRRIGATED, USD/HA) | 122.317
2009 | 48061 | CROPLAND (NON-IRRIGATED, USD/HA) | 119.8459
2024 | 48063 | CROPLAND (NON-IRRIGATED, USD/HA) | 54.3631
2023 | 48063 | CROPLAND (NON-IRRIGATED, USD/HA) | 51.892
2022 | 48063 | CROPLAND (NON-IRRIGATED, USD/HA) | 55.5986
2021 | 48063 | CROPLAND (NON-IRRIGATED, USD/HA) | 39.5368
2020 | 48063 | CROPLAND (NON-IRRIGATED, USD/HA) | 48.1855
2019 | 48063 | CROPLAND (NON-IRRIGATED, USD/HA) | 49.421
2017 | 48063 | CROPLAND (NON-IRRIGATED, USD/HA) | 55.5986
2016 | 48063 | CROPLAND (NON-IRRIGATED, USD/HA) | 45.7144
2014 | 48063 | CROPLAND (NON-IRRIGATED, USD/HA) | 43.2434
2011 | 48063 | CROPLAND (NON-IRRIGATED, USD/HA) | 82.7802
2024 | 46021 | CROPLAND (NON-IRRIGATED, USD/HA) | 181.6222
2024 | 47013 | CROPLAND (NON-IRRIGATED, USD/HA) | 67.9539
2024 | 51031 | CROPLAND (NON-IRRIGATED, USD/HA) | 61.7762
2023 | 21037 | CROPLAND (NON-IRRIGATED, USD/HA) | 160.6182
2023 | 46021 | CROPLAND (NON-IRRIGATED, USD/HA) | 187.7998
2023 | 47013 | CROPLAND (NON-IRRIGATED, USD/HA) | 95.1354
2023 | 51031 | CROPLAND (NON-IRRIGATED, USD/HA) | 85.2512
2022 | 46021 | CROPLAND (NON-IRRIGATED, USD/HA) | 186.5643
2022 | 47013 | CROPLAND (NON-IRRIGATED, USD/HA) | 107.4907
2022 | 51031 | CROPLAND (NON-IRRIGATED, USD/HA) | 72.896
2021 | 21037 | CROPLAND (NON-IRRIGATED, USD/HA) | 137.1433
2021 | 46021 | CROPLAND (NON-IRRIGATED, USD/HA) | 177.9156
2021 | 47013 | CROPLAND (NON-IRRIGATED, USD/HA) | 88.9578
2021 | 51031 | CROPLAND (NON-IRRIGATED, USD/HA) | 60.5407
2020 | 21037 | CROPLAND (NON-IRRIGATED, USD/HA) | 118.6104
2020 | 46021 | CROPLAND (NON-IRRIGATED, USD/HA) | 180.3867
2020 | 47013 | CROPLAND (NON-IRRIGATED, USD/HA) | 86.4868
2020 | 51031 | CROPLAND (NON-IRRIGATED, USD/HA) | 66.7184
2019 | 21037 | CROPLAND (NON-IRRIGATED, USD/HA) | 86.4868
2019 | 46021 | CROPLAND (NON-IRRIGATED, USD/HA) | 186.5643
2019 | 47013 | CROPLAND (NON-IRRIGATED, USD/HA) | 101.3131
2019 | 51031 | CROPLAND (NON-IRRIGATED, USD/HA) | 56.8342
2019 | 56005 | CROPLAND (NON-IRRIGATED, USD/HA) | 23.9692
2017 | 21037 | CROPLAND (NON-IRRIGATED, USD/HA) | 86.4868
2017 | 46021 | CROPLAND (NON-IRRIGATED, USD/HA) | 177.9156
2017 | 47013 | CROPLAND (NON-IRRIGATED, USD/HA) | 118.6104
2017 | 51031 | CROPLAND (NON-IRRIGATED, USD/HA) | 56.8342
2017 | 56005 | CROPLAND (NON-IRRIGATED, USD/HA) | 19.7684
2016 | 21037 | CROPLAND (NON-IRRIGATED, USD/HA) | 98.842
2016 | 46021 | CROPLAND (NON-IRRIGATED, USD/HA) | 172.9735
2016 | 47013 | CROPLAND (NON-IRRIGATED, USD/HA) | 117.3749
2016 | 51031 | CROPLAND (NON-IRRIGATED, USD/HA) | 55.5986
2014 | 21037 | CROPLAND (NON-IRRIGATED, USD/HA) | 111.1972
2014 | 46021 | CROPLAND (NON-IRRIGATED, USD/HA) | 172.9735
2014 | 47013 | CROPLAND (NON-IRRIGATED, USD/HA) | 58.0697
2014 | 51031 | CROPLAND (NON-IRRIGATED, USD/HA) | 55.5986
2013 | 46021 | CROPLAND (NON-IRRIGATED, USD/HA) | 160.6182
2013 | 47013 | CROPLAND (NON-IRRIGATED, USD/HA) | 98.842
2013 | 51031 | CROPLAND (NON-IRRIGATED, USD/HA) | 44.4789
2012 | 21037 | CROPLAND (NON-IRRIGATED, USD/HA) | 147.0275
2012 | 46021 | CROPLAND (NON-IRRIGATED, USD/HA) | 140.8499
2012 | 47013 | CROPLAND (NON-IRRIGATED, USD/HA) | 106.2552
2012 | 51031 | CROPLAND (NON-IRRIGATED, USD/HA) | 48.1855
2012 | 56005 | CROPLAND (NON-IRRIGATED, USD/HA) | 28.4171
2011 | 21037 | CROPLAND (NON-IRRIGATED, USD/HA) | 135.9077
2011 | 46021 | CROPLAND (NON-IRRIGATED, USD/HA) | 114.9038
2011 | 51031 | CROPLAND (NON-IRRIGATED, USD/HA) | 44.4789
2010 | 21037 | CROPLAND (NON-IRRIGATED, USD/HA) | 111.1972
2010 | 46021 | CROPLAND (NON-IRRIGATED, USD/HA) | 91.4288
2010 | 47013 | CROPLAND (NON-IRRIGATED, USD/HA) | 93.8999
2010 | 51031 | CROPLAND (NON-IRRIGATED, USD/HA) | 48.1855
2009 | 21037 | CROPLAND (NON-IRRIGATED, USD/HA) | 91.4288
2009 | 46021 | CROPLAND (NON-IRRIGATED, USD/HA) | 96.3709
2009 | 47013 | CROPLAND (NON-IRRIGATED, USD/HA) | 93.8999
2009 | 51031 | CROPLAND (NON-IRRIGATED, USD/HA) | 51.892
2008 | 46021 | CROPLAND (NON-IRRIGATED, USD/HA) | 88.9578
2008 | 51031 | CROPLAND (NON-IRRIGATED, USD/HA) | 69.1894
2024 | 40017 | CROPLAND (NON-IRRIGATED, USD/HA) | 90.1933
2023 | 40017 | CROPLAND (NON-IRRIGATED, USD/HA) | 79.0736
2022 | 40017 | CROPLAND (NON-IRRIGATED, USD/HA) | 91.4288
2021 | 40017 | CROPLAND (NON-IRRIGATED, USD/HA) | 75.367
2020 | 40017 | CROPLAND (NON-IRRIGATED, USD/HA) | 86.4868
2019 | 40017 | CROPLAND (NON-IRRIGATED, USD/HA) | 81.5447
2017 | 40017 | CROPLAND (NON-IRRIGATED, USD/HA) | 86.4868
2016 | 40017 | CROPLAND (NON-IRRIGATED, USD/HA) | 88.9578
2014 | 40017 | CROPLAND (NON-IRRIGATED, USD/HA) | 98.842
2013 | 40017 | CROPLAND (NON-IRRIGATED, USD/HA) | 98.842
2012 | 40017 | CROPLAND (NON-IRRIGATED, USD/HA) | 100.0775
2011 | 40017 | CROPLAND (NON-IRRIGATED, USD/HA) | 82.7802
2010 | 40017 | CROPLAND (NON-IRRIGATED, USD/HA) | 84.0157
2009 | 40017 | CROPLAND (NON-IRRIGATED, USD/HA) | 85.2512
2008 | 40017 | CROPLAND (NON-IRRIGATED, USD/HA) | 84.0157
2024 | 13043 | CROPLAND (NON-IRRIGATED, USD/HA) | 203.8616
2022 | 13043 | CROPLAND (NON-IRRIGATED, USD/HA) | 134.6722
2021 | 13043 | CROPLAND (NON-IRRIGATED, USD/HA) | 164.3248
2020 | 13043 | CROPLAND (NON-IRRIGATED, USD/HA) | 148.263
2019 | 13043 | CROPLAND (NON-IRRIGATED, USD/HA) | 160.6182
2017 | 13043 | CROPLAND (NON-IRRIGATED, USD/HA) | 132.2012
2014 | 13043 | CROPLAND (NON-IRRIGATED, USD/HA) | 128.4946
2013 | 13043 | CROPLAND (NON-IRRIGATED, USD/HA) | 144.5564
2012 | 13043 | CROPLAND (NON-IRRIGATED, USD/HA) | 123.5525
2011 | 13043 | CROPLAND (NON-IRRIGATED, USD/HA) | 122.317
2010 | 13043 | CROPLAND (NON-IRRIGATED, USD/HA) | 142.0854
2009 | 13043 | CROPLAND (NON-IRRIGATED, USD/HA) | 128.4946
2024 | 47015 | CROPLAND (NON-IRRIGATED, USD/HA) | 271.8155
2023 | 47015 | CROPLAND (NON-IRRIGATED, USD/HA) | 256.9892
2022 | 47015 | CROPLAND (NON-IRRIGATED, USD/HA) | 233.5142
2021 | 47015 | CROPLAND (NON-IRRIGATED, USD/HA) | 234.7498
2020 | 47015 | CROPLAND (NON-IRRIGATED, USD/HA) | 198.9195
2019 | 47015 | CROPLAND (NON-IRRIGATED, USD/HA) | 212.5103
2017 | 47015 | CROPLAND (NON-IRRIGATED, USD/HA) | 205.0971
2016 | 47015 | CROPLAND (NON-IRRIGATED, USD/HA) | 217.4524
2014 | 47015 | CROPLAND (NON-IRRIGATED, USD/HA) | 212.5103
2013 | 47015 | CROPLAND (NON-IRRIGATED, USD/HA) | 187.7998
2012 | 47015 | CROPLAND (NON-IRRIGATED, USD/HA) | 177.9156
2011 | 47015 | CROPLAND (NON-IRRIGATED, USD/HA) | 145.7919
2010 | 47015 | CROPLAND (NON-IRRIGATED, USD/HA) | 147.0275
2009 | 47015 | CROPLAND (NON-IRRIGATED, USD/HA) | 138.3788
2019 | 16027 | CROPLAND (NON-IRRIGATED, USD/HA) | 113.6683
2017 | 16027 | CROPLAND (NON-IRRIGATED, USD/HA) | 61.7762
2012 | 16027 | CROPLAND (NON-IRRIGATED, USD/HA) | 69.1894
2009 | 16027 | CROPLAND (NON-IRRIGATED, USD/HA) | 182.8577
2024 | 29031 | CROPLAND (NON-IRRIGATED, USD/HA) | 311.3523
2023 | 29031 | CROPLAND (NON-IRRIGATED, USD/HA) | 276.7576
2022 | 29031 | CROPLAND (NON-IRRIGATED, USD/HA) | 286.6418
2021 | 29031 | CROPLAND (NON-IRRIGATED, USD/HA) | 247.105
2020 | 29031 | CROPLAND (NON-IRRIGATED, USD/HA) | 249.5761
2019 | 29031 | CROPLAND (NON-IRRIGATED, USD/HA) | 259.4602
2017 | 29031 | CROPLAND (NON-IRRIGATED, USD/HA) | 226.1011
2016 | 29031 | CROPLAND (NON-IRRIGATED, USD/HA) | 227.3366
2014 | 29031 | CROPLAND (NON-IRRIGATED, USD/HA) | 213.7458
2013 | 29031 | CROPLAND (NON-IRRIGATED, USD/HA) | 218.6879
2012 | 29031 | CROPLAND (NON-IRRIGATED, USD/HA) | 224.8655
2011 | 29031 | CROPLAND (NON-IRRIGATED, USD/HA) | 244.6339
2010 | 29031 | CROPLAND (NON-IRRIGATED, USD/HA) | 207.5682
2009 | 29031 | CROPLAND (NON-IRRIGATED, USD/HA) | 200.155
2008 | 29031 | CROPLAND (NON-IRRIGATED, USD/HA) | 187.7998
2024 | 30009 | CROPLAND (NON-IRRIGATED, USD/HA) | 80.3091
2024 | 42025 | CROPLAND (NON-IRRIGATED, USD/HA) | 148.263
2023 | 42025 | CROPLAND (NON-IRRIGATED, USD/HA) | 118.6104
2022 | 30009 | CROPLAND (NON-IRRIGATED, USD/HA) | 60.5407
2022 | 42025 | CROPLAND (NON-IRRIGATED, USD/HA) | 88.9578
2022 | 56007 | CROPLAND (NON-IRRIGATED, USD/HA) | 42.0078
2021 | 30009 | CROPLAND (NON-IRRIGATED, USD/HA) | 37.0658
2021 | 42025 | CROPLAND (NON-IRRIGATED, USD/HA) | 113.6683
2020 | 30009 | CROPLAND (NON-IRRIGATED, USD/HA) | 49.421
2020 | 56007 | CROPLAND (NON-IRRIGATED, USD/HA) | 30.8881
2019 | 30009 | CROPLAND (NON-IRRIGATED, USD/HA) | 66.7184
2017 | 30009 | CROPLAND (NON-IRRIGATED, USD/HA) | 49.421
2016 | 30009 | CROPLAND (NON-IRRIGATED, USD/HA) | 38.3013
2012 | 30009 | CROPLAND (NON-IRRIGATED, USD/HA) | 50.6565
2009 | 30009 | CROPLAND (NON-IRRIGATED, USD/HA) | 45.7144
2024 | 16029 | CROPLAND (NON-IRRIGATED, USD/HA) | 117.3749
2023 | 16029 | CROPLAND (NON-IRRIGATED, USD/HA) | 119.8459
2022 | 16029 | CROPLAND (NON-IRRIGATED, USD/HA) | 109.9617
2021 | 16029 | CROPLAND (NON-IRRIGATED, USD/HA) | 109.9617
2020 | 16029 | CROPLAND (NON-IRRIGATED, USD/HA) | 105.0196
2019 | 16029 | CROPLAND (NON-IRRIGATED, USD/HA) | 100.0775
2017 | 16029 | CROPLAND (NON-IRRIGATED, USD/HA) | 108.7262
2016 | 16029 | CROPLAND (NON-IRRIGATED, USD/HA) | 108.7262
2014 | 16029 | CROPLAND (NON-IRRIGATED, USD/HA) | 93.8999
2013 | 16029 | CROPLAND (NON-IRRIGATED, USD/HA) | 103.7841
2010 | 16029 | CROPLAND (NON-IRRIGATED, USD/HA) | 185.3287
2009 | 16029 | CROPLAND (NON-IRRIGATED, USD/HA) | 172.9735
2024 | 21039 | CROPLAND (NON-IRRIGATED, USD/HA) | 420.0785
2023 | 21039 | CROPLAND (NON-IRRIGATED, USD/HA) | 402.7811
2022 | 21039 | CROPLAND (NON-IRRIGATED, USD/HA) | 422.5496
2021 | 21039 | CROPLAND (NON-IRRIGATED, USD/HA) | 392.897
2020 | 21039 | CROPLAND (NON-IRRIGATED, USD/HA) | 373.1286
2019 | 21039 | CROPLAND (NON-IRRIGATED, USD/HA) | 370.6575
2016 | 21039 | CROPLAND (NON-IRRIGATED, USD/HA) | 343.476
2014 | 21039 | CROPLAND (NON-IRRIGATED, USD/HA) | 306.4102
2013 | 21039 | CROPLAND (NON-IRRIGATED, USD/HA) | 284.1707
2012 | 21039 | CROPLAND (NON-IRRIGATED, USD/HA) | 298.9971
2011 | 21039 | CROPLAND (NON-IRRIGATED, USD/HA) | 254.5181
2010 | 21039 | CROPLAND (NON-IRRIGATED, USD/HA) | 244.6339
2009 | 21039 | CROPLAND (NON-IRRIGATED, USD/HA) | 237.2208
2024 | 27017 | CROPLAND (NON-IRRIGATED, USD/HA) | 37.0658
2023 | 27017 | CROPLAND (NON-IRRIGATED, USD/HA) | 44.4789
2022 | 27017 | CROPLAND (NON-IRRIGATED, USD/HA) | 43.2434
2021 | 27017 | CROPLAND (NON-IRRIGATED, USD/HA) | 39.5368
2020 | 27017 | CROPLAND (NON-IRRIGATED, USD/HA) | 43.2434
2017 | 27017 | CROPLAND (NON-IRRIGATED, USD/HA) | 48.1855
2016 | 27017 | CROPLAND (NON-IRRIGATED, USD/HA) | 35.8302
2014 | 27017 | CROPLAND (NON-IRRIGATED, USD/HA) | 76.6025
2013 | 27017 | CROPLAND (NON-IRRIGATED, USD/HA) | 77.8381
2012 | 27017 | CROPLAND (NON-IRRIGATED, USD/HA) | 27.1816
2010 | 27017 | CROPLAND (NON-IRRIGATED, USD/HA) | 24.7105
2009 | 27017 | CROPLAND (NON-IRRIGATED, USD/HA) | 19.5213
2024 | 24011 | CROPLAND (NON-IRRIGATED, USD/HA) | 355.8312
2024 | 51033 | CROPLAND (NON-IRRIGATED, USD/HA) | 150.734
2023 | 24011 | CROPLAND (NON-IRRIGATED, USD/HA) | 289.1128
2023 | 51033 | CROPLAND (NON-IRRIGATED, USD/HA) | 174.209
2022 | 24011 | CROPLAND (NON-IRRIGATED, USD/HA) | 311.3523
2022 | 51033 | CROPLAND (NON-IRRIGATED, USD/HA) | 175.4445
2021 | 24011 | CROPLAND (NON-IRRIGATED, USD/HA) | 276.7576
2021 | 51033 | CROPLAND (NON-IRRIGATED, USD/HA) | 140.8499
2020 | 24011 | CROPLAND (NON-IRRIGATED, USD/HA) | 259.4602
2020 | 51033 | CROPLAND (NON-IRRIGATED, USD/HA) | 148.263
2019 | 24011 | CROPLAND (NON-IRRIGATED, USD/HA) | 249.5761
2019 | 51033 | CROPLAND (NON-IRRIGATED, USD/HA) | 143.3209
2017 | 24011 | CROPLAND (NON-IRRIGATED, USD/HA) | 249.5761
2017 | 51033 | CROPLAND (NON-IRRIGATED, USD/HA) | 180.3867
2016 | 24011 | CROPLAND (NON-IRRIGATED, USD/HA) | 271.8155
2016 | 51033 | CROPLAND (NON-IRRIGATED, USD/HA) | 143.3209
2014 | 24011 | CROPLAND (NON-IRRIGATED, USD/HA) | 235.9853
2014 | 51033 | CROPLAND (NON-IRRIGATED, USD/HA) | 143.3209
2013 | 24011 | CROPLAND (NON-IRRIGATED, USD/HA) | 223.63
2013 | 51033 | CROPLAND (NON-IRRIGATED, USD/HA) | 140.8499
2012 | 24011 | CROPLAND (NON-IRRIGATED, USD/HA) | 193.9774
2012 | 51033 | CROPLAND (NON-IRRIGATED, USD/HA) | 130.9657
2011 | 24011 | CROPLAND (NON-IRRIGATED, USD/HA) | 181.6222
2011 | 51033 | CROPLAND (NON-IRRIGATED, USD/HA) | 127.2591
2010 | 24011 | CROPLAND (NON-IRRIGATED, USD/HA) | 176.6801
2010 | 51033 | CROPLAND (NON-IRRIGATED, USD/HA) | 119.8459
2009 | 24011 | CROPLAND (NON-IRRIGATED, USD/HA) | 186.5643
2009 | 51033 | CROPLAND (NON-IRRIGATED, USD/HA) | 128.4946
2008 | 24011 | CROPLAND (NON-IRRIGATED, USD/HA) | 166.7959
2024 | 5015 | CROPLAND (NON-IRRIGATED, USD/HA) | 114.9038
2024 | 13045 | CROPLAND (NON-IRRIGATED, USD/HA) | 90.1933
2024 | 17015 | CROPLAND (NON-IRRIGATED, USD/HA) | 736.3729
2024 | 18015 | CROPLAND (NON-IRRIGATED, USD/HA) | 736.3729
2024 | 19027 | CROPLAND (NON-IRRIGATED, USD/HA) | 719.0756
2024 | 21041 | CROPLAND (NON-IRRIGATED, USD/HA) | 181.6222
2024 | 24013 | CROPLAND (NON-IRRIGATED, USD/HA) | 326.1786
2024 | 28015 | CROPLAND (NON-IRRIGATED, USD/HA) | 149.4985
2024 | 29033 | CROPLAND (NON-IRRIGATED, USD/HA) | 442.3179
2024 | 39019 | CROPLAND (NON-IRRIGATED, USD/HA) | 134.6722
2024 | 47017 | CROPLAND (NON-IRRIGATED, USD/HA) | 318.7654
2024 | 51035 | CROPLAND (NON-IRRIGATED, USD/HA) | 107.4907
2023 | 5015 | CROPLAND (NON-IRRIGATED, USD/HA) | 117.3749
2023 | 17015 | CROPLAND (NON-IRRIGATED, USD/HA) | 756.1413
2023 | 18015 | CROPLAND (NON-IRRIGATED, USD/HA) | 632.5888
2023 | 19027 | CROPLAND (NON-IRRIGATED, USD/HA) | 733.9018
2023 | 21041 | CROPLAND (NON-IRRIGATED, USD/HA) | 171.738
2023 | 28015 | CROPLAND (NON-IRRIGATED, USD/HA) | 163.0893
2023 | 29033 | CROPLAND (NON-IRRIGATED, USD/HA) | 437.3759
2023 | 39019 | CROPLAND (NON-IRRIGATED, USD/HA) | 135.9077
2023 | 47017 | CROPLAND (NON-IRRIGATED, USD/HA) | 301.4681
2023 | 51035 | CROPLAND (NON-IRRIGATED, USD/HA) | 132.2012
2022 | 5015 | CROPLAND (NON-IRRIGATED, USD/HA) | 79.0736
2022 | 17015 | CROPLAND (NON-IRRIGATED, USD/HA) | 704.2492
2022 | 18015 | CROPLAND (NON-IRRIGATED, USD/HA) | 617.7625
2022 | 19027 | CROPLAND (NON-IRRIGATED, USD/HA) | 679.5387
2022 | 21041 | CROPLAND (NON-IRRIGATED, USD/HA) | 143.3209
2022 | 28015 | CROPLAND (NON-IRRIGATED, USD/HA) | 123.5525
2022 | 29033 | CROPLAND (NON-IRRIGATED, USD/HA) | 365.7154
2022 | 39019 | CROPLAND (NON-IRRIGATED, USD/HA) | 142.0854
2022 | 47017 | CROPLAND (NON-IRRIGATED, USD/HA) | 259.4602
2022 | 51035 | CROPLAND (NON-IRRIGATED, USD/HA) | 122.317
2021 | 5015 | CROPLAND (NON-IRRIGATED, USD/HA) | 88.9578
2021 | 13045 | CROPLAND (NON-IRRIGATED, USD/HA) | 65.4828
2021 | 17015 | CROPLAND (NON-IRRIGATED, USD/HA) | 662.2414
2021 | 18015 | CROPLAND (NON-IRRIGATED, USD/HA) | 585.6389
2021 | 19027 | CROPLAND (NON-IRRIGATED, USD/HA) | 610.3493
2021 | 21041 | CROPLAND (NON-IRRIGATED, USD/HA) | 148.263
2021 | 28015 | CROPLAND (NON-IRRIGATED, USD/HA) | 113.6683
2021 | 29033 | CROPLAND (NON-IRRIGATED, USD/HA) | 402.7811
2021 | 33003 | CROPLAND (NON-IRRIGATED, USD/HA) | 69.1894
2021 | 39019 | CROPLAND (NON-IRRIGATED, USD/HA) | 109.9617
2021 | 47017 | CROPLAND (NON-IRRIGATED, USD/HA) | 276.7576
2021 | 51035 | CROPLAND (NON-IRRIGATED, USD/HA) | 117.3749
2020 | 5015 | CROPLAND (NON-IRRIGATED, USD/HA) | 86.4868
2020 | 13045 | CROPLAND (NON-IRRIGATED, USD/HA) | 54.3631
2020 | 17015 | CROPLAND (NON-IRRIGATED, USD/HA) | 652.3572
2020 | 18015 | CROPLAND (NON-IRRIGATED, USD/HA) | 590.581
2020 | 19027 | CROPLAND (NON-IRRIGATED, USD/HA) | 568.3415
2020 | 24013 | CROPLAND (NON-IRRIGATED, USD/HA) | 244.6339
2020 | 28015 | CROPLAND (NON-IRRIGATED, USD/HA) | 139.6143
2020 | 29033 | CROPLAND (NON-IRRIGATED, USD/HA) | 345.947
2020 | 39019 | CROPLAND (NON-IRRIGATED, USD/HA) | 126.0236
2020 | 47017 | CROPLAND (NON-IRRIGATED, USD/HA) | 239.6918
2020 | 51035 | CROPLAND (NON-IRRIGATED, USD/HA) | 98.842
2019 | 5015 | CROPLAND (NON-IRRIGATED, USD/HA) | 85.2512
2019 | 13045 | CROPLAND (NON-IRRIGATED, USD/HA) | 65.4828
2019 | 17015 | CROPLAND (NON-IRRIGATED, USD/HA) | 654.8283
2019 | 18015 | CROPLAND (NON-IRRIGATED, USD/HA) | 593.052
2019 | 19027 | CROPLAND (NON-IRRIGATED, USD/HA) | 585.6389
2019 | 24013 | CROPLAND (NON-IRRIGATED, USD/HA) | 259.4602
2019 | 28015 | CROPLAND (NON-IRRIGATED, USD/HA) | 158.1472
2019 | 29033 | CROPLAND (NON-IRRIGATED, USD/HA) | 387.9549
2019 | 39019 | CROPLAND (NON-IRRIGATED, USD/HA) | 149.4985
2019 | 51035 | CROPLAND (NON-IRRIGATED, USD/HA) | 79.0736
2017 | 5015 | CROPLAND (NON-IRRIGATED, USD/HA) | 76.6025
2017 | 13045 | CROPLAND (NON-IRRIGATED, USD/HA) | 76.6025
2017 | 17015 | CROPLAND (NON-IRRIGATED, USD/HA) | 630.1178
2017 | 18015 | CROPLAND (NON-IRRIGATED, USD/HA) | 605.4072
2017 | 19027 | CROPLAND (NON-IRRIGATED, USD/HA) | 612.8204
2017 | 24013 | CROPLAND (NON-IRRIGATED, USD/HA) | 261.9313
2017 | 28015 | CROPLAND (NON-IRRIGATED, USD/HA) | 180.3867
2017 | 29033 | CROPLAND (NON-IRRIGATED, USD/HA) | 405.2522
2017 | 39019 | CROPLAND (NON-IRRIGATED, USD/HA) | 150.734
2017 | 47017 | CROPLAND (NON-IRRIGATED, USD/HA) | 219.9235
2017 | 51035 | CROPLAND (NON-IRRIGATED, USD/HA) | 92.6644
2016 | 5015 | CROPLAND (NON-IRRIGATED, USD/HA) | 84.0157
2016 | 13045 | CROPLAND (NON-IRRIGATED, USD/HA) | 70.4249
2016 | 17015 | CROPLAND (NON-IRRIGATED, USD/HA) | 622.7046
2016 | 18015 | CROPLAND (NON-IRRIGATED, USD/HA) | 612.8204
2016 | 19027 | CROPLAND (NON-IRRIGATED, USD/HA) | 602.9362
2016 | 24013 | CROPLAND (NON-IRRIGATED, USD/HA) | 336.0628
2016 | 28015 | CROPLAND (NON-IRRIGATED, USD/HA) | 235.9853
2016 | 29033 | CROPLAND (NON-IRRIGATED, USD/HA) | 400.3101
2016 | 39019 | CROPLAND (NON-IRRIGATED, USD/HA) | 161.8538
2016 | 47017 | CROPLAND (NON-IRRIGATED, USD/HA) | 271.8155
2016 | 51035 | CROPLAND (NON-IRRIGATED, USD/HA) | 91.4288
2014 | 5015 | CROPLAND (NON-IRRIGATED, USD/HA) | 96.3709
2014 | 13045 | CROPLAND (NON-IRRIGATED, USD/HA) | 65.4828
2014 | 17015 | CROPLAND (NON-IRRIGATED, USD/HA) | 654.8283
2014 | 18015 | CROPLAND (NON-IRRIGATED, USD/HA) | 654.8283
2014 | 19027 | CROPLAND (NON-IRRIGATED, USD/HA) | 719.0756
2014 | 21041 | CROPLAND (NON-IRRIGATED, USD/HA) | 150.734
2014 | 24013 | CROPLAND (NON-IRRIGATED, USD/HA) | 217.4524
2014 | 28015 | CROPLAND (NON-IRRIGATED, USD/HA) | 180.3867
2014 | 29033 | CROPLAND (NON-IRRIGATED, USD/HA) | 444.789
2014 | 39019 | CROPLAND (NON-IRRIGATED, USD/HA) | 137.1433
2014 | 47017 | CROPLAND (NON-IRRIGATED, USD/HA) | 284.1707
2014 | 51035 | CROPLAND (NON-IRRIGATED, USD/HA) | 98.842
2013 | 5015 | CROPLAND (NON-IRRIGATED, USD/HA) | 81.5447
2013 | 13045 | CROPLAND (NON-IRRIGATED, USD/HA) | 53.1276
2013 | 17015 | CROPLAND (NON-IRRIGATED, USD/HA) | 597.9941
2013 | 18015 | CROPLAND (NON-IRRIGATED, USD/HA) | 691.894
2013 | 19027 | CROPLAND (NON-IRRIGATED, USD/HA) | 719.0756
2013 | 21041 | CROPLAND (NON-IRRIGATED, USD/HA) | 172.9735
2013 | 24013 | CROPLAND (NON-IRRIGATED, USD/HA) | 219.9235
2013 | 28015 | CROPLAND (NON-IRRIGATED, USD/HA) | 158.1472
2013 | 29033 | CROPLAND (NON-IRRIGATED, USD/HA) | 400.3101
2013 | 39019 | CROPLAND (NON-IRRIGATED, USD/HA) | 129.7301
2013 | 47017 | CROPLAND (NON-IRRIGATED, USD/HA) | 249.5761
2013 | 51035 | CROPLAND (NON-IRRIGATED, USD/HA) | 111.1972
2012 | 5015 | CROPLAND (NON-IRRIGATED, USD/HA) | 81.5447
2012 | 13045 | CROPLAND (NON-IRRIGATED, USD/HA) | 55.5986
2012 | 17015 | CROPLAND (NON-IRRIGATED, USD/HA) | 657.2993
2012 | 18015 | CROPLAND (NON-IRRIGATED, USD/HA) | 523.8626
2012 | 19027 | CROPLAND (NON-IRRIGATED, USD/HA) | 674.5966
2012 | 21041 | CROPLAND (NON-IRRIGATED, USD/HA) | 111.1972
2012 | 24013 | CROPLAND (NON-IRRIGATED, USD/HA) | 196.4485
2012 | 28015 | CROPLAND (NON-IRRIGATED, USD/HA) | 212.5103
2012 | 29033 | CROPLAND (NON-IRRIGATED, USD/HA) | 296.526
2012 | 39019 | CROPLAND (NON-IRRIGATED, USD/HA) | 129.7301
2012 | 47017 | CROPLAND (NON-IRRIGATED, USD/HA) | 242.1629
2012 | 51035 | CROPLAND (NON-IRRIGATED, USD/HA) | 95.1354
2011 | 5015 | CROPLAND (NON-IRRIGATED, USD/HA) | 56.8342
2011 | 13045 | CROPLAND (NON-IRRIGATED, USD/HA) | 61.7762
2011 | 17015 | CROPLAND (NON-IRRIGATED, USD/HA) | 484.3258
2011 | 18015 | CROPLAND (NON-IRRIGATED, USD/HA) | 464.5574
2011 | 19027 | CROPLAND (NON-IRRIGATED, USD/HA) | 558.4573
2011 | 21041 | CROPLAND (NON-IRRIGATED, USD/HA) | 123.5525
2011 | 24013 | CROPLAND (NON-IRRIGATED, USD/HA) | 143.3209
2011 | 28015 | CROPLAND (NON-IRRIGATED, USD/HA) | 231.0432
2011 | 29033 | CROPLAND (NON-IRRIGATED, USD/HA) | 341.0049
2011 | 39019 | CROPLAND (NON-IRRIGATED, USD/HA) | 85.2512
2011 | 47017 | CROPLAND (NON-IRRIGATED, USD/HA) | 198.9195
2011 | 51035 | CROPLAND (NON-IRRIGATED, USD/HA) | 77.8381
2010 | 5015 | CROPLAND (NON-IRRIGATED, USD/HA) | 45.7144
2010 | 13045 | CROPLAND (NON-IRRIGATED, USD/HA) | 48.1855
2010 | 17015 | CROPLAND (NON-IRRIGATED, USD/HA) | 471.9706
2010 | 18015 | CROPLAND (NON-IRRIGATED, USD/HA) | 437.3759
2010 | 19027 | CROPLAND (NON-IRRIGATED, USD/HA) | 486.7969
2010 | 24013 | CROPLAND (NON-IRRIGATED, USD/HA) | 138.3788
2010 | 28015 | CROPLAND (NON-IRRIGATED, USD/HA) | 179.1511
2010 | 29033 | CROPLAND (NON-IRRIGATED, USD/HA) | 274.2865
2010 | 39019 | CROPLAND (NON-IRRIGATED, USD/HA) | 74.1315
2010 | 47017 | CROPLAND (NON-IRRIGATED, USD/HA) | 210.0393
2009 | 5015 | CROPLAND (NON-IRRIGATED, USD/HA) | 64.2473
2009 | 13045 | CROPLAND (NON-IRRIGATED, USD/HA) | 44.4789
2009 | 17015 | CROPLAND (NON-IRRIGATED, USD/HA) | 449.7311
2009 | 18015 | CROPLAND (NON-IRRIGATED, USD/HA) | 397.839
2009 | 19027 | CROPLAND (NON-IRRIGATED, USD/HA) | 474.4416
2009 | 21041 | CROPLAND (NON-IRRIGATED, USD/HA) | 111.1972
2009 | 24013 | CROPLAND (NON-IRRIGATED, USD/HA) | 169.2669
2009 | 28015 | CROPLAND (NON-IRRIGATED, USD/HA) | 172.9735
2009 | 29033 | CROPLAND (NON-IRRIGATED, USD/HA) | 261.9313
2009 | 39019 | CROPLAND (NON-IRRIGATED, USD/HA) | 74.1315
2009 | 47017 | CROPLAND (NON-IRRIGATED, USD/HA) | 182.8577
2009 | 51035 | CROPLAND (NON-IRRIGATED, USD/HA) | 91.4288
2008 | 17015 | CROPLAND (NON-IRRIGATED, USD/HA) | 484.3258
2008 | 18015 | CROPLAND (NON-IRRIGATED, USD/HA) | 429.9627
2008 | 19027 | CROPLAND (NON-IRRIGATED, USD/HA) | 434.9048
2008 | 24013 | CROPLAND (NON-IRRIGATED, USD/HA) | 133.4367
2008 | 29033 | CROPLAND (NON-IRRIGATED, USD/HA) | 240.9274
2008 | 39019 | CROPLAND (NON-IRRIGATED, USD/HA) | 74.1315
2008 | 51035 | CROPLAND (NON-IRRIGATED, USD/HA) | 74.1315
2024 | 48065 | CROPLAND (NON-IRRIGATED, USD/HA) | 112.4328
2023 | 48065 | CROPLAND (NON-IRRIGATED, USD/HA) | 103.7841
2022 | 48065 | CROPLAND (NON-IRRIGATED, USD/HA) | 77.8381
2021 | 48065 | CROPLAND (NON-IRRIGATED, USD/HA) | 85.2512
2016 | 48065 | CROPLAND (NON-IRRIGATED, USD/HA) | 59.3052
2014 | 48065 | CROPLAND (NON-IRRIGATED, USD/HA) | 54.3631
2013 | 48065 | CROPLAND (NON-IRRIGATED, USD/HA) | 60.5407
2012 | 48065 | CROPLAND (NON-IRRIGATED, USD/HA) | 63.0118
2011 | 48065 | CROPLAND (NON-IRRIGATED, USD/HA) | 76.6025
2010 | 48065 | CROPLAND (NON-IRRIGATED, USD/HA) | 59.3052
2009 | 48065 | CROPLAND (NON-IRRIGATED, USD/HA) | 59.3052
2024 | 21043 | CROPLAND (NON-IRRIGATED, USD/HA) | 82.7802
2024 | 29035 | CROPLAND (NON-IRRIGATED, USD/HA) | 74.1315
2024 | 30011 | CROPLAND (NON-IRRIGATED, USD/HA) | 49.421
2024 | 47019 | CROPLAND (NON-IRRIGATED, USD/HA) | 82.7802
2023 | 21043 | CROPLAND (NON-IRRIGATED, USD/HA) | 92.6644
2023 | 30011 | CROPLAND (NON-IRRIGATED, USD/HA) | 44.4789
2023 | 40019 | CROPLAND (NON-IRRIGATED, USD/HA) | 33.3592
2023 | 47019 | CROPLAND (NON-IRRIGATED, USD/HA) | 86.4868
2022 | 21043 | CROPLAND (NON-IRRIGATED, USD/HA) | 124.788
2022 | 29035 | CROPLAND (NON-IRRIGATED, USD/HA) | 35.8302
2022 | 30011 | CROPLAND (NON-IRRIGATED, USD/HA) | 40.7723
2022 | 40019 | CROPLAND (NON-IRRIGATED, USD/HA) | 40.7723
2022 | 47019 | CROPLAND (NON-IRRIGATED, USD/HA) | 98.842
2021 | 29035 | CROPLAND (NON-IRRIGATED, USD/HA) | 65.4828
2021 | 30011 | CROPLAND (NON-IRRIGATED, USD/HA) | 44.4789
2021 | 40019 | CROPLAND (NON-IRRIGATED, USD/HA) | 37.0658
2021 | 47019 | CROPLAND (NON-IRRIGATED, USD/HA) | 97.6065
2020 | 21043 | CROPLAND (NON-IRRIGATED, USD/HA) | 111.1972
2020 | 29035 | CROPLAND (NON-IRRIGATED, USD/HA) | 40.7723
2020 | 30011 | CROPLAND (NON-IRRIGATED, USD/HA) | 54.3631
2020 | 40019 | CROPLAND (NON-IRRIGATED, USD/HA) | 33.3592
2020 | 47019 | CROPLAND (NON-IRRIGATED, USD/HA) | 77.8381
2019 | 29035 | CROPLAND (NON-IRRIGATED, USD/HA) | 44.4789
2019 | 30011 | CROPLAND (NON-IRRIGATED, USD/HA) | 44.4789
2019 | 40019 | CROPLAND (NON-IRRIGATED, USD/HA) | 38.3013
2019 | 47019 | CROPLAND (NON-IRRIGATED, USD/HA) | 76.6025
2017 | 21043 | CROPLAND (NON-IRRIGATED, USD/HA) | 86.4868
2017 | 29035 | CROPLAND (NON-IRRIGATED, USD/HA) | 46.95
2017 | 30011 | CROPLAND (NON-IRRIGATED, USD/HA) | 49.421
2017 | 40019 | CROPLAND (NON-IRRIGATED, USD/HA) | 33.3592
2017 | 47019 | CROPLAND (NON-IRRIGATED, USD/HA) | 61.7762
2016 | 21043 | CROPLAND (NON-IRRIGATED, USD/HA) | 123.5525
2016 | 29035 | CROPLAND (NON-IRRIGATED, USD/HA) | 54.3631
2016 | 40019 | CROPLAND (NON-IRRIGATED, USD/HA) | 33.3592
2016 | 47019 | CROPLAND (NON-IRRIGATED, USD/HA) | 61.7762
2014 | 30011 | CROPLAND (NON-IRRIGATED, USD/HA) | 46.95
2014 | 40019 | CROPLAND (NON-IRRIGATED, USD/HA) | 29.6526
2014 | 47019 | CROPLAND (NON-IRRIGATED, USD/HA) | 59.3052
2013 | 21043 | CROPLAND (NON-IRRIGATED, USD/HA) | 79.0736
2013 | 30011 | CROPLAND (NON-IRRIGATED, USD/HA) | 38.3013
2013 | 47019 | CROPLAND (NON-IRRIGATED, USD/HA) | 84.0157
2012 | 30011 | CROPLAND (NON-IRRIGATED, USD/HA) | 33.3592
2012 | 40019 | CROPLAND (NON-IRRIGATED, USD/HA) | 25.946
2012 | 47019 | CROPLAND (NON-IRRIGATED, USD/HA) | 88.9578
2011 | 21043 | CROPLAND (NON-IRRIGATED, USD/HA) | 111.1972
2011 | 30011 | CROPLAND (NON-IRRIGATED, USD/HA) | 39.5368
2011 | 47019 | CROPLAND (NON-IRRIGATED, USD/HA) | 76.6025
2010 | 21043 | CROPLAND (NON-IRRIGATED, USD/HA) | 116.1393
2010 | 30011 | CROPLAND (NON-IRRIGATED, USD/HA) | 43.2434
2010 | 40019 | CROPLAND (NON-IRRIGATED, USD/HA) | 37.0658
2010 | 47019 | CROPLAND (NON-IRRIGATED, USD/HA) | 79.0736
2009 | 21043 | CROPLAND (NON-IRRIGATED, USD/HA) | 116.1393
2009 | 47019 | CROPLAND (NON-IRRIGATED, USD/HA) | 79.0736
2023 | 37031 | CROPLAND (NON-IRRIGATED, USD/HA) | 212.5103
2022 | 37031 | CROPLAND (NON-IRRIGATED, USD/HA) | 187.7998
2021 | 37031 | CROPLAND (NON-IRRIGATED, USD/HA) | 186.5643
2020 | 37031 | CROPLAND (NON-IRRIGATED, USD/HA) | 185.3287
2019 | 37031 | CROPLAND (NON-IRRIGATED, USD/HA) | 197.684
2017 | 37031 | CROPLAND (NON-IRRIGATED, USD/HA) | 210.0393
2016 | 37031 | CROPLAND (NON-IRRIGATED, USD/HA) | 226.1011
2014 | 37031 | CROPLAND (NON-IRRIGATED, USD/HA) | 239.6918
2013 | 37031 | CROPLAND (NON-IRRIGATED, USD/HA) | 231.0432
2012 | 37031 | CROPLAND (NON-IRRIGATED, USD/HA) | 150.734
2011 | 37031 | CROPLAND (NON-IRRIGATED, USD/HA) | 111.1972
2010 | 37031 | CROPLAND (NON-IRRIGATED, USD/HA) | 151.9696
2009 | 37031 | CROPLAND (NON-IRRIGATED, USD/HA) | 108.7262
2024 | 27019 | CROPLAND (NON-IRRIGATED, USD/HA) | 555.9863
2023 | 27019 | CROPLAND (NON-IRRIGATED, USD/HA) | 585.6389
2022 | 27019 | CROPLAND (NON-IRRIGATED, USD/HA) | 533.7468
2021 | 27019 | CROPLAND (NON-IRRIGATED, USD/HA) | 516.4494
2020 | 27019 | CROPLAND (NON-IRRIGATED, USD/HA) | 484.3258
2019 | 27019 | CROPLAND (NON-IRRIGATED, USD/HA) | 486.7969
2017 | 27019 | CROPLAND (NON-IRRIGATED, USD/HA) | 467.0285
2016 | 27019 | CROPLAND (NON-IRRIGATED, USD/HA) | 481.8547
2014 | 27019 | CROPLAND (NON-IRRIGATED, USD/HA) | 551.0441
2013 | 27019 | CROPLAND (NON-IRRIGATED, USD/HA) | 558.4573
2012 | 27019 | CROPLAND (NON-IRRIGATED, USD/HA) | 486.7969
2011 | 27019 | CROPLAND (NON-IRRIGATED, USD/HA) | 410.1943
2010 | 27019 | CROPLAND (NON-IRRIGATED, USD/HA) | 341.0049
2009 | 27019 | CROPLAND (NON-IRRIGATED, USD/HA) | 368.1864
2008 | 27019 | CROPLAND (NON-IRRIGATED, USD/HA) | 321.2365
2024 | 30013 | CROPLAND (NON-IRRIGATED, USD/HA) | 98.842
2023 | 30013 | CROPLAND (NON-IRRIGATED, USD/HA) | 102.5486
2022 | 30013 | CROPLAND (NON-IRRIGATED, USD/HA) | 100.0775
2021 | 30013 | CROPLAND (NON-IRRIGATED, USD/HA) | 100.0775
2020 | 30013 | CROPLAND (NON-IRRIGATED, USD/HA) | 93.8999
2019 | 30013 | CROPLAND (NON-IRRIGATED, USD/HA) | 91.4288
2017 | 30013 | CROPLAND (NON-IRRIGATED, USD/HA) | 79.0736
2016 | 30013 | CROPLAND (NON-IRRIGATED, USD/HA) | 67.9539
2014 | 30013 | CROPLAND (NON-IRRIGATED, USD/HA) | 63.0118
2011 | 30013 | CROPLAND (NON-IRRIGATED, USD/HA) | 67.9539
2010 | 30013 | CROPLAND (NON-IRRIGATED, USD/HA) | 63.0118
2009 | 30013 | CROPLAND (NON-IRRIGATED, USD/HA) | 43.2434
2008 | 30013 | CROPLAND (NON-IRRIGATED, USD/HA) | 71.6604
2024 | 21045 | CROPLAND (NON-IRRIGATED, USD/HA) | 256.9892
2023 | 21045 | CROPLAND (NON-IRRIGATED, USD/HA) | 266.8734
2022 | 21045 | CROPLAND (NON-IRRIGATED, USD/HA) | 249.5761
2021 | 21045 | CROPLAND (NON-IRRIGATED, USD/HA) | 243.3984
2020 | 21045 | CROPLAND (NON-IRRIGATED, USD/HA) | 244.6339
2019 | 21045 | CROPLAND (NON-IRRIGATED, USD/HA) | 294.055
2017 | 21045 | CROPLAND (NON-IRRIGATED, USD/HA) | 232.2787
2016 | 21045 | CROPLAND (NON-IRRIGATED, USD/HA) | 195.213
2014 | 21045 | CROPLAND (NON-IRRIGATED, USD/HA) | 180.3867
2013 | 21045 | CROPLAND (NON-IRRIGATED, USD/HA) | 135.9077
2012 | 21045 | CROPLAND (NON-IRRIGATED, USD/HA) | 166.7959
2011 | 21045 | CROPLAND (NON-IRRIGATED, USD/HA) | 113.6683
2010 | 21045 | CROPLAND (NON-IRRIGATED, USD/HA) | 153.2051
2009 | 21045 | CROPLAND (NON-IRRIGATED, USD/HA) | 126.0236
2008 | 21045 | CROPLAND (NON-IRRIGATED, USD/HA) | 138.3788
2024 | 17017 | CROPLAND (NON-IRRIGATED, USD/HA) | 746.2571
2024 | 18017 | CROPLAND (NON-IRRIGATED, USD/HA) | 649.8862
2024 | 19029 | CROPLAND (NON-IRRIGATED, USD/HA) | 612.8204
2024 | 26027 | CROPLAND (NON-IRRIGATED, USD/HA) | 341.0049
2024 | 27021 | CROPLAND (NON-IRRIGATED, USD/HA) | 67.9539
2024 | 29037 | CROPLAND (NON-IRRIGATED, USD/HA) | 261.9313
2024 | 31025 | CROPLAND (NON-IRRIGATED, USD/HA) | 593.052
2024 | 48067 | CROPLAND (NON-IRRIGATED, USD/HA) | 37.0658
2023 | 17017 | CROPLAND (NON-IRRIGATED, USD/HA) | 719.0756
2023 | 18017 | CROPLAND (NON-IRRIGATED, USD/HA) | 612.8204
2023 | 19029 | CROPLAND (NON-IRRIGATED, USD/HA) | 536.2178
2023 | 26027 | CROPLAND (NON-IRRIGATED, USD/HA) | 326.1786
2023 | 27021 | CROPLAND (NON-IRRIGATED, USD/HA) | 103.7841
2023 | 29037 | CROPLAND (NON-IRRIGATED, USD/HA) | 249.5761
2023 | 31025 | CROPLAND (NON-IRRIGATED, USD/HA) | 600.4651
2023 | 48067 | CROPLAND (NON-IRRIGATED, USD/HA) | 37.0658
2022 | 17017 | CROPLAND (NON-IRRIGATED, USD/HA) | 617.7625
2022 | 18017 | CROPLAND (NON-IRRIGATED, USD/HA) | 578.2257
2022 | 19029 | CROPLAND (NON-IRRIGATED, USD/HA) | 536.2178
2022 | 26027 | CROPLAND (NON-IRRIGATED, USD/HA) | 318.7654
2022 | 27021 | CROPLAND (NON-IRRIGATED, USD/HA) | 69.1894
2022 | 29037 | CROPLAND (NON-IRRIGATED, USD/HA) | 249.5761
2022 | 31025 | CROPLAND (NON-IRRIGATED, USD/HA) | 548.5731
2022 | 38017 | CROPLAND (NON-IRRIGATED, USD/HA) | 321.2365
2022 | 48067 | CROPLAND (NON-IRRIGATED, USD/HA) | 35.8302
2021 | 17017 | CROPLAND (NON-IRRIGATED, USD/HA) | 593.052
2021 | 18017 | CROPLAND (NON-IRRIGATED, USD/HA) | 541.1599
2021 | 19029 | CROPLAND (NON-IRRIGATED, USD/HA) | 528.8047
2021 | 26027 | CROPLAND (NON-IRRIGATED, USD/HA) | 303.9391
2021 | 27021 | CROPLAND (NON-IRRIGATED, USD/HA) | 69.1894
2021 | 29037 | CROPLAND (NON-IRRIGATED, USD/HA) | 229.8076
2021 | 31025 | CROPLAND (NON-IRRIGATED, USD/HA) | 521.3915
2021 | 38017 | CROPLAND (NON-IRRIGATED, USD/HA) | 311.3523
2021 | 48067 | CROPLAND (NON-IRRIGATED, USD/HA) | 28.4171
2020 | 17017 | CROPLAND (NON-IRRIGATED, USD/HA) | 610.3493
2020 | 19029 | CROPLAND (NON-IRRIGATED, USD/HA) | 506.5652
2020 | 26027 | CROPLAND (NON-IRRIGATED, USD/HA) | 289.1128
2020 | 27021 | CROPLAND (NON-IRRIGATED, USD/HA) | 74.1315
2020 | 29037 | CROPLAND (NON-IRRIGATED, USD/HA) | 245.8695
2020 | 31025 | CROPLAND (NON-IRRIGATED, USD/HA) | 509.0363
2020 | 38017 | CROPLAND (NON-IRRIGATED, USD/HA) | 311.3523
2019 | 17017 | CROPLAND (NON-IRRIGATED, USD/HA) | 590.581
2019 | 18017 | CROPLAND (NON-IRRIGATED, USD/HA) | 531.2758
2019 | 19029 | CROPLAND (NON-IRRIGATED, USD/HA) | 523.8626
2019 | 26027 | CROPLAND (NON-IRRIGATED, USD/HA) | 291.5839
2019 | 27021 | CROPLAND (NON-IRRIGATED, USD/HA) | 77.8381
2019 | 29037 | CROPLAND (NON-IRRIGATED, USD/HA) | 237.2208
2019 | 31025 | CROPLAND (NON-IRRIGATED, USD/HA) | 504.0942
2019 | 38017 | CROPLAND (NON-IRRIGATED, USD/HA) | 316.2944
2019 | 48067 | CROPLAND (NON-IRRIGATED, USD/HA) | 38.3013
2017 | 17017 | CROPLAND (NON-IRRIGATED, USD/HA) | 607.8783
2017 | 18017 | CROPLAND (NON-IRRIGATED, USD/HA) | 563.3994
2017 | 19029 | CROPLAND (NON-IRRIGATED, USD/HA) | 553.5152
2017 | 26027 | CROPLAND (NON-IRRIGATED, USD/HA) | 279.2287
2017 | 27021 | CROPLAND (NON-IRRIGATED, USD/HA) | 86.4868
2017 | 29037 | CROPLAND (NON-IRRIGATED, USD/HA) | 205.0971
2017 | 31025 | CROPLAND (NON-IRRIGATED, USD/HA) | 506.5652
2017 | 38017 | CROPLAND (NON-IRRIGATED, USD/HA) | 261.9313
2017 | 48067 | CROPLAND (NON-IRRIGATED, USD/HA) | 38.3013
2016 | 17017 | CROPLAND (NON-IRRIGATED, USD/HA) | 612.8204
2016 | 18017 | CROPLAND (NON-IRRIGATED, USD/HA) | 555.9863
2016 | 19029 | CROPLAND (NON-IRRIGATED, USD/HA) | 533.7468
2016 | 26027 | CROPLAND (NON-IRRIGATED, USD/HA) | 284.1707
2016 | 27021 | CROPLAND (NON-IRRIGATED, USD/HA) | 60.5407
2016 | 29037 | CROPLAND (NON-IRRIGATED, USD/HA) | 222.3945
2016 | 31025 | CROPLAND (NON-IRRIGATED, USD/HA) | 496.681
2016 | 38017 | CROPLAND (NON-IRRIGATED, USD/HA) | 291.5839
2016 | 48067 | CROPLAND (NON-IRRIGATED, USD/HA) | 46.95
2014 | 17017 | CROPLAND (NON-IRRIGATED, USD/HA) | 578.2257
2014 | 18017 | CROPLAND (NON-IRRIGATED, USD/HA) | 580.6967
2014 | 19029 | CROPLAND (NON-IRRIGATED, USD/HA) | 546.102
2014 | 26027 | CROPLAND (NON-IRRIGATED, USD/HA) | 269.3444
2014 | 27021 | CROPLAND (NON-IRRIGATED, USD/HA) | 86.4868
2014 | 29037 | CROPLAND (NON-IRRIGATED, USD/HA) | 207.5682
2014 | 31025 | CROPLAND (NON-IRRIGATED, USD/HA) | 506.5652
2014 | 38017 | CROPLAND (NON-IRRIGATED, USD/HA) | 264.4024
2014 | 48067 | CROPLAND (NON-IRRIGATED, USD/HA) | 27.1816
2013 | 17017 | CROPLAND (NON-IRRIGATED, USD/HA) | 627.6467
2013 | 18017 | CROPLAND (NON-IRRIGATED, USD/HA) | 605.4072
2013 | 19029 | CROPLAND (NON-IRRIGATED, USD/HA) | 590.581
2013 | 26027 | CROPLAND (NON-IRRIGATED, USD/HA) | 284.1707
2013 | 29037 | CROPLAND (NON-IRRIGATED, USD/HA) | 208.8037
2013 | 31025 | CROPLAND (NON-IRRIGATED, USD/HA) | 504.0942
2013 | 38017 | CROPLAND (NON-IRRIGATED, USD/HA) | 281.6997
2013 | 48067 | CROPLAND (NON-IRRIGATED, USD/HA) | 25.946
2012 | 17017 | CROPLAND (NON-IRRIGATED, USD/HA) | 617.7625
2012 | 18017 | CROPLAND (NON-IRRIGATED, USD/HA) | 615.2914
2012 | 19029 | CROPLAND (NON-IRRIGATED, USD/HA) | 526.3337
2012 | 26027 | CROPLAND (NON-IRRIGATED, USD/HA) | 261.9313
2012 | 29037 | CROPLAND (NON-IRRIGATED, USD/HA) | 154.4406
2012 | 31025 | CROPLAND (NON-IRRIGATED, USD/HA) | 447.26
2012 | 38017 | CROPLAND (NON-IRRIGATED, USD/HA) | 233.5142
2012 | 48067 | CROPLAND (NON-IRRIGATED, USD/HA) | 24.7105
2011 | 17017 | CROPLAND (NON-IRRIGATED, USD/HA) | 546.102
2011 | 18017 | CROPLAND (NON-IRRIGATED, USD/HA) | 439.8469
2011 | 19029 | CROPLAND (NON-IRRIGATED, USD/HA) | 447.26
2011 | 26027 | CROPLAND (NON-IRRIGATED, USD/HA) | 234.7498
2011 | 29037 | CROPLAND (NON-IRRIGATED, USD/HA) | 151.9696
2011 | 31025 | CROPLAND (NON-IRRIGATED, USD/HA) | 390.4259
2011 | 38017 | CROPLAND (NON-IRRIGATED, USD/HA) | 206.3327
2011 | 48067 | CROPLAND (NON-IRRIGATED, USD/HA) | 27.1816
2010 | 17017 | CROPLAND (NON-IRRIGATED, USD/HA) | 489.2679
2010 | 18017 | CROPLAND (NON-IRRIGATED, USD/HA) | 390.4259
2010 | 19029 | CROPLAND (NON-IRRIGATED, USD/HA) | 449.7311
2010 | 26027 | CROPLAND (NON-IRRIGATED, USD/HA) | 195.213
2010 | 27021 | CROPLAND (NON-IRRIGATED, USD/HA) | 40.7723
2010 | 29037 | CROPLAND (NON-IRRIGATED, USD/HA) | 166.7959
2010 | 31025 | CROPLAND (NON-IRRIGATED, USD/HA) | 336.0628
2010 | 38017 | CROPLAND (NON-IRRIGATED, USD/HA) | 201.3906
2010 | 48067 | CROPLAND (NON-IRRIGATED, USD/HA) | 24.7105
2009 | 17017 | CROPLAND (NON-IRRIGATED, USD/HA) | 437.3759
2009 | 18017 | CROPLAND (NON-IRRIGATED, USD/HA) | 397.839
2009 | 19029 | CROPLAND (NON-IRRIGATED, USD/HA) | 452.2022
2009 | 26027 | CROPLAND (NON-IRRIGATED, USD/HA) | 201.3906
2009 | 27021 | CROPLAND (NON-IRRIGATED, USD/HA) | 46.95
2009 | 29037 | CROPLAND (NON-IRRIGATED, USD/HA) | 155.6762
2009 | 31025 | CROPLAND (NON-IRRIGATED, USD/HA) | 331.1207
2009 | 38017 | CROPLAND (NON-IRRIGATED, USD/HA) | 193.9774
2008 | 17017 | CROPLAND (NON-IRRIGATED, USD/HA) | 415.1364
2008 | 18017 | CROPLAND (NON-IRRIGATED, USD/HA) | 405.2522
2008 | 19029 | CROPLAND (NON-IRRIGATED, USD/HA) | 385.4838
2008 | 26027 | CROPLAND (NON-IRRIGATED, USD/HA) | 172.9735
2008 | 29037 | CROPLAND (NON-IRRIGATED, USD/HA) | 142.0854
2008 | 31025 | CROPLAND (NON-IRRIGATED, USD/HA) | 333.5917
2008 | 38017 | CROPLAND (NON-IRRIGATED, USD/HA) | 175.4445
2024 | 16031 | CROPLAND (NON-IRRIGATED, USD/HA) | 86.4868
2023 | 16031 | CROPLAND (NON-IRRIGATED, USD/HA) | 105.0196
2021 | 16031 | CROPLAND (NON-IRRIGATED, USD/HA) | 106.2552
2019 | 16031 | CROPLAND (NON-IRRIGATED, USD/HA) | 59.3052
2024 | 48069 | CROPLAND (NON-IRRIGATED, USD/HA) | 80.3091
2023 | 48069 | CROPLAND (NON-IRRIGATED, USD/HA) | 81.5447
2022 | 48069 | CROPLAND (NON-IRRIGATED, USD/HA) | 81.5447
2021 | 48069 | CROPLAND (NON-IRRIGATED, USD/HA) | 70.4249
2020 | 48069 | CROPLAND (NON-IRRIGATED, USD/HA) | 88.9578
2019 | 48069 | CROPLAND (NON-IRRIGATED, USD/HA) | 88.9578
2016 | 48069 | CROPLAND (NON-IRRIGATED, USD/HA) | 69.1894
2014 | 48069 | CROPLAND (NON-IRRIGATED, USD/HA) | 63.0118
2013 | 48069 | CROPLAND (NON-IRRIGATED, USD/HA) | 64.2473
2012 | 48069 | CROPLAND (NON-IRRIGATED, USD/HA) | 63.0118
2011 | 48069 | CROPLAND (NON-IRRIGATED, USD/HA) | 71.6604
2009 | 48069 | CROPLAND (NON-IRRIGATED, USD/HA) | 59.3052
2024 | 37033 | CROPLAND (NON-IRRIGATED, USD/HA) | 76.6025
2023 | 37033 | CROPLAND (NON-IRRIGATED, USD/HA) | 80.3091
2022 | 37033 | CROPLAND (NON-IRRIGATED, USD/HA) | 90.1933
2021 | 37033 | CROPLAND (NON-IRRIGATED, USD/HA) | 90.1933
2020 | 37033 | CROPLAND (NON-IRRIGATED, USD/HA) | 76.6025
2019 | 37033 | CROPLAND (NON-IRRIGATED, USD/HA) | 81.5447
2017 | 37033 | CROPLAND (NON-IRRIGATED, USD/HA) | 91.4288
2016 | 37033 | CROPLAND (NON-IRRIGATED, USD/HA) | 79.0736
2014 | 37033 | CROPLAND (NON-IRRIGATED, USD/HA) | 82.7802
2013 | 37033 | CROPLAND (NON-IRRIGATED, USD/HA) | 77.8381
2012 | 37033 | CROPLAND (NON-IRRIGATED, USD/HA) | 69.1894
2011 | 37033 | CROPLAND (NON-IRRIGATED, USD/HA) | 63.0118
2010 | 37033 | CROPLAND (NON-IRRIGATED, USD/HA) | 88.9578
2009 | 37033 | CROPLAND (NON-IRRIGATED, USD/HA) | 85.2512
2008 | 37033 | CROPLAND (NON-IRRIGATED, USD/HA) | 91.4288
2024 | 22025 | CROPLAND (NON-IRRIGATED, USD/HA) | 227.3366
2023 | 22025 | CROPLAND (NON-IRRIGATED, USD/HA) | 227.3366
2022 | 22025 | CROPLAND (NON-IRRIGATED, USD/HA) | 216.2169
2021 | 22025 | CROPLAND (NON-IRRIGATED, USD/HA) | 166.7959
2020 | 22025 | CROPLAND (NON-IRRIGATED, USD/HA) | 219.9235
2017 | 22025 | CROPLAND (NON-IRRIGATED, USD/HA) | 154.4406
2016 | 22025 | CROPLAND (NON-IRRIGATED, USD/HA) | 170.5025
2014 | 22025 | CROPLAND (NON-IRRIGATED, USD/HA) | 195.213
2013 | 22025 | CROPLAND (NON-IRRIGATED, USD/HA) | 191.5064
2012 | 22025 | CROPLAND (NON-IRRIGATED, USD/HA) | 192.7419
2011 | 22025 | CROPLAND (NON-IRRIGATED, USD/HA) | 196.4485
2010 | 22025 | CROPLAND (NON-IRRIGATED, USD/HA) | 181.6222
2009 | 22025 | CROPLAND (NON-IRRIGATED, USD/HA) | 214.9813
2008 | 22025 | CROPLAND (NON-IRRIGATED, USD/HA) | 200.155
2024 | 37035 | CROPLAND (NON-IRRIGATED, USD/HA) | 114.9038
2023 | 37035 | CROPLAND (NON-IRRIGATED, USD/HA) | 134.6722
2022 | 37035 | CROPLAND (NON-IRRIGATED, USD/HA) | 130.9657
2021 | 37035 | CROPLAND (NON-IRRIGATED, USD/HA) | 112.4328
2020 | 37035 | CROPLAND (NON-IRRIGATED, USD/HA) | 96.3709
2019 | 37035 | CROPLAND (NON-IRRIGATED, USD/HA) | 88.9578
2017 | 37035 | CROPLAND (NON-IRRIGATED, USD/HA) | 106.2552
2016 | 37035 | CROPLAND (NON-IRRIGATED, USD/HA) | 118.6104
2014 | 37035 | CROPLAND (NON-IRRIGATED, USD/HA) | 84.0157
2013 | 37035 | CROPLAND (NON-IRRIGATED, USD/HA) | 95.1354
2012 | 37035 | CROPLAND (NON-IRRIGATED, USD/HA) | 77.8381
2011 | 37035 | CROPLAND (NON-IRRIGATED, USD/HA) | 63.0118
2010 | 37035 | CROPLAND (NON-IRRIGATED, USD/HA) | 61.7762
2009 | 37035 | CROPLAND (NON-IRRIGATED, USD/HA) | 71.6604
2008 | 37035 | CROPLAND (NON-IRRIGATED, USD/HA) | 102.5486
2022 | 13047 | CROPLAND (NON-IRRIGATED, USD/HA) | 64.2473
2021 | 13047 | CROPLAND (NON-IRRIGATED, USD/HA) | 54.3631
2024 | 36009 | CROPLAND (NON-IRRIGATED, USD/HA) | 210.0393
2023 | 36009 | CROPLAND (NON-IRRIGATED, USD/HA) | 191.5064
2022 | 36009 | CROPLAND (NON-IRRIGATED, USD/HA) | 150.734
2021 | 36009 | CROPLAND (NON-IRRIGATED, USD/HA) | 135.9077
2020 | 36009 | CROPLAND (NON-IRRIGATED, USD/HA) | 150.734
2019 | 36009 | CROPLAND (NON-IRRIGATED, USD/HA) | 231.0432
2017 | 36009 | CROPLAND (NON-IRRIGATED, USD/HA) | 130.9657
2016 | 36009 | CROPLAND (NON-IRRIGATED, USD/HA) | 138.3788
2014 | 36009 | CROPLAND (NON-IRRIGATED, USD/HA) | 123.5525
2013 | 36009 | CROPLAND (NON-IRRIGATED, USD/HA) | 149.4985
2012 | 36009 | CROPLAND (NON-IRRIGATED, USD/HA) | 133.4367
2011 | 36009 | CROPLAND (NON-IRRIGATED, USD/HA) | 108.7262
2010 | 36009 | CROPLAND (NON-IRRIGATED, USD/HA) | 84.0157
2009 | 36009 | CROPLAND (NON-IRRIGATED, USD/HA) | 97.6065
2008 | 36009 | CROPLAND (NON-IRRIGATED, USD/HA) | 88.9578
2021 | 38019 | CROPLAND (NON-IRRIGATED, USD/HA) | 171.738
2020 | 38019 | CROPLAND (NON-IRRIGATED, USD/HA) | 168.0314
2017 | 38019 | CROPLAND (NON-IRRIGATED, USD/HA) | 154.4406
2016 | 38019 | CROPLAND (NON-IRRIGATED, USD/HA) | 161.8538
2014 | 38019 | CROPLAND (NON-IRRIGATED, USD/HA) | 155.6762
2013 | 38019 | CROPLAND (NON-IRRIGATED, USD/HA) | 149.4985
2012 | 38019 | CROPLAND (NON-IRRIGATED, USD/HA) | 119.8459
2011 | 38019 | CROPLAND (NON-IRRIGATED, USD/HA) | 122.317
2010 | 38019 | CROPLAND (NON-IRRIGATED, USD/HA) | 109.9617
2009 | 38019 | CROPLAND (NON-IRRIGATED, USD/HA) | 111.1972
2008 | 38019 | CROPLAND (NON-IRRIGATED, USD/HA) | 107.4907
2024 | 36011 | CROPLAND (NON-IRRIGATED, USD/HA) | 296.526
2023 | 36011 | CROPLAND (NON-IRRIGATED, USD/HA) | 387.9549
2022 | 36011 | CROPLAND (NON-IRRIGATED, USD/HA) | 365.7154
2021 | 36011 | CROPLAND (NON-IRRIGATED, USD/HA) | 222.3945
2020 | 36011 | CROPLAND (NON-IRRIGATED, USD/HA) | 247.105
2019 | 36011 | CROPLAND (NON-IRRIGATED, USD/HA) | 211.2748
2017 | 36011 | CROPLAND (NON-IRRIGATED, USD/HA) | 211.2748
2016 | 36011 | CROPLAND (NON-IRRIGATED, USD/HA) | 235.9853
2014 | 36011 | CROPLAND (NON-IRRIGATED, USD/HA) | 198.9195
2013 | 36011 | CROPLAND (NON-IRRIGATED, USD/HA) | 160.6182
2012 | 36011 | CROPLAND (NON-IRRIGATED, USD/HA) | 145.7919
2011 | 36011 | CROPLAND (NON-IRRIGATED, USD/HA) | 160.6182
2010 | 36011 | CROPLAND (NON-IRRIGATED, USD/HA) | 134.6722
2009 | 36011 | CROPLAND (NON-IRRIGATED, USD/HA) | 113.6683
2008 | 36011 | CROPLAND (NON-IRRIGATED, USD/HA) | 109.9617
2024 | 24015 | CROPLAND (NON-IRRIGATED, USD/HA) | 348.418
2023 | 24015 | CROPLAND (NON-IRRIGATED, USD/HA) | 383.0127
2022 | 24015 | CROPLAND (NON-IRRIGATED, USD/HA) | 387.9549
2021 | 24015 | CROPLAND (NON-IRRIGATED, USD/HA) | 341.0049
2020 | 24015 | CROPLAND (NON-IRRIGATED, USD/HA) | 286.6418
2019 | 24015 | CROPLAND (NON-IRRIGATED, USD/HA) | 254.5181
2017 | 24015 | CROPLAND (NON-IRRIGATED, USD/HA) | 254.5181
2016 | 24015 | CROPLAND (NON-IRRIGATED, USD/HA) | 232.2787
2014 | 24015 | CROPLAND (NON-IRRIGATED, USD/HA) | 221.159
2012 | 24015 | CROPLAND (NON-IRRIGATED, USD/HA) | 211.2748
2011 | 24015 | CROPLAND (NON-IRRIGATED, USD/HA) | 175.4445
2010 | 24015 | CROPLAND (NON-IRRIGATED, USD/HA) | 168.0314
2009 | 24015 | CROPLAND (NON-IRRIGATED, USD/HA) | 195.213
2024 | 19031 | CROPLAND (NON-IRRIGATED, USD/HA) | 758.6123
2024 | 29039 | CROPLAND (NON-IRRIGATED, USD/HA) | 95.1354
2024 | 31027 | CROPLAND (NON-IRRIGATED, USD/HA) | 593.052
2023 | 19031 | CROPLAND (NON-IRRIGATED, USD/HA) | 699.3071
2023 | 29039 | CROPLAND (NON-IRRIGATED, USD/HA) | 130.9657
2023 | 31027 | CROPLAND (NON-IRRIGATED, USD/HA) | 617.7625
2022 | 19031 | CROPLAND (NON-IRRIGATED, USD/HA) | 669.6545
2022 | 31027 | CROPLAND (NON-IRRIGATED, USD/HA) | 548.5731
2021 | 19031 | CROPLAND (NON-IRRIGATED, USD/HA) | 649.8862
2021 | 29039 | CROPLAND (NON-IRRIGATED, USD/HA) | 153.2051
2021 | 31027 | CROPLAND (NON-IRRIGATED, USD/HA) | 526.3337
2020 | 19031 | CROPLAND (NON-IRRIGATED, USD/HA) | 617.7625
2020 | 29039 | CROPLAND (NON-IRRIGATED, USD/HA) | 106.2552
2020 | 31027 | CROPLAND (NON-IRRIGATED, USD/HA) | 541.1599
2019 | 19031 | CROPLAND (NON-IRRIGATED, USD/HA) | 637.5309
2019 | 29039 | CROPLAND (NON-IRRIGATED, USD/HA) | 145.7919
2019 | 31027 | CROPLAND (NON-IRRIGATED, USD/HA) | 543.631
2017 | 19031 | CROPLAND (NON-IRRIGATED, USD/HA) | 622.7046
2017 | 29039 | CROPLAND (NON-IRRIGATED, USD/HA) | 105.0196
2017 | 31027 | CROPLAND (NON-IRRIGATED, USD/HA) | 590.581
2016 | 19031 | CROPLAND (NON-IRRIGATED, USD/HA) | 640.0019
2016 | 29039 | CROPLAND (NON-IRRIGATED, USD/HA) | 111.1972
2016 | 31027 | CROPLAND (NON-IRRIGATED, USD/HA) | 597.9941
2014 | 19031 | CROPLAND (NON-IRRIGATED, USD/HA) | 662.2414
2014 | 31027 | CROPLAND (NON-IRRIGATED, USD/HA) | 617.7625
2013 | 19031 | CROPLAND (NON-IRRIGATED, USD/HA) | 575.7546
2013 | 31027 | CROPLAND (NON-IRRIGATED, USD/HA) | 632.5888
2012 | 19031 | CROPLAND (NON-IRRIGATED, USD/HA) | 575.7546
2012 | 31027 | CROPLAND (NON-IRRIGATED, USD/HA) | 481.8547
2011 | 19031 | CROPLAND (NON-IRRIGATED, USD/HA) | 553.5152
2011 | 29039 | CROPLAND (NON-IRRIGATED, USD/HA) | 121.0815
2011 | 31027 | CROPLAND (NON-IRRIGATED, USD/HA) | 412.6653
2010 | 19031 | CROPLAND (NON-IRRIGATED, USD/HA) | 464.5574
2010 | 29039 | CROPLAND (NON-IRRIGATED, USD/HA) | 119.8459
2010 | 31027 | CROPLAND (NON-IRRIGATED, USD/HA) | 333.5917
2009 | 19031 | CROPLAND (NON-IRRIGATED, USD/HA) | 452.2022
2009 | 31027 | CROPLAND (NON-IRRIGATED, USD/HA) | 326.1786
2008 | 19031 | CROPLAND (NON-IRRIGATED, USD/HA) | 449.7311
2008 | 31027 | CROPLAND (NON-IRRIGATED, USD/HA) | 311.3523
2023 | 42027 | CROPLAND (NON-IRRIGATED, USD/HA) | 286.6418
2022 | 42027 | CROPLAND (NON-IRRIGATED, USD/HA) | 234.7498
2021 | 42027 | CROPLAND (NON-IRRIGATED, USD/HA) | 203.8616
2020 | 42027 | CROPLAND (NON-IRRIGATED, USD/HA) | 201.3906
2017 | 42027 | CROPLAND (NON-IRRIGATED, USD/HA) | 186.5643
2016 | 42027 | CROPLAND (NON-IRRIGATED, USD/HA) | 192.7419
2014 | 42027 | CROPLAND (NON-IRRIGATED, USD/HA) | 168.0314
2013 | 42027 | CROPLAND (NON-IRRIGATED, USD/HA) | 155.6762
2012 | 42027 | CROPLAND (NON-IRRIGATED, USD/HA) | 160.6182
2011 | 42027 | CROPLAND (NON-IRRIGATED, USD/HA) | 154.4406
2010 | 42027 | CROPLAND (NON-IRRIGATED, USD/HA) | 147.0275
2009 | 42027 | CROPLAND (NON-IRRIGATED, USD/HA) | 128.4946
2008 | 42027 | CROPLAND (NON-IRRIGATED, USD/HA) | 121.0815
2024 | 19033 | CROPLAND (NON-IRRIGATED, USD/HA) | 637.5309
2023 | 19033 | CROPLAND (NON-IRRIGATED, USD/HA) | 662.2414
2022 | 19033 | CROPLAND (NON-IRRIGATED, USD/HA) | 573.2836
2021 | 19033 | CROPLAND (NON-IRRIGATED, USD/HA) | 560.9284
2020 | 19033 | CROPLAND (NON-IRRIGATED, USD/HA) | 551.0441
2019 | 19033 | CROPLAND (NON-IRRIGATED, USD/HA) | 602.9362
2017 | 19033 | CROPLAND (NON-IRRIGATED, USD/HA) | 585.6389
2016 | 19033 | CROPLAND (NON-IRRIGATED, USD/HA) | 593.052
2014 | 19033 | CROPLAND (NON-IRRIGATED, USD/HA) | 583.1678
2013 | 19033 | CROPLAND (NON-IRRIGATED, USD/HA) | 585.6389
2012 | 19033 | CROPLAND (NON-IRRIGATED, USD/HA) | 588.1099
2011 | 19033 | CROPLAND (NON-IRRIGATED, USD/HA) | 474.4416
2010 | 19033 | CROPLAND (NON-IRRIGATED, USD/HA) | 397.839
2009 | 19033 | CROPLAND (NON-IRRIGATED, USD/HA) | 405.2522
2008 | 19033 | CROPLAND (NON-IRRIGATED, USD/HA) | 412.6653
2021 | 8015 | CROPLAND (NON-IRRIGATED, USD/HA) | 53.1276
2024 | 1017 | CROPLAND (NON-IRRIGATED, USD/HA) | 64.2473
2024 | 48071 | CROPLAND (NON-IRRIGATED, USD/HA) | 39.5368
2023 | 1017 | CROPLAND (NON-IRRIGATED, USD/HA) | 64.2473
2023 | 48071 | CROPLAND (NON-IRRIGATED, USD/HA) | 45.7144
2022 | 1017 | CROPLAND (NON-IRRIGATED, USD/HA) | 100.0775
2022 | 48071 | CROPLAND (NON-IRRIGATED, USD/HA) | 40.7723
2021 | 1017 | CROPLAND (NON-IRRIGATED, USD/HA) | 49.421
2021 | 48071 | CROPLAND (NON-IRRIGATED, USD/HA) | 44.4789
2020 | 1017 | CROPLAND (NON-IRRIGATED, USD/HA) | 76.6025
2020 | 48071 | CROPLAND (NON-IRRIGATED, USD/HA) | 37.0658
2019 | 1017 | CROPLAND (NON-IRRIGATED, USD/HA) | 61.7762
2019 | 48071 | CROPLAND (NON-IRRIGATED, USD/HA) | 35.8302
2017 | 1017 | CROPLAND (NON-IRRIGATED, USD/HA) | 51.892
2017 | 48071 | CROPLAND (NON-IRRIGATED, USD/HA) | 38.3013
2016 | 1017 | CROPLAND (NON-IRRIGATED, USD/HA) | 54.3631
2016 | 48071 | CROPLAND (NON-IRRIGATED, USD/HA) | 45.7144
2014 | 1017 | CROPLAND (NON-IRRIGATED, USD/HA) | 54.3631
2013 | 1017 | CROPLAND (NON-IRRIGATED, USD/HA) | 45.7144
2013 | 48071 | CROPLAND (NON-IRRIGATED, USD/HA) | 34.5947
2012 | 48071 | CROPLAND (NON-IRRIGATED, USD/HA) | 39.5368
2011 | 1017 | CROPLAND (NON-IRRIGATED, USD/HA) | 53.1276
2011 | 48071 | CROPLAND (NON-IRRIGATED, USD/HA) | 37.0658
2010 | 1017 | CROPLAND (NON-IRRIGATED, USD/HA) | 55.5986
2010 | 48071 | CROPLAND (NON-IRRIGATED, USD/HA) | 33.3592
2009 | 48071 | CROPLAND (NON-IRRIGATED, USD/HA) | 35.8302
2024 | 39021 | CROPLAND (NON-IRRIGATED, USD/HA) | 513.9784
2023 | 17019 | CROPLAND (NON-IRRIGATED, USD/HA) | 780.8518
2023 | 39021 | CROPLAND (NON-IRRIGATED, USD/HA) | 484.3258
2022 | 39021 | CROPLAND (NON-IRRIGATED, USD/HA) | 501.6232
2021 | 17019 | CROPLAND (NON-IRRIGATED, USD/HA) | 667.1835
2021 | 39021 | CROPLAND (NON-IRRIGATED, USD/HA) | 469.4995
2020 | 17019 | CROPLAND (NON-IRRIGATED, USD/HA) | 677.0677
2020 | 39021 | CROPLAND (NON-IRRIGATED, USD/HA) | 471.9706
2019 | 17019 | CROPLAND (NON-IRRIGATED, USD/HA) | 674.5966
2019 | 39021 | CROPLAND (NON-IRRIGATED, USD/HA) | 459.6153
2017 | 17019 | CROPLAND (NON-IRRIGATED, USD/HA) | 669.6545
2017 | 39021 | CROPLAND (NON-IRRIGATED, USD/HA) | 447.26
2016 | 17019 | CROPLAND (NON-IRRIGATED, USD/HA) | 654.8283
2016 | 39021 | CROPLAND (NON-IRRIGATED, USD/HA) | 452.2022
2014 | 17019 | CROPLAND (NON-IRRIGATED, USD/HA) | 625.1757
2014 | 39021 | CROPLAND (NON-IRRIGATED, USD/HA) | 454.6732
2013 | 17019 | CROPLAND (NON-IRRIGATED, USD/HA) | 630.1178
2013 | 39021 | CROPLAND (NON-IRRIGATED, USD/HA) | 444.789
2012 | 17019 | CROPLAND (NON-IRRIGATED, USD/HA) | 600.4651
2012 | 39021 | CROPLAND (NON-IRRIGATED, USD/HA) | 395.368
2011 | 17019 | CROPLAND (NON-IRRIGATED, USD/HA) | 575.7546
2011 | 39021 | CROPLAND (NON-IRRIGATED, USD/HA) | 355.8312
2010 | 17019 | CROPLAND (NON-IRRIGATED, USD/HA) | 494.21
2010 | 39021 | CROPLAND (NON-IRRIGATED, USD/HA) | 326.1786
2009 | 17019 | CROPLAND (NON-IRRIGATED, USD/HA) | 506.5652
2009 | 39021 | CROPLAND (NON-IRRIGATED, USD/HA) | 328.6497
2008 | 17019 | CROPLAND (NON-IRRIGATED, USD/HA) | 484.3258
2008 | 39021 | CROPLAND (NON-IRRIGATED, USD/HA) | 328.6497
2024 | 29041 | CROPLAND (NON-IRRIGATED, USD/HA) | 383.0127
2023 | 29041 | CROPLAND (NON-IRRIGATED, USD/HA) | 397.839
2022 | 29041 | CROPLAND (NON-IRRIGATED, USD/HA) | 365.7154
2021 | 29041 | CROPLAND (NON-IRRIGATED, USD/HA) | 368.1864
2020 | 29041 | CROPLAND (NON-IRRIGATED, USD/HA) | 341.0049
2019 | 29041 | CROPLAND (NON-IRRIGATED, USD/HA) | 306.4102
2017 | 29041 | CROPLAND (NON-IRRIGATED, USD/HA) | 308.8813
2016 | 29041 | CROPLAND (NON-IRRIGATED, USD/HA) | 294.055
2014 | 29041 | CROPLAND (NON-IRRIGATED, USD/HA) | 271.8155
2013 | 29041 | CROPLAND (NON-IRRIGATED, USD/HA) | 291.5839
2012 | 29041 | CROPLAND (NON-IRRIGATED, USD/HA) | 224.8655
2011 | 29041 | CROPLAND (NON-IRRIGATED, USD/HA) | 274.2865
2010 | 29041 | CROPLAND (NON-IRRIGATED, USD/HA) | 226.1011
2009 | 29041 | CROPLAND (NON-IRRIGATED, USD/HA) | 227.3366
2008 | 29041 | CROPLAND (NON-IRRIGATED, USD/HA) | 198.9195
2024 | 24017 | CROPLAND (NON-IRRIGATED, USD/HA) | 126.0236
2023 | 24017 | CROPLAND (NON-IRRIGATED, USD/HA) | 130.9657
2022 | 24017 | CROPLAND (NON-IRRIGATED, USD/HA) | 122.317
2021 | 24017 | CROPLAND (NON-IRRIGATED, USD/HA) | 105.0196
2020 | 24017 | CROPLAND (NON-IRRIGATED, USD/HA) | 90.1933
2019 | 24017 | CROPLAND (NON-IRRIGATED, USD/HA) | 100.0775
2017 | 24017 | CROPLAND (NON-IRRIGATED, USD/HA) | 100.0775
2016 | 24017 | CROPLAND (NON-IRRIGATED, USD/HA) | 96.3709
2014 | 24017 | CROPLAND (NON-IRRIGATED, USD/HA) | 96.3709
2013 | 24017 | CROPLAND (NON-IRRIGATED, USD/HA) | 75.367
2012 | 24017 | CROPLAND (NON-IRRIGATED, USD/HA) | 79.0736
2011 | 24017 | CROPLAND (NON-IRRIGATED, USD/HA) | 88.9578
2010 | 24017 | CROPLAND (NON-IRRIGATED, USD/HA) | 87.7223
2024 | 51036 | CROPLAND (NON-IRRIGATED, USD/HA) | 171.738
2023 | 51036 | CROPLAND (NON-IRRIGATED, USD/HA) | 148.263
2021 | 51036 | CROPLAND (NON-IRRIGATED, USD/HA) | 186.5643
2019 | 51036 | CROPLAND (NON-IRRIGATED, USD/HA) | 148.263
2017 | 51036 | CROPLAND (NON-IRRIGATED, USD/HA) | 142.0854
2016 | 51036 | CROPLAND (NON-IRRIGATED, USD/HA) | 149.4985
2014 | 51036 | CROPLAND (NON-IRRIGATED, USD/HA) | 128.4946
2024 | 46023 | CROPLAND (NON-IRRIGATED, USD/HA) | 358.3023
2023 | 46023 | CROPLAND (NON-IRRIGATED, USD/HA) | 326.1786
2022 | 46023 | CROPLAND (NON-IRRIGATED, USD/HA) | 316.2944
2021 | 46023 | CROPLAND (NON-IRRIGATED, USD/HA) | 306.4102
2020 | 46023 | CROPLAND (NON-IRRIGATED, USD/HA) | 311.3523
2019 | 46023 | CROPLAND (NON-IRRIGATED, USD/HA) | 301.4681
2017 | 46023 | CROPLAND (NON-IRRIGATED, USD/HA) | 336.0628
2016 | 46023 | CROPLAND (NON-IRRIGATED, USD/HA) | 336.0628
2014 | 46023 | CROPLAND (NON-IRRIGATED, USD/HA) | 289.1128
2013 | 46023 | CROPLAND (NON-IRRIGATED, USD/HA) | 254.5181
2012 | 46023 | CROPLAND (NON-IRRIGATED, USD/HA) | 256.9892
2011 | 46023 | CROPLAND (NON-IRRIGATED, USD/HA) | 195.213
2010 | 46023 | CROPLAND (NON-IRRIGATED, USD/HA) | 181.6222
2009 | 46023 | CROPLAND (NON-IRRIGATED, USD/HA) | 187.7998
2008 | 46023 | CROPLAND (NON-IRRIGATED, USD/HA) | 154.4406
2023 | 45019 | CROPLAND (NON-IRRIGATED, USD/HA) | 60.5407
2022 | 45019 | CROPLAND (NON-IRRIGATED, USD/HA) | 64.2473
2021 | 45019 | CROPLAND (NON-IRRIGATED, USD/HA) | 39.5368
2024 | 26029 | CROPLAND (NON-IRRIGATED, USD/HA) | 61.7762
2023 | 26029 | CROPLAND (NON-IRRIGATED, USD/HA) | 77.8381
2022 | 26029 | CROPLAND (NON-IRRIGATED, USD/HA) | 77.8381
2021 | 26029 | CROPLAND (NON-IRRIGATED, USD/HA) | 60.5407
2017 | 26029 | CROPLAND (NON-IRRIGATED, USD/HA) | 74.1315
2016 | 26029 | CROPLAND (NON-IRRIGATED, USD/HA) | 88.9578
2014 | 26029 | CROPLAND (NON-IRRIGATED, USD/HA) | 91.4288
2013 | 26029 | CROPLAND (NON-IRRIGATED, USD/HA) | 50.6565
2012 | 26029 | CROPLAND (NON-IRRIGATED, USD/HA) | 49.421
2011 | 26029 | CROPLAND (NON-IRRIGATED, USD/HA) | 50.6565
2010 | 26029 | CROPLAND (NON-IRRIGATED, USD/HA) | 46.95
2009 | 26029 | CROPLAND (NON-IRRIGATED, USD/HA) | 49.421
2024 | 51037 | CROPLAND (NON-IRRIGATED, USD/HA) | 76.6025
2023 | 12015 | CROPLAND (NON-IRRIGATED, USD/HA) | 100.0775
2023 | 51037 | CROPLAND (NON-IRRIGATED, USD/HA) | 81.5447
2022 | 51037 | CROPLAND (NON-IRRIGATED, USD/HA) | 86.4868
2021 | 51037 | CROPLAND (NON-IRRIGATED, USD/HA) | 74.1315
2020 | 51037 | CROPLAND (NON-IRRIGATED, USD/HA) | 77.8381
2019 | 51037 | CROPLAND (NON-IRRIGATED, USD/HA) | 79.0736
2017 | 51037 | CROPLAND (NON-IRRIGATED, USD/HA) | 64.2473
2016 | 51037 | CROPLAND (NON-IRRIGATED, USD/HA) | 63.0118
2014 | 51037 | CROPLAND (NON-IRRIGATED, USD/HA) | 66.7184
2013 | 51037 | CROPLAND (NON-IRRIGATED, USD/HA) | 60.5407
2012 | 51037 | CROPLAND (NON-IRRIGATED, USD/HA) | 61.7762
2011 | 51037 | CROPLAND (NON-IRRIGATED, USD/HA) | 50.6565
2010 | 51037 | CROPLAND (NON-IRRIGATED, USD/HA) | 58.0697
2009 | 51037 | CROPLAND (NON-IRRIGATED, USD/HA) | 54.3631
2008 | 51037 | CROPLAND (NON-IRRIGATED, USD/HA) | 54.3631
2024 | 20017 | CROPLAND (NON-IRRIGATED, USD/HA) | 164.3248
2024 | 31029 | CROPLAND (NON-IRRIGATED, USD/HA) | 145.7919
2023 | 20017 | CROPLAND (NON-IRRIGATED, USD/HA) | 151.9696
2023 | 31029 | CROPLAND (NON-IRRIGATED, USD/HA) | 130.9657
2022 | 20017 | CROPLAND (NON-IRRIGATED, USD/HA) | 134.6722
2022 | 31029 | CROPLAND (NON-IRRIGATED, USD/HA) | 123.5525
2021 | 20017 | CROPLAND (NON-IRRIGATED, USD/HA) | 154.4406
2021 | 31029 | CROPLAND (NON-IRRIGATED, USD/HA) | 121.0815
2020 | 20017 | CROPLAND (NON-IRRIGATED, USD/HA) | 126.0236
2020 | 31029 | CROPLAND (NON-IRRIGATED, USD/HA) | 128.4946
2019 | 20017 | CROPLAND (NON-IRRIGATED, USD/HA) | 150.734
2019 | 31029 | CROPLAND (NON-IRRIGATED, USD/HA) | 122.317
2017 | 20017 | CROPLAND (NON-IRRIGATED, USD/HA) | 134.6722
2017 | 31029 | CROPLAND (NON-IRRIGATED, USD/HA) | 116.1393
2016 | 20017 | CROPLAND (NON-IRRIGATED, USD/HA) | 114.9038
2016 | 31029 | CROPLAND (NON-IRRIGATED, USD/HA) | 108.7262
2014 | 20017 | CROPLAND (NON-IRRIGATED, USD/HA) | 112.4328
2013 | 20017 | CROPLAND (NON-IRRIGATED, USD/HA) | 128.4946
2013 | 31029 | CROPLAND (NON-IRRIGATED, USD/HA) | 126.0236
2012 | 20017 | CROPLAND (NON-IRRIGATED, USD/HA) | 133.4367
2012 | 31029 | CROPLAND (NON-IRRIGATED, USD/HA) | 107.4907
2011 | 20017 | CROPLAND (NON-IRRIGATED, USD/HA) | 108.7262
2011 | 31029 | CROPLAND (NON-IRRIGATED, USD/HA) | 105.0196
2010 | 20017 | CROPLAND (NON-IRRIGATED, USD/HA) | 113.6683
2010 | 31029 | CROPLAND (NON-IRRIGATED, USD/HA) | 100.0775
2009 | 20017 | CROPLAND (NON-IRRIGATED, USD/HA) | 108.7262
2009 | 31029 | CROPLAND (NON-IRRIGATED, USD/HA) | 93.8999
2024 | 37037 | CROPLAND (NON-IRRIGATED, USD/HA) | 134.6722
2023 | 37037 | CROPLAND (NON-IRRIGATED, USD/HA) | 119.8459
2022 | 37037 | CROPLAND (NON-IRRIGATED, USD/HA) | 98.842
2021 | 37037 | CROPLAND (NON-IRRIGATED, USD/HA) | 116.1393
2020 | 37037 | CROPLAND (NON-IRRIGATED, USD/HA) | 91.4288
2019 | 37037 | CROPLAND (NON-IRRIGATED, USD/HA) | 84.0157
2017 | 37037 | CROPLAND (NON-IRRIGATED, USD/HA) | 88.9578
2016 | 37037 | CROPLAND (NON-IRRIGATED, USD/HA) | 80.3091
2014 | 37037 | CROPLAND (NON-IRRIGATED, USD/HA) | 81.5447
2013 | 37037 | CROPLAND (NON-IRRIGATED, USD/HA) | 95.1354
2012 | 37037 | CROPLAND (NON-IRRIGATED, USD/HA) | 80.3091
2011 | 37037 | CROPLAND (NON-IRRIGATED, USD/HA) | 77.8381
2010 | 37037 | CROPLAND (NON-IRRIGATED, USD/HA) | 72.896
2009 | 37037 | CROPLAND (NON-IRRIGATED, USD/HA) | 79.0736
2008 | 37037 | CROPLAND (NON-IRRIGATED, USD/HA) | 118.6104
2024 | 13055 | CROPLAND (NON-IRRIGATED, USD/HA) | 92.6644
2023 | 13055 | CROPLAND (NON-IRRIGATED, USD/HA) | 112.4328
2022 | 13055 | CROPLAND (NON-IRRIGATED, USD/HA) | 91.4288
2021 | 13055 | CROPLAND (NON-IRRIGATED, USD/HA) | 100.0775
2020 | 13055 | CROPLAND (NON-IRRIGATED, USD/HA) | 87.7223
2019 | 13055 | CROPLAND (NON-IRRIGATED, USD/HA) | 69.1894
2017 | 13055 | CROPLAND (NON-IRRIGATED, USD/HA) | 67.9539
2016 | 13055 | CROPLAND (NON-IRRIGATED, USD/HA) | 54.3631
2014 | 13055 | CROPLAND (NON-IRRIGATED, USD/HA) | 72.896
2013 | 13055 | CROPLAND (NON-IRRIGATED, USD/HA) | 74.1315
2012 | 13055 | CROPLAND (NON-IRRIGATED, USD/HA) | 80.3091
2011 | 13055 | CROPLAND (NON-IRRIGATED, USD/HA) | 70.4249
2010 | 13055 | CROPLAND (NON-IRRIGATED, USD/HA) | 66.7184
2009 | 13055 | CROPLAND (NON-IRRIGATED, USD/HA) | 65.4828
2024 | 20019 | CROPLAND (NON-IRRIGATED, USD/HA) | 95.1354
2024 | 36013 | CROPLAND (NON-IRRIGATED, USD/HA) | 174.209
2023 | 20019 | CROPLAND (NON-IRRIGATED, USD/HA) | 100.0775
2023 | 36013 | CROPLAND (NON-IRRIGATED, USD/HA) | 169.2669
2022 | 20019 | CROPLAND (NON-IRRIGATED, USD/HA) | 90.1933
2022 | 36013 | CROPLAND (NON-IRRIGATED, USD/HA) | 184.0932
2021 | 20019 | CROPLAND (NON-IRRIGATED, USD/HA) | 105.0196
2021 | 36013 | CROPLAND (NON-IRRIGATED, USD/HA) | 186.5643
2020 | 20019 | CROPLAND (NON-IRRIGATED, USD/HA) | 85.2512
2020 | 36013 | CROPLAND (NON-IRRIGATED, USD/HA) | 217.4524
2017 | 20019 | CROPLAND (NON-IRRIGATED, USD/HA) | 98.842
2017 | 36013 | CROPLAND (NON-IRRIGATED, USD/HA) | 181.6222
2016 | 20019 | CROPLAND (NON-IRRIGATED, USD/HA) | 90.1933
2016 | 36013 | CROPLAND (NON-IRRIGATED, USD/HA) | 195.213
2014 | 20019 | CROPLAND (NON-IRRIGATED, USD/HA) | 81.5447
2014 | 36013 | CROPLAND (NON-IRRIGATED, USD/HA) | 134.6722
2013 | 20019 | CROPLAND (NON-IRRIGATED, USD/HA) | 82.7802
2013 | 36013 | CROPLAND (NON-IRRIGATED, USD/HA) | 149.4985
2012 | 20019 | CROPLAND (NON-IRRIGATED, USD/HA) | 87.7223
2012 | 36013 | CROPLAND (NON-IRRIGATED, USD/HA) | 109.9617
2011 | 20019 | CROPLAND (NON-IRRIGATED, USD/HA) | 87.7223
2011 | 36013 | CROPLAND (NON-IRRIGATED, USD/HA) | 111.1972
2010 | 20019 | CROPLAND (NON-IRRIGATED, USD/HA) | 84.0157
2010 | 36013 | CROPLAND (NON-IRRIGATED, USD/HA) | 98.842
2009 | 20019 | CROPLAND (NON-IRRIGATED, USD/HA) | 90.1933
2009 | 36013 | CROPLAND (NON-IRRIGATED, USD/HA) | 119.8459
2008 | 36013 | CROPLAND (NON-IRRIGATED, USD/HA) | 98.842
2024 | 47021 | CROPLAND (NON-IRRIGATED, USD/HA) | 231.0432
2022 | 47021 | CROPLAND (NON-IRRIGATED, USD/HA) | 149.4985
2021 | 47021 | CROPLAND (NON-IRRIGATED, USD/HA) | 161.8538
2019 | 47021 | CROPLAND (NON-IRRIGATED, USD/HA) | 172.9735
2017 | 47021 | CROPLAND (NON-IRRIGATED, USD/HA) | 210.0393
2016 | 47021 | CROPLAND (NON-IRRIGATED, USD/HA) | 197.684
2014 | 47021 | CROPLAND (NON-IRRIGATED, USD/HA) | 202.6261
2013 | 47021 | CROPLAND (NON-IRRIGATED, USD/HA) | 197.684
2012 | 47021 | CROPLAND (NON-IRRIGATED, USD/HA) | 210.0393
2010 | 47021 | CROPLAND (NON-IRRIGATED, USD/HA) | 130.9657
2009 | 47021 | CROPLAND (NON-IRRIGATED, USD/HA) | 101.3131
2024 | 26031 | CROPLAND (NON-IRRIGATED, USD/HA) | 74.1315
2023 | 26031 | CROPLAND (NON-IRRIGATED, USD/HA) | 70.4249
2022 | 26031 | CROPLAND (NON-IRRIGATED, USD/HA) | 71.6604
2021 | 26031 | CROPLAND (NON-IRRIGATED, USD/HA) | 74.1315
2020 | 26031 | CROPLAND (NON-IRRIGATED, USD/HA) | 49.421
2019 | 26031 | CROPLAND (NON-IRRIGATED, USD/HA) | 55.5986
2017 | 26031 | CROPLAND (NON-IRRIGATED, USD/HA) | 58.0697
2016 | 26031 | CROPLAND (NON-IRRIGATED, USD/HA) | 70.4249
2014 | 26031 | CROPLAND (NON-IRRIGATED, USD/HA) | 61.7762
2013 | 26031 | CROPLAND (NON-IRRIGATED, USD/HA) | 64.2473
2012 | 26031 | CROPLAND (NON-IRRIGATED, USD/HA) | 66.7184
2011 | 26031 | CROPLAND (NON-IRRIGATED, USD/HA) | 44.4789
2010 | 26031 | CROPLAND (NON-IRRIGATED, USD/HA) | 49.421
2009 | 26031 | CROPLAND (NON-IRRIGATED, USD/HA) | 74.1315
2024 | 36015 | CROPLAND (NON-IRRIGATED, USD/HA) | 176.6801
2023 | 36015 | CROPLAND (NON-IRRIGATED, USD/HA) | 138.3788
2022 | 36015 | CROPLAND (NON-IRRIGATED, USD/HA) | 92.6644
2021 | 36015 | CROPLAND (NON-IRRIGATED, USD/HA) | 119.8459
2019 | 36015 | CROPLAND (NON-IRRIGATED, USD/HA) | 75.367
2017 | 36015 | CROPLAND (NON-IRRIGATED, USD/HA) | 76.6025
2016 | 36015 | CROPLAND (NON-IRRIGATED, USD/HA) | 77.8381
2014 | 36015 | CROPLAND (NON-IRRIGATED, USD/HA) | 61.7762
2012 | 36015 | CROPLAND (NON-IRRIGATED, USD/HA) | 53.1276
2011 | 36015 | CROPLAND (NON-IRRIGATED, USD/HA) | 91.4288
2010 | 36015 | CROPLAND (NON-IRRIGATED, USD/HA) | 163.0893
2009 | 36015 | CROPLAND (NON-IRRIGATED, USD/HA) | 96.3709
2024 | 36017 | CROPLAND (NON-IRRIGATED, USD/HA) | 124.788
2023 | 36017 | CROPLAND (NON-IRRIGATED, USD/HA) | 103.7841
2022 | 36017 | CROPLAND (NON-IRRIGATED, USD/HA) | 106.2552
2021 | 36017 | CROPLAND (NON-IRRIGATED, USD/HA) | 90.1933
2020 | 36017 | CROPLAND (NON-IRRIGATED, USD/HA) | 116.1393
2019 | 36017 | CROPLAND (NON-IRRIGATED, USD/HA) | 132.2012
2017 | 36017 | CROPLAND (NON-IRRIGATED, USD/HA) | 135.9077
2016 | 36017 | CROPLAND (NON-IRRIGATED, USD/HA) | 113.6683
2014 | 36017 | CROPLAND (NON-IRRIGATED, USD/HA) | 109.9617
2013 | 36017 | CROPLAND (NON-IRRIGATED, USD/HA) | 81.5447
2011 | 36017 | CROPLAND (NON-IRRIGATED, USD/HA) | 79.0736
2010 | 36017 | CROPLAND (NON-IRRIGATED, USD/HA) | 63.0118
2009 | 36017 | CROPLAND (NON-IRRIGATED, USD/HA) | 61.7762
2008 | 36017 | CROPLAND (NON-IRRIGATED, USD/HA) | 74.1315
2024 | 1019 | CROPLAND (NON-IRRIGATED, USD/HA) | 239.6918
2024 | 13057 | CROPLAND (NON-IRRIGATED, USD/HA) | 95.1354
2024 | 19035 | CROPLAND (NON-IRRIGATED, USD/HA) | 719.0756
2024 | 20021 | CROPLAND (NON-IRRIGATED, USD/HA) | 148.263
2024 | 37039 | CROPLAND (NON-IRRIGATED, USD/HA) | 164.3248
2024 | 40021 | CROPLAND (NON-IRRIGATED, USD/HA) | 72.896
2024 | 45021 | CROPLAND (NON-IRRIGATED, USD/HA) | 49.421
2024 | 48073 | CROPLAND (NON-IRRIGATED, USD/HA) | 44.4789
2023 | 1019 | CROPLAND (NON-IRRIGATED, USD/HA) | 252.0471
2023 | 13057 | CROPLAND (NON-IRRIGATED, USD/HA) | 105.0196
2023 | 19035 | CROPLAND (NON-IRRIGATED, USD/HA) | 746.2571
2023 | 20021 | CROPLAND (NON-IRRIGATED, USD/HA) | 159.3827
2023 | 37039 | CROPLAND (NON-IRRIGATED, USD/HA) | 172.9735
2023 | 40021 | CROPLAND (NON-IRRIGATED, USD/HA) | 63.0118
2023 | 45021 | CROPLAND (NON-IRRIGATED, USD/HA) | 64.2473
2023 | 48073 | CROPLAND (NON-IRRIGATED, USD/HA) | 55.5986
2022 | 1019 | CROPLAND (NON-IRRIGATED, USD/HA) | 259.4602
2022 | 13057 | CROPLAND (NON-IRRIGATED, USD/HA) | 113.6683
2022 | 19035 | CROPLAND (NON-IRRIGATED, USD/HA) | 686.9519
2022 | 20021 | CROPLAND (NON-IRRIGATED, USD/HA) | 158.1472
2022 | 37039 | CROPLAND (NON-IRRIGATED, USD/HA) | 176.6801
2022 | 40021 | CROPLAND (NON-IRRIGATED, USD/HA) | 76.6025
2022 | 45021 | CROPLAND (NON-IRRIGATED, USD/HA) | 96.3709
2022 | 48073 | CROPLAND (NON-IRRIGATED, USD/HA) | 55.5986
2021 | 1019 | CROPLAND (NON-IRRIGATED, USD/HA) | 239.6918
2021 | 19035 | CROPLAND (NON-IRRIGATED, USD/HA) | 617.7625
2021 | 20021 | CROPLAND (NON-IRRIGATED, USD/HA) | 174.209
2021 | 37039 | CROPLAND (NON-IRRIGATED, USD/HA) | 176.6801
2021 | 40021 | CROPLAND (NON-IRRIGATED, USD/HA) | 60.5407
2021 | 45021 | CROPLAND (NON-IRRIGATED, USD/HA) | 80.3091
2021 | 48073 | CROPLAND (NON-IRRIGATED, USD/HA) | 55.5986
2020 | 1019 | CROPLAND (NON-IRRIGATED, USD/HA) | 219.9235
2020 | 19035 | CROPLAND (NON-IRRIGATED, USD/HA) | 610.3493
2020 | 20021 | CROPLAND (NON-IRRIGATED, USD/HA) | 164.3248
2020 | 40021 | CROPLAND (NON-IRRIGATED, USD/HA) | 86.4868
2020 | 45021 | CROPLAND (NON-IRRIGATED, USD/HA) | 76.6025
2020 | 48073 | CROPLAND (NON-IRRIGATED, USD/HA) | 40.7723
2019 | 1019 | CROPLAND (NON-IRRIGATED, USD/HA) | 154.4406
2019 | 19035 | CROPLAND (NON-IRRIGATED, USD/HA) | 610.3493
2019 | 20021 | CROPLAND (NON-IRRIGATED, USD/HA) | 155.6762
2019 | 40021 | CROPLAND (NON-IRRIGATED, USD/HA) | 86.4868
2019 | 45021 | CROPLAND (NON-IRRIGATED, USD/HA) | 60.5407
2019 | 48073 | CROPLAND (NON-IRRIGATED, USD/HA) | 44.4789
2017 | 1019 | CROPLAND (NON-IRRIGATED, USD/HA) | 208.8037
2017 | 19035 | CROPLAND (NON-IRRIGATED, USD/HA) | 642.473
2017 | 20021 | CROPLAND (NON-IRRIGATED, USD/HA) | 172.9735
2017 | 40021 | CROPLAND (NON-IRRIGATED, USD/HA) | 64.2473
2017 | 48073 | CROPLAND (NON-IRRIGATED, USD/HA) | 37.0658
2016 | 1019 | CROPLAND (NON-IRRIGATED, USD/HA) | 207.5682
2016 | 19035 | CROPLAND (NON-IRRIGATED, USD/HA) | 610.3493
2016 | 20021 | CROPLAND (NON-IRRIGATED, USD/HA) | 137.1433
2016 | 40021 | CROPLAND (NON-IRRIGATED, USD/HA) | 64.2473
2016 | 45021 | CROPLAND (NON-IRRIGATED, USD/HA) | 44.4789
2016 | 48073 | CROPLAND (NON-IRRIGATED, USD/HA) | 35.8302
2014 | 1019 | CROPLAND (NON-IRRIGATED, USD/HA) | 187.7998
2014 | 19035 | CROPLAND (NON-IRRIGATED, USD/HA) | 672.1256
2014 | 20021 | CROPLAND (NON-IRRIGATED, USD/HA) | 155.6762
2014 | 40021 | CROPLAND (NON-IRRIGATED, USD/HA) | 53.1276
2014 | 45021 | CROPLAND (NON-IRRIGATED, USD/HA) | 37.0658
2014 | 48073 | CROPLAND (NON-IRRIGATED, USD/HA) | 32.1236
2013 | 1019 | CROPLAND (NON-IRRIGATED, USD/HA) | 159.3827
2013 | 19035 | CROPLAND (NON-IRRIGATED, USD/HA) | 694.365
2013 | 20021 | CROPLAND (NON-IRRIGATED, USD/HA) | 150.734
2013 | 40021 | CROPLAND (NON-IRRIGATED, USD/HA) | 48.1855
2013 | 45021 | CROPLAND (NON-IRRIGATED, USD/HA) | 44.4789
2013 | 48073 | CROPLAND (NON-IRRIGATED, USD/HA) | 30.8881
2012 | 1019 | CROPLAND (NON-IRRIGATED, USD/HA) | 160.6182
2012 | 19035 | CROPLAND (NON-IRRIGATED, USD/HA) | 642.473
2012 | 20021 | CROPLAND (NON-IRRIGATED, USD/HA) | 144.5564
2012 | 40021 | CROPLAND (NON-IRRIGATED, USD/HA) | 45.7144
2012 | 48073 | CROPLAND (NON-IRRIGATED, USD/HA) | 21.9923
2011 | 1019 | CROPLAND (NON-IRRIGATED, USD/HA) | 140.8499
2011 | 19035 | CROPLAND (NON-IRRIGATED, USD/HA) | 543.631
2011 | 20021 | CROPLAND (NON-IRRIGATED, USD/HA) | 129.7301
2011 | 40021 | CROPLAND (NON-IRRIGATED, USD/HA) | 69.1894
2011 | 48073 | CROPLAND (NON-IRRIGATED, USD/HA) | 32.1236
2010 | 19035 | CROPLAND (NON-IRRIGATED, USD/HA) | 471.9706
2010 | 20021 | CROPLAND (NON-IRRIGATED, USD/HA) | 128.4946
2010 | 40021 | CROPLAND (NON-IRRIGATED, USD/HA) | 76.6025
2010 | 45021 | CROPLAND (NON-IRRIGATED, USD/HA) | 46.95
2010 | 48073 | CROPLAND (NON-IRRIGATED, USD/HA) | 44.4789
2009 | 1019 | CROPLAND (NON-IRRIGATED, USD/HA) | 108.7262
2009 | 19035 | CROPLAND (NON-IRRIGATED, USD/HA) | 454.6732
2009 | 20021 | CROPLAND (NON-IRRIGATED, USD/HA) | 126.0236
2009 | 40021 | CROPLAND (NON-IRRIGATED, USD/HA) | 37.0658
2009 | 45021 | CROPLAND (NON-IRRIGATED, USD/HA) | 54.3631
2008 | 1019 | CROPLAND (NON-IRRIGATED, USD/HA) | 119.8459
2008 | 19035 | CROPLAND (NON-IRRIGATED, USD/HA) | 459.6153
2022 | 31031 | CROPLAND (NON-IRRIGATED, USD/HA) | 88.9578
2014 | 31031 | CROPLAND (NON-IRRIGATED, USD/HA) | 74.1315
2012 | 31031 | CROPLAND (NON-IRRIGATED, USD/HA) | 50.6565
2024 | 51550 | CROPLAND (NON-IRRIGATED, USD/HA) | 200.155
2023 | 51550 | CROPLAND (NON-IRRIGATED, USD/HA) | 213.7458
2022 | 51550 | CROPLAND (NON-IRRIGATED, USD/HA) | 197.684
2021 | 51550 | CROPLAND (NON-IRRIGATED, USD/HA) | 211.2748
2020 | 51550 | CROPLAND (NON-IRRIGATED, USD/HA) | 229.8076
2019 | 51550 | CROPLAND (NON-IRRIGATED, USD/HA) | 205.0971
2017 | 51550 | CROPLAND (NON-IRRIGATED, USD/HA) | 207.5682
2016 | 51550 | CROPLAND (NON-IRRIGATED, USD/HA) | 175.4445
2014 | 51550 | CROPLAND (NON-IRRIGATED, USD/HA) | 180.3867
2013 | 51550 | CROPLAND (NON-IRRIGATED, USD/HA) | 212.5103
2012 | 51550 | CROPLAND (NON-IRRIGATED, USD/HA) | 205.0971
2011 | 51550 | CROPLAND (NON-IRRIGATED, USD/HA) | 174.209
2010 | 51550 | CROPLAND (NON-IRRIGATED, USD/HA) | 170.5025
2009 | 51550 | CROPLAND (NON-IRRIGATED, USD/HA) | 185.3287
2024 | 33005 | CROPLAND (NON-IRRIGATED, USD/HA) | 192.7419
2023 | 33005 | CROPLAND (NON-IRRIGATED, USD/HA) | 164.3248
2022 | 33005 | CROPLAND (NON-IRRIGATED, USD/HA) | 143.3209
2021 | 33005 | CROPLAND (NON-IRRIGATED, USD/HA) | 170.5025
2024 | 42029 | CROPLAND (NON-IRRIGATED, USD/HA) | 528.8047
2024 | 45023 | CROPLAND (NON-IRRIGATED, USD/HA) | 38.3013
2024 | 47023 | CROPLAND (NON-IRRIGATED, USD/HA) | 217.4524
2023 | 42029 | CROPLAND (NON-IRRIGATED, USD/HA) | 390.4259
2023 | 45023 | CROPLAND (NON-IRRIGATED, USD/HA) | 72.896
2023 | 47023 | CROPLAND (NON-IRRIGATED, USD/HA) | 222.3945
2022 | 42029 | CROPLAND (NON-IRRIGATED, USD/HA) | 407.7233
2022 | 45023 | CROPLAND (NON-IRRIGATED, USD/HA) | 53.1276
2022 | 47023 | CROPLAND (NON-IRRIGATED, USD/HA) | 187.7998
2021 | 42029 | CROPLAND (NON-IRRIGATED, USD/HA) | 402.7811
2021 | 45023 | CROPLAND (NON-IRRIGATED, USD/HA) | 44.4789
2021 | 47023 | CROPLAND (NON-IRRIGATED, USD/HA) | 198.9195
2020 | 42029 | CROPLAND (NON-IRRIGATED, USD/HA) | 464.5574
2020 | 45023 | CROPLAND (NON-IRRIGATED, USD/HA) | 69.1894
2020 | 47023 | CROPLAND (NON-IRRIGATED, USD/HA) | 165.5603
2019 | 42029 | CROPLAND (NON-IRRIGATED, USD/HA) | 395.368
2019 | 45023 | CROPLAND (NON-IRRIGATED, USD/HA) | 74.1315
2019 | 47023 | CROPLAND (NON-IRRIGATED, USD/HA) | 140.8499
2017 | 42029 | CROPLAND (NON-IRRIGATED, USD/HA) | 238.4563
2017 | 45023 | CROPLAND (NON-IRRIGATED, USD/HA) | 85.2512
2017 | 47023 | CROPLAND (NON-IRRIGATED, USD/HA) | 165.5603
2016 | 42029 | CROPLAND (NON-IRRIGATED, USD/HA) | 363.2443
2016 | 45023 | CROPLAND (NON-IRRIGATED, USD/HA) | 44.4789
2016 | 47023 | CROPLAND (NON-IRRIGATED, USD/HA) | 185.3287
2014 | 42029 | CROPLAND (NON-IRRIGATED, USD/HA) | 276.7576
2014 | 45023 | CROPLAND (NON-IRRIGATED, USD/HA) | 70.4249
2014 | 47023 | CROPLAND (NON-IRRIGATED, USD/HA) | 160.6182
2013 | 42029 | CROPLAND (NON-IRRIGATED, USD/HA) | 264.4024
2013 | 45023 | CROPLAND (NON-IRRIGATED, USD/HA) | 60.5407
2013 | 47023 | CROPLAND (NON-IRRIGATED, USD/HA) | 174.209
2012 | 42029 | CROPLAND (NON-IRRIGATED, USD/HA) | 264.4024
2012 | 45023 | CROPLAND (NON-IRRIGATED, USD/HA) | 64.2473
2012 | 47023 | CROPLAND (NON-IRRIGATED, USD/HA) | 172.9735
2011 | 42029 | CROPLAND (NON-IRRIGATED, USD/HA) | 206.3327
2011 | 45023 | CROPLAND (NON-IRRIGATED, USD/HA) | 50.6565
2011 | 47023 | CROPLAND (NON-IRRIGATED, USD/HA) | 138.3788
2010 | 42029 | CROPLAND (NON-IRRIGATED, USD/HA) | 212.5103
2010 | 45023 | CROPLAND (NON-IRRIGATED, USD/HA) | 49.421
2010 | 47023 | CROPLAND (NON-IRRIGATED, USD/HA) | 151.9696
2009 | 42029 | CROPLAND (NON-IRRIGATED, USD/HA) | 210.0393
2009 | 47023 | CROPLAND (NON-IRRIGATED, USD/HA) | 149.4985
2008 | 42029 | CROPLAND (NON-IRRIGATED, USD/HA) | 222.3945
2024 | 51041 | CROPLAND (NON-IRRIGATED, USD/HA) | 67.9539
2023 | 45025 | CROPLAND (NON-IRRIGATED, USD/HA) | 168.0314
2023 | 51041 | CROPLAND (NON-IRRIGATED, USD/HA) | 60.5407
2022 | 45025 | CROPLAND (NON-IRRIGATED, USD/HA) | 143.3209
2022 | 51041 | CROPLAND (NON-IRRIGATED, USD/HA) | 58.0697
2021 | 45025 | CROPLAND (NON-IRRIGATED, USD/HA) | 102.5486
2021 | 51041 | CROPLAND (NON-IRRIGATED, USD/HA) | 56.8342
2014 | 45025 | CROPLAND (NON-IRRIGATED, USD/HA) | 103.7841
2013 | 45025 | CROPLAND (NON-IRRIGATED, USD/HA) | 102.5486
2012 | 45025 | CROPLAND (NON-IRRIGATED, USD/HA) | 84.0157
2011 | 45025 | CROPLAND (NON-IRRIGATED, USD/HA) | 71.6604
2010 | 45025 | CROPLAND (NON-IRRIGATED, USD/HA) | 75.367
2009 | 45025 | CROPLAND (NON-IRRIGATED, USD/HA) | 56.8342
2008 | 45025 | CROPLAND (NON-IRRIGATED, USD/HA) | 75.367
2024 | 8017 | CROPLAND (NON-IRRIGATED, USD/HA) | 81.5447
2024 | 20023 | CROPLAND (NON-IRRIGATED, USD/HA) | 144.5564
2023 | 8017 | CROPLAND (NON-IRRIGATED, USD/HA) | 69.1894
2023 | 20023 | CROPLAND (NON-IRRIGATED, USD/HA) | 128.4946
2023 | 31033 | CROPLAND (NON-IRRIGATED, USD/HA) | 90.1933
2022 | 8017 | CROPLAND (NON-IRRIGATED, USD/HA) | 81.5447
2022 | 20023 | CROPLAND (NON-IRRIGATED, USD/HA) | 122.317
2022 | 31033 | CROPLAND (NON-IRRIGATED, USD/HA) | 85.2512
2021 | 8017 | CROPLAND (NON-IRRIGATED, USD/HA) | 74.1315
2021 | 20023 | CROPLAND (NON-IRRIGATED, USD/HA) | 114.9038
2021 | 31033 | CROPLAND (NON-IRRIGATED, USD/HA) | 84.0157
2020 | 8017 | CROPLAND (NON-IRRIGATED, USD/HA) | 75.367
2020 | 20023 | CROPLAND (NON-IRRIGATED, USD/HA) | 113.6683
2020 | 31033 | CROPLAND (NON-IRRIGATED, USD/HA) | 84.0157
2019 | 8017 | CROPLAND (NON-IRRIGATED, USD/HA) | 61.7762
2019 | 20023 | CROPLAND (NON-IRRIGATED, USD/HA) | 113.6683
2019 | 31033 | CROPLAND (NON-IRRIGATED, USD/HA) | 84.0157
2017 | 8017 | CROPLAND (NON-IRRIGATED, USD/HA) | 71.6604
2017 | 20023 | CROPLAND (NON-IRRIGATED, USD/HA) | 107.4907
2017 | 31033 | CROPLAND (NON-IRRIGATED, USD/HA) | 84.0157
2016 | 8017 | CROPLAND (NON-IRRIGATED, USD/HA) | 79.0736
2016 | 20023 | CROPLAND (NON-IRRIGATED, USD/HA) | 109.9617
2016 | 31033 | CROPLAND (NON-IRRIGATED, USD/HA) | 85.2512
2014 | 8017 | CROPLAND (NON-IRRIGATED, USD/HA) | 71.6604
2014 | 20023 | CROPLAND (NON-IRRIGATED, USD/HA) | 113.6683
2014 | 31033 | CROPLAND (NON-IRRIGATED, USD/HA) | 86.4868
2013 | 8017 | CROPLAND (NON-IRRIGATED, USD/HA) | 63.0118
2013 | 20023 | CROPLAND (NON-IRRIGATED, USD/HA) | 118.6104
2013 | 31033 | CROPLAND (NON-IRRIGATED, USD/HA) | 84.0157
2012 | 20023 | CROPLAND (NON-IRRIGATED, USD/HA) | 117.3749
2012 | 31033 | CROPLAND (NON-IRRIGATED, USD/HA) | 81.5447
2011 | 8017 | CROPLAND (NON-IRRIGATED, USD/HA) | 46.95
2011 | 20023 | CROPLAND (NON-IRRIGATED, USD/HA) | 86.4868
2011 | 31033 | CROPLAND (NON-IRRIGATED, USD/HA) | 92.6644
2010 | 8017 | CROPLAND (NON-IRRIGATED, USD/HA) | 46.95
2010 | 20023 | CROPLAND (NON-IRRIGATED, USD/HA) | 85.2512
2010 | 31033 | CROPLAND (NON-IRRIGATED, USD/HA) | 87.7223
2009 | 8017 | CROPLAND (NON-IRRIGATED, USD/HA) | 46.95
2009 | 20023 | CROPLAND (NON-IRRIGATED, USD/HA) | 91.4288
2009 | 31033 | CROPLAND (NON-IRRIGATED, USD/HA) | 86.4868
2024 | 19037 | CROPLAND (NON-IRRIGATED, USD/HA) | 637.5309
2024 | 28017 | CROPLAND (NON-IRRIGATED, USD/HA) | 201.3906
2023 | 19037 | CROPLAND (NON-IRRIGATED, USD/HA) | 682.0098
2023 | 28017 | CROPLAND (NON-IRRIGATED, USD/HA) | 233.5142
2022 | 19037 | CROPLAND (NON-IRRIGATED, USD/HA) | 635.0598
2022 | 28017 | CROPLAND (NON-IRRIGATED, USD/HA) | 271.8155
2021 | 19037 | CROPLAND (NON-IRRIGATED, USD/HA) | 568.3415
2021 | 28017 | CROPLAND (NON-IRRIGATED, USD/HA) | 281.6997
2020 | 19037 | CROPLAND (NON-IRRIGATED, USD/HA) | 560.9284
2020 | 28017 | CROPLAND (NON-IRRIGATED, USD/HA) | 291.5839
2019 | 19037 | CROPLAND (NON-IRRIGATED, USD/HA) | 560.9284
2019 | 28017 | CROPLAND (NON-IRRIGATED, USD/HA) | 224.8655
2017 | 19037 | CROPLAND (NON-IRRIGATED, USD/HA) | 568.3415
2017 | 28017 | CROPLAND (NON-IRRIGATED, USD/HA) | 264.4024
2016 | 19037 | CROPLAND (NON-IRRIGATED, USD/HA) | 652.3572
2016 | 28017 | CROPLAND (NON-IRRIGATED, USD/HA) | 289.1128
2014 | 19037 | CROPLAND (NON-IRRIGATED, USD/HA) | 610.3493
2014 | 28017 | CROPLAND (NON-IRRIGATED, USD/HA) | 135.9077
2013 | 19037 | CROPLAND (NON-IRRIGATED, USD/HA) | 612.8204
2013 | 28017 | CROPLAND (NON-IRRIGATED, USD/HA) | 165.5603
2012 | 19037 | CROPLAND (NON-IRRIGATED, USD/HA) | 546.102
2012 | 28017 | CROPLAND (NON-IRRIGATED, USD/HA) | 184.0932
2011 | 19037 | CROPLAND (NON-IRRIGATED, USD/HA) | 499.1521
2011 | 28017 | CROPLAND (NON-IRRIGATED, USD/HA) | 184.0932
2010 | 19037 | CROPLAND (NON-IRRIGATED, USD/HA) | 420.0785
2010 | 28017 | CROPLAND (NON-IRRIGATED, USD/HA) | 169.2669
2009 | 19037 | CROPLAND (NON-IRRIGATED, USD/HA) | 434.9048
2009 | 28017 | CROPLAND (NON-IRRIGATED, USD/HA) | 139.6143
2008 | 19037 | CROPLAND (NON-IRRIGATED, USD/HA) | 397.839
2024 | 5017 | CROPLAND (NON-IRRIGATED, USD/HA) | 358.3023
2023 | 5017 | CROPLAND (NON-IRRIGATED, USD/HA) | 294.055
2022 | 5017 | CROPLAND (NON-IRRIGATED, USD/HA) | 229.8076
2021 | 5017 | CROPLAND (NON-IRRIGATED, USD/HA) | 286.6418
2020 | 5017 | CROPLAND (NON-IRRIGATED, USD/HA) | 286.6418
2019 | 5017 | CROPLAND (NON-IRRIGATED, USD/HA) | 266.8734
2017 | 5017 | CROPLAND (NON-IRRIGATED, USD/HA) | 261.9313
2016 | 5017 | CROPLAND (NON-IRRIGATED, USD/HA) | 239.6918
2014 | 5017 | CROPLAND (NON-IRRIGATED, USD/HA) | 182.8577
2013 | 5017 | CROPLAND (NON-IRRIGATED, USD/HA) | 176.6801
2009 | 5017 | CROPLAND (NON-IRRIGATED, USD/HA) | 174.209
2024 | 48075 | CROPLAND (NON-IRRIGATED, USD/HA) | 77.8381
2023 | 48075 | CROPLAND (NON-IRRIGATED, USD/HA) | 56.8342
2022 | 48075 | CROPLAND (NON-IRRIGATED, USD/HA) | 49.421
2021 | 48075 | CROPLAND (NON-IRRIGATED, USD/HA) | 60.5407
2020 | 48075 | CROPLAND (NON-IRRIGATED, USD/HA) | 65.4828
2019 | 48075 | CROPLAND (NON-IRRIGATED, USD/HA) | 46.95
2017 | 48075 | CROPLAND (NON-IRRIGATED, USD/HA) | 39.5368
2016 | 48075 | CROPLAND (NON-IRRIGATED, USD/HA) | 44.4789
2014 | 48075 | CROPLAND (NON-IRRIGATED, USD/HA) | 51.892
2013 | 48075 | CROPLAND (NON-IRRIGATED, USD/HA) | 51.892
2011 | 48075 | CROPLAND (NON-IRRIGATED, USD/HA) | 48.1855
2010 | 48075 | CROPLAND (NON-IRRIGATED, USD/HA) | 69.1894
2009 | 48075 | CROPLAND (NON-IRRIGATED, USD/HA) | 65.4828
2024 | 1021 | CROPLAND (NON-IRRIGATED, USD/HA) | 53.1276
2023 | 1021 | CROPLAND (NON-IRRIGATED, USD/HA) | 45.7144
2022 | 1021 | CROPLAND (NON-IRRIGATED, USD/HA) | 49.421
2021 | 1021 | CROPLAND (NON-IRRIGATED, USD/HA) | 85.2512
2020 | 1021 | CROPLAND (NON-IRRIGATED, USD/HA) | 61.7762
2019 | 1021 | CROPLAND (NON-IRRIGATED, USD/HA) | 86.4868
2017 | 1021 | CROPLAND (NON-IRRIGATED, USD/HA) | 66.7184
2016 | 1021 | CROPLAND (NON-IRRIGATED, USD/HA) | 69.1894
2014 | 1021 | CROPLAND (NON-IRRIGATED, USD/HA) | 54.3631
2013 | 1021 | CROPLAND (NON-IRRIGATED, USD/HA) | 56.8342
2012 | 1021 | CROPLAND (NON-IRRIGATED, USD/HA) | 66.7184
2011 | 1021 | CROPLAND (NON-IRRIGATED, USD/HA) | 71.6604
2010 | 1021 | CROPLAND (NON-IRRIGATED, USD/HA) | 74.1315
2009 | 1021 | CROPLAND (NON-IRRIGATED, USD/HA) | 74.1315
2024 | 26033 | CROPLAND (NON-IRRIGATED, USD/HA) | 35.8302
2024 | 27023 | CROPLAND (NON-IRRIGATED, USD/HA) | 558.4573
2024 | 55017 | CROPLAND (NON-IRRIGATED, USD/HA) | 318.7654
2023 | 26033 | CROPLAND (NON-IRRIGATED, USD/HA) | 65.4828
2023 | 27023 | CROPLAND (NON-IRRIGATED, USD/HA) | 590.581
2023 | 55017 | CROPLAND (NON-IRRIGATED, USD/HA) | 284.1707
2022 | 26033 | CROPLAND (NON-IRRIGATED, USD/HA) | 37.0658
2022 | 27023 | CROPLAND (NON-IRRIGATED, USD/HA) | 553.5152
2022 | 55017 | CROPLAND (NON-IRRIGATED, USD/HA) | 252.0471
2021 | 26033 | CROPLAND (NON-IRRIGATED, USD/HA) | 50.6565
2021 | 27023 | CROPLAND (NON-IRRIGATED, USD/HA) | 494.21
2021 | 55017 | CROPLAND (NON-IRRIGATED, USD/HA) | 261.9313
2020 | 26033 | CROPLAND (NON-IRRIGATED, USD/HA) | 48.1855
2020 | 27023 | CROPLAND (NON-IRRIGATED, USD/HA) | 474.4416
2020 | 55017 | CROPLAND (NON-IRRIGATED, USD/HA) | 242.1629
2019 | 26033 | CROPLAND (NON-IRRIGATED, USD/HA) | 37.0658
2019 | 27023 | CROPLAND (NON-IRRIGATED, USD/HA) | 506.5652
2019 | 55017 | CROPLAND (NON-IRRIGATED, USD/HA) | 259.4602
2017 | 26033 | CROPLAND (NON-IRRIGATED, USD/HA) | 42.0078
2017 | 27023 | CROPLAND (NON-IRRIGATED, USD/HA) | 469.4995
2017 | 55017 | CROPLAND (NON-IRRIGATED, USD/HA) | 289.1128
2016 | 26033 | CROPLAND (NON-IRRIGATED, USD/HA) | 44.4789
2016 | 27023 | CROPLAND (NON-IRRIGATED, USD/HA) | 464.5574
2016 | 55017 | CROPLAND (NON-IRRIGATED, USD/HA) | 234.7498
2014 | 26033 | CROPLAND (NON-IRRIGATED, USD/HA) | 44.4789
2014 | 27023 | CROPLAND (NON-IRRIGATED, USD/HA) | 518.9205
2014 | 55017 | CROPLAND (NON-IRRIGATED, USD/HA) | 294.055
2013 | 26033 | CROPLAND (NON-IRRIGATED, USD/HA) | 59.3052
2013 | 27023 | CROPLAND (NON-IRRIGATED, USD/HA) | 523.8626
2013 | 55017 | CROPLAND (NON-IRRIGATED, USD/HA) | 229.8076
2012 | 26033 | CROPLAND (NON-IRRIGATED, USD/HA) | 34.5947
2012 | 27023 | CROPLAND (NON-IRRIGATED, USD/HA) | 420.0785
2012 | 55017 | CROPLAND (NON-IRRIGATED, USD/HA) | 233.5142
2011 | 26033 | CROPLAND (NON-IRRIGATED, USD/HA) | 37.0658
2011 | 27023 | CROPLAND (NON-IRRIGATED, USD/HA) | 370.6575
2011 | 55017 | CROPLAND (NON-IRRIGATED, USD/HA) | 219.9235
2010 | 26033 | CROPLAND (NON-IRRIGATED, USD/HA) | 24.7105
2010 | 27023 | CROPLAND (NON-IRRIGATED, USD/HA) | 373.1286
2010 | 55017 | CROPLAND (NON-IRRIGATED, USD/HA) | 170.5025
2009 | 26033 | CROPLAND (NON-IRRIGATED, USD/HA) | 30.8881
2009 | 27023 | CROPLAND (NON-IRRIGATED, USD/HA) | 323.7075
2009 | 55017 | CROPLAND (NON-IRRIGATED, USD/HA) | 165.5603
2008 | 26033 | CROPLAND (NON-IRRIGATED, USD/HA) | 43.2434
2008 | 27023 | CROPLAND (NON-IRRIGATED, USD/HA) | 316.2944
2008 | 55017 | CROPLAND (NON-IRRIGATED, USD/HA) | 153.2051
2024 | 27025 | CROPLAND (NON-IRRIGATED, USD/HA) | 191.5064
2023 | 27025 | CROPLAND (NON-IRRIGATED, USD/HA) | 195.213
2022 | 27025 | CROPLAND (NON-IRRIGATED, USD/HA) | 175.4445
2021 | 27025 | CROPLAND (NON-IRRIGATED, USD/HA) | 165.5603
2020 | 27025 | CROPLAND (NON-IRRIGATED, USD/HA) | 180.3867
2019 | 27025 | CROPLAND (NON-IRRIGATED, USD/HA) | 161.8538
2017 | 27025 | CROPLAND (NON-IRRIGATED, USD/HA) | 170.5025
2016 | 27025 | CROPLAND (NON-IRRIGATED, USD/HA) | 170.5025
2014 | 27025 | CROPLAND (NON-IRRIGATED, USD/HA) | 180.3867
2013 | 27025 | CROPLAND (NON-IRRIGATED, USD/HA) | 181.6222
2012 | 27025 | CROPLAND (NON-IRRIGATED, USD/HA) | 134.6722
2011 | 27025 | CROPLAND (NON-IRRIGATED, USD/HA) | 159.3827
2010 | 27025 | CROPLAND (NON-IRRIGATED, USD/HA) | 121.0815
2009 | 27025 | CROPLAND (NON-IRRIGATED, USD/HA) | 111.1972
2008 | 27025 | CROPLAND (NON-IRRIGATED, USD/HA) | 111.1972
2024 | 50007 | CROPLAND (NON-IRRIGATED, USD/HA) | 81.5447
2023 | 50007 | CROPLAND (NON-IRRIGATED, USD/HA) | 91.4288
2022 | 50007 | CROPLAND (NON-IRRIGATED, USD/HA) | 64.2473
2021 | 50007 | CROPLAND (NON-IRRIGATED, USD/HA) | 91.4288
2020 | 50007 | CROPLAND (NON-IRRIGATED, USD/HA) | 93.8999
2019 | 50007 | CROPLAND (NON-IRRIGATED, USD/HA) | 100.0775
2017 | 50007 | CROPLAND (NON-IRRIGATED, USD/HA) | 102.5486
2016 | 50007 | CROPLAND (NON-IRRIGATED, USD/HA) | 91.4288
2014 | 50007 | CROPLAND (NON-IRRIGATED, USD/HA) | 86.4868
2013 | 50007 | CROPLAND (NON-IRRIGATED, USD/HA) | 82.7802
2012 | 50007 | CROPLAND (NON-IRRIGATED, USD/HA) | 72.896
2011 | 50007 | CROPLAND (NON-IRRIGATED, USD/HA) | 54.3631
2010 | 50007 | CROPLAND (NON-IRRIGATED, USD/HA) | 82.7802
2024 | 1023 | CROPLAND (NON-IRRIGATED, USD/HA) | 44.4789
2024 | 28019 | CROPLAND (NON-IRRIGATED, USD/HA) | 74.1315
2024 | 40023 | CROPLAND (NON-IRRIGATED, USD/HA) | 91.4288
2023 | 1023 | CROPLAND (NON-IRRIGATED, USD/HA) | 54.3631
2023 | 28019 | CROPLAND (NON-IRRIGATED, USD/HA) | 76.6025
2023 | 40023 | CROPLAND (NON-IRRIGATED, USD/HA) | 51.892
2022 | 1023 | CROPLAND (NON-IRRIGATED, USD/HA) | 74.1315
2022 | 28019 | CROPLAND (NON-IRRIGATED, USD/HA) | 82.7802
2022 | 40023 | CROPLAND (NON-IRRIGATED, USD/HA) | 69.1894
2021 | 1023 | CROPLAND (NON-IRRIGATED, USD/HA) | 105.0196
2021 | 40023 | CROPLAND (NON-IRRIGATED, USD/HA) | 59.3052
2020 | 1023 | CROPLAND (NON-IRRIGATED, USD/HA) | 72.896
2020 | 28019 | CROPLAND (NON-IRRIGATED, USD/HA) | 111.1972
2020 | 40023 | CROPLAND (NON-IRRIGATED, USD/HA) | 118.6104
2019 | 28019 | CROPLAND (NON-IRRIGATED, USD/HA) | 133.4367
2019 | 40023 | CROPLAND (NON-IRRIGATED, USD/HA) | 123.5525
2017 | 40023 | CROPLAND (NON-IRRIGATED, USD/HA) | 81.5447
2016 | 28019 | CROPLAND (NON-IRRIGATED, USD/HA) | 61.7762
2013 | 40023 | CROPLAND (NON-IRRIGATED, USD/HA) | 55.5986
2012 | 40023 | CROPLAND (NON-IRRIGATED, USD/HA) | 42.0078
2011 | 1023 | CROPLAND (NON-IRRIGATED, USD/HA) | 49.421
2011 | 40023 | CROPLAND (NON-IRRIGATED, USD/HA) | 49.421
2009 | 1023 | CROPLAND (NON-IRRIGATED, USD/HA) | 37.0658
2009 | 40023 | CROPLAND (NON-IRRIGATED, USD/HA) | 46.95
2024 | 30015 | CROPLAND (NON-IRRIGATED, USD/HA) | 91.4288
2023 | 30015 | CROPLAND (NON-IRRIGATED, USD/HA) | 86.4868
2022 | 30015 | CROPLAND (NON-IRRIGATED, USD/HA) | 85.2512
2021 | 30015 | CROPLAND (NON-IRRIGATED, USD/HA) | 79.0736
2020 | 30015 | CROPLAND (NON-IRRIGATED, USD/HA) | 76.6025
2019 | 30015 | CROPLAND (NON-IRRIGATED, USD/HA) | 76.6025
2017 | 30015 | CROPLAND (NON-IRRIGATED, USD/HA) | 70.4249
2016 | 30015 | CROPLAND (NON-IRRIGATED, USD/HA) | 76.6025
2014 | 30015 | CROPLAND (NON-IRRIGATED, USD/HA) | 75.367
2013 | 30015 | CROPLAND (NON-IRRIGATED, USD/HA) | 72.896
2012 | 30015 | CROPLAND (NON-IRRIGATED, USD/HA) | 66.7184
2011 | 30015 | CROPLAND (NON-IRRIGATED, USD/HA) | 72.896
2010 | 30015 | CROPLAND (NON-IRRIGATED, USD/HA) | 91.4288
2009 | 30015 | CROPLAND (NON-IRRIGATED, USD/HA) | 85.2512
2008 | 30015 | CROPLAND (NON-IRRIGATED, USD/HA) | 61.7762
2024 | 37041 | CROPLAND (NON-IRRIGATED, USD/HA) | 243.3984
2023 | 37041 | CROPLAND (NON-IRRIGATED, USD/HA) | 247.105
2022 | 37041 | CROPLAND (NON-IRRIGATED, USD/HA) | 271.8155
2021 | 37041 | CROPLAND (NON-IRRIGATED, USD/HA) | 252.0471
2020 | 37041 | CROPLAND (NON-IRRIGATED, USD/HA) | 234.7498
2019 | 37041 | CROPLAND (NON-IRRIGATED, USD/HA) | 259.4602
2017 | 37041 | CROPLAND (NON-IRRIGATED, USD/HA) | 249.5761
2016 | 37041 | CROPLAND (NON-IRRIGATED, USD/HA) | 217.4524
2014 | 37041 | CROPLAND (NON-IRRIGATED, USD/HA) | 205.0971
2013 | 37041 | CROPLAND (NON-IRRIGATED, USD/HA) | 187.7998
2012 | 37041 | CROPLAND (NON-IRRIGATED, USD/HA) | 191.5064
2011 | 37041 | CROPLAND (NON-IRRIGATED, USD/HA) | 196.4485
2010 | 37041 | CROPLAND (NON-IRRIGATED, USD/HA) | 190.2708
2009 | 37041 | CROPLAND (NON-IRRIGATED, USD/HA) | 185.3287
2024 | 17021 | CROPLAND (NON-IRRIGATED, USD/HA) | 800.6202
2024 | 21047 | CROPLAND (NON-IRRIGATED, USD/HA) | 459.6153
2024 | 29043 | CROPLAND (NON-IRRIGATED, USD/HA) | 107.4907
2023 | 17021 | CROPLAND (NON-IRRIGATED, USD/HA) | 758.6123
2023 | 21047 | CROPLAND (NON-IRRIGATED, USD/HA) | 474.4416
2023 | 29043 | CROPLAND (NON-IRRIGATED, USD/HA) | 127.2591
2022 | 17021 | CROPLAND (NON-IRRIGATED, USD/HA) | 761.0834
2022 | 21047 | CROPLAND (NON-IRRIGATED, USD/HA) | 444.789
2022 | 29043 | CROPLAND (NON-IRRIGATED, USD/HA) | 87.7223
2021 | 17021 | CROPLAND (NON-IRRIGATED, USD/HA) | 686.9519
2021 | 21047 | CROPLAND (NON-IRRIGATED, USD/HA) | 454.6732
2021 | 29043 | CROPLAND (NON-IRRIGATED, USD/HA) | 118.6104
2020 | 17021 | CROPLAND (NON-IRRIGATED, USD/HA) | 672.1256
2020 | 21047 | CROPLAND (NON-IRRIGATED, USD/HA) | 452.2022
2020 | 29043 | CROPLAND (NON-IRRIGATED, USD/HA) | 114.9038
2019 | 17021 | CROPLAND (NON-IRRIGATED, USD/HA) | 635.0598
2019 | 21047 | CROPLAND (NON-IRRIGATED, USD/HA) | 489.2679
2019 | 29043 | CROPLAND (NON-IRRIGATED, USD/HA) | 118.6104
2017 | 17021 | CROPLAND (NON-IRRIGATED, USD/HA) | 659.7704
2017 | 21047 | CROPLAND (NON-IRRIGATED, USD/HA) | 494.21
2017 | 29043 | CROPLAND (NON-IRRIGATED, USD/HA) | 103.7841
2016 | 17021 | CROPLAND (NON-IRRIGATED, USD/HA) | 632.5888
2016 | 21047 | CROPLAND (NON-IRRIGATED, USD/HA) | 444.789
2016 | 29043 | CROPLAND (NON-IRRIGATED, USD/HA) | 77.8381
2014 | 21047 | CROPLAND (NON-IRRIGATED, USD/HA) | 486.7969
2013 | 17021 | CROPLAND (NON-IRRIGATED, USD/HA) | 748.7282
2013 | 21047 | CROPLAND (NON-IRRIGATED, USD/HA) | 474.4416
2013 | 29043 | CROPLAND (NON-IRRIGATED, USD/HA) | 63.0118
2012 | 17021 | CROPLAND (NON-IRRIGATED, USD/HA) | 763.5544
2012 | 21047 | CROPLAND (NON-IRRIGATED, USD/HA) | 449.7311
2012 | 29043 | CROPLAND (NON-IRRIGATED, USD/HA) | 54.3631
2011 | 17021 | CROPLAND (NON-IRRIGATED, USD/HA) | 585.6389
2011 | 21047 | CROPLAND (NON-IRRIGATED, USD/HA) | 375.5996
2011 | 29043 | CROPLAND (NON-IRRIGATED, USD/HA) | 85.2512
2010 | 17021 | CROPLAND (NON-IRRIGATED, USD/HA) | 558.4573
2010 | 21047 | CROPLAND (NON-IRRIGATED, USD/HA) | 358.3023
2010 | 29043 | CROPLAND (NON-IRRIGATED, USD/HA) | 86.4868
2009 | 17021 | CROPLAND (NON-IRRIGATED, USD/HA) | 509.0363
2009 | 21047 | CROPLAND (NON-IRRIGATED, USD/HA) | 316.2944
2008 | 17021 | CROPLAND (NON-IRRIGATED, USD/HA) | 459.6153
2008 | 21047 | CROPLAND (NON-IRRIGATED, USD/HA) | 286.6418
2024 | 40025 | CROPLAND (NON-IRRIGATED, USD/HA) | 72.896
2023 | 40025 | CROPLAND (NON-IRRIGATED, USD/HA) | 66.7184
2022 | 40025 | CROPLAND (NON-IRRIGATED, USD/HA) | 65.4828
2021 | 40025 | CROPLAND (NON-IRRIGATED, USD/HA) | 65.4828
2020 | 40025 | CROPLAND (NON-IRRIGATED, USD/HA) | 60.5407
2019 | 40025 | CROPLAND (NON-IRRIGATED, USD/HA) | 66.7184
2017 | 40025 | CROPLAND (NON-IRRIGATED, USD/HA) | 50.6565
2016 | 40025 | CROPLAND (NON-IRRIGATED, USD/HA) | 53.1276
2014 | 40025 | CROPLAND (NON-IRRIGATED, USD/HA) | 49.421
2013 | 40025 | CROPLAND (NON-IRRIGATED, USD/HA) | 34.5947
2012 | 40025 | CROPLAND (NON-IRRIGATED, USD/HA) | 37.0658
2011 | 40025 | CROPLAND (NON-IRRIGATED, USD/HA) | 45.7144
2010 | 40025 | CROPLAND (NON-IRRIGATED, USD/HA) | 51.892
2024 | 12017 | CROPLAND (NON-IRRIGATED, USD/HA) | 29.6526
2023 | 12017 | CROPLAND (NON-IRRIGATED, USD/HA) | 46.95
2022 | 12017 | CROPLAND (NON-IRRIGATED, USD/HA) | 42.0078
2020 | 12017 | CROPLAND (NON-IRRIGATED, USD/HA) | 58.0697
2016 | 12017 | CROPLAND (NON-IRRIGATED, USD/HA) | 54.3631
2024 | 41005 | CROPLAND (NON-IRRIGATED, USD/HA) | 345.947
2023 | 41005 | CROPLAND (NON-IRRIGATED, USD/HA) | 321.2365
2022 | 41005 | CROPLAND (NON-IRRIGATED, USD/HA) | 385.4838
2021 | 41005 | CROPLAND (NON-IRRIGATED, USD/HA) | 291.5839
2020 | 41005 | CROPLAND (NON-IRRIGATED, USD/HA) | 296.526
2019 | 41005 | CROPLAND (NON-IRRIGATED, USD/HA) | 294.055
2017 | 41005 | CROPLAND (NON-IRRIGATED, USD/HA) | 291.5839
2016 | 41005 | CROPLAND (NON-IRRIGATED, USD/HA) | 244.6339
2014 | 41005 | CROPLAND (NON-IRRIGATED, USD/HA) | 338.5338
2013 | 41005 | CROPLAND (NON-IRRIGATED, USD/HA) | 343.476
2012 | 41005 | CROPLAND (NON-IRRIGATED, USD/HA) | 321.2365
2011 | 41005 | CROPLAND (NON-IRRIGATED, USD/HA) | 321.2365
2010 | 41005 | CROPLAND (NON-IRRIGATED, USD/HA) | 271.8155
2009 | 41005 | CROPLAND (NON-IRRIGATED, USD/HA) | 261.9313
2008 | 41005 | CROPLAND (NON-IRRIGATED, USD/HA) | 247.105
2024 | 22027 | CROPLAND (NON-IRRIGATED, USD/HA) | 35.8302
2024 | 28021 | CROPLAND (NON-IRRIGATED, USD/HA) | 233.5142
2024 | 47025 | CROPLAND (NON-IRRIGATED, USD/HA) | 53.1276
2023 | 28021 | CROPLAND (NON-IRRIGATED, USD/HA) | 217.4524
2023 | 47025 | CROPLAND (NON-IRRIGATED, USD/HA) | 54.3631
2022 | 22027 | CROPLAND (NON-IRRIGATED, USD/HA) | 34.5947
2022 | 28021 | CROPLAND (NON-IRRIGATED, USD/HA) | 233.5142
2022 | 47025 | CROPLAND (NON-IRRIGATED, USD/HA) | 61.7762
2021 | 22027 | CROPLAND (NON-IRRIGATED, USD/HA) | 44.4789
2021 | 28021 | CROPLAND (NON-IRRIGATED, USD/HA) | 210.0393
2021 | 47025 | CROPLAND (NON-IRRIGATED, USD/HA) | 59.3052
2020 | 22027 | CROPLAND (NON-IRRIGATED, USD/HA) | 51.892
2020 | 47025 | CROPLAND (NON-IRRIGATED, USD/HA) | 54.3631
2019 | 22027 | CROPLAND (NON-IRRIGATED, USD/HA) | 37.0658
2019 | 47025 | CROPLAND (NON-IRRIGATED, USD/HA) | 59.3052
2017 | 47025 | CROPLAND (NON-IRRIGATED, USD/HA) | 59.3052
2016 | 22027 | CROPLAND (NON-IRRIGATED, USD/HA) | 33.3592
2016 | 28021 | CROPLAND (NON-IRRIGATED, USD/HA) | 169.2669
2016 | 47025 | CROPLAND (NON-IRRIGATED, USD/HA) | 79.0736
2014 | 22027 | CROPLAND (NON-IRRIGATED, USD/HA) | 39.5368
2014 | 28021 | CROPLAND (NON-IRRIGATED, USD/HA) | 163.0893
2014 | 47025 | CROPLAND (NON-IRRIGATED, USD/HA) | 71.6604
2013 | 28021 | CROPLAND (NON-IRRIGATED, USD/HA) | 158.1472
2013 | 47025 | CROPLAND (NON-IRRIGATED, USD/HA) | 86.4868
2012 | 22027 | CROPLAND (NON-IRRIGATED, USD/HA) | 32.1236
2012 | 28021 | CROPLAND (NON-IRRIGATED, USD/HA) | 163.0893
2012 | 47025 | CROPLAND (NON-IRRIGATED, USD/HA) | 93.8999
2011 | 22027 | CROPLAND (NON-IRRIGATED, USD/HA) | 39.5368
2011 | 47025 | CROPLAND (NON-IRRIGATED, USD/HA) | 93.8999
2010 | 47025 | CROPLAND (NON-IRRIGATED, USD/HA) | 97.6065
2009 | 28021 | CROPLAND (NON-IRRIGATED, USD/HA) | 108.7262
2009 | 47025 | CROPLAND (NON-IRRIGATED, USD/HA) | 96.3709
2023 | 26035 | CROPLAND (NON-IRRIGATED, USD/HA) | 193.9774
2022 | 26035 | CROPLAND (NON-IRRIGATED, USD/HA) | 144.5564
2021 | 26035 | CROPLAND (NON-IRRIGATED, USD/HA) | 169.2669
2020 | 26035 | CROPLAND (NON-IRRIGATED, USD/HA) | 147.0275
2017 | 26035 | CROPLAND (NON-IRRIGATED, USD/HA) | 150.734
2016 | 26035 | CROPLAND (NON-IRRIGATED, USD/HA) | 148.263
2014 | 26035 | CROPLAND (NON-IRRIGATED, USD/HA) | 138.3788
2013 | 26035 | CROPLAND (NON-IRRIGATED, USD/HA) | 144.5564
2012 | 26035 | CROPLAND (NON-IRRIGATED, USD/HA) | 93.8999
2011 | 26035 | CROPLAND (NON-IRRIGATED, USD/HA) | 93.8999
2010 | 26035 | CROPLAND (NON-IRRIGATED, USD/HA) | 74.1315
2009 | 26035 | CROPLAND (NON-IRRIGATED, USD/HA) | 81.5447
2008 | 26035 | CROPLAND (NON-IRRIGATED, USD/HA) | 106.2552
2024 | 45027 | CROPLAND (NON-IRRIGATED, USD/HA) | 124.788
2023 | 45027 | CROPLAND (NON-IRRIGATED, USD/HA) | 124.788
2022 | 45027 | CROPLAND (NON-IRRIGATED, USD/HA) | 116.1393
2021 | 45027 | CROPLAND (NON-IRRIGATED, USD/HA) | 113.6683
2020 | 45027 | CROPLAND (NON-IRRIGATED, USD/HA) | 109.9617
2019 | 45027 | CROPLAND (NON-IRRIGATED, USD/HA) | 106.2552
2017 | 45027 | CROPLAND (NON-IRRIGATED, USD/HA) | 113.6683
2016 | 45027 | CROPLAND (NON-IRRIGATED, USD/HA) | 103.7841
2014 | 45027 | CROPLAND (NON-IRRIGATED, USD/HA) | 97.6065
2013 | 45027 | CROPLAND (NON-IRRIGATED, USD/HA) | 117.3749
2012 | 45027 | CROPLAND (NON-IRRIGATED, USD/HA) | 96.3709
2011 | 45027 | CROPLAND (NON-IRRIGATED, USD/HA) | 81.5447
2010 | 45027 | CROPLAND (NON-IRRIGATED, USD/HA) | 79.0736
2008 | 45027 | CROPLAND (NON-IRRIGATED, USD/HA) | 79.0736
2024 | 42031 | CROPLAND (NON-IRRIGATED, USD/HA) | 69.1894
2023 | 42031 | CROPLAND (NON-IRRIGATED, USD/HA) | 86.4868
2022 | 42031 | CROPLAND (NON-IRRIGATED, USD/HA) | 63.0118
2021 | 42031 | CROPLAND (NON-IRRIGATED, USD/HA) | 70.4249
2020 | 42031 | CROPLAND (NON-IRRIGATED, USD/HA) | 87.7223
2017 | 42031 | CROPLAND (NON-IRRIGATED, USD/HA) | 55.5986
2016 | 42031 | CROPLAND (NON-IRRIGATED, USD/HA) | 60.5407
2014 | 42031 | CROPLAND (NON-IRRIGATED, USD/HA) | 61.7762
2013 | 42031 | CROPLAND (NON-IRRIGATED, USD/HA) | 63.0118
2012 | 42031 | CROPLAND (NON-IRRIGATED, USD/HA) | 71.6604
2010 | 42031 | CROPLAND (NON-IRRIGATED, USD/HA) | 44.4789
2009 | 42031 | CROPLAND (NON-IRRIGATED, USD/HA) | 58.0697
2008 | 42031 | CROPLAND (NON-IRRIGATED, USD/HA) | 64.2473
2024 | 5019 | CROPLAND (NON-IRRIGATED, USD/HA) | 64.2473
2024 | 17023 | CROPLAND (NON-IRRIGATED, USD/HA) | 585.6389
2024 | 18019 | CROPLAND (NON-IRRIGATED, USD/HA) | 365.7154
2024 | 20025 | CROPLAND (NON-IRRIGATED, USD/HA) | 86.4868
2024 | 29045 | CROPLAND (NON-IRRIGATED, USD/HA) | 405.2522
2024 | 39023 | CROPLAND (NON-IRRIGATED, USD/HA) | 555.9863
2024 | 46025 | CROPLAND (NON-IRRIGATED, USD/HA) | 380.5417
2024 | 53011 | CROPLAND (NON-IRRIGATED, USD/HA) | 210.0393
2024 | 55019 | CROPLAND (NON-IRRIGATED, USD/HA) | 306.4102
2023 | 5019 | CROPLAND (NON-IRRIGATED, USD/HA) | 55.5986
2023 | 17023 | CROPLAND (NON-IRRIGATED, USD/HA) | 583.1678
2023 | 18019 | CROPLAND (NON-IRRIGATED, USD/HA) | 353.3601
2023 | 20025 | CROPLAND (NON-IRRIGATED, USD/HA) | 72.896
2023 | 29045 | CROPLAND (NON-IRRIGATED, USD/HA) | 350.8891
2023 | 39023 | CROPLAND (NON-IRRIGATED, USD/HA) | 521.3915
2023 | 46025 | CROPLAND (NON-IRRIGATED, USD/HA) | 383.0127
2023 | 53011 | CROPLAND (NON-IRRIGATED, USD/HA) | 180.3867
2023 | 55019 | CROPLAND (NON-IRRIGATED, USD/HA) | 291.5839
2022 | 5019 | CROPLAND (NON-IRRIGATED, USD/HA) | 37.0658
2022 | 17023 | CROPLAND (NON-IRRIGATED, USD/HA) | 563.3994
2022 | 18019 | CROPLAND (NON-IRRIGATED, USD/HA) | 368.1864
2022 | 20025 | CROPLAND (NON-IRRIGATED, USD/HA) | 81.5447
2022 | 21049 | CROPLAND (NON-IRRIGATED, USD/HA) | 180.3867
2022 | 29045 | CROPLAND (NON-IRRIGATED, USD/HA) | 392.897
2022 | 39023 | CROPLAND (NON-IRRIGATED, USD/HA) | 439.8469
2022 | 46025 | CROPLAND (NON-IRRIGATED, USD/HA) | 345.947
2022 | 53011 | CROPLAND (NON-IRRIGATED, USD/HA) | 205.0971
2021 | 5019 | CROPLAND (NON-IRRIGATED, USD/HA) | 53.1276
2021 | 17023 | CROPLAND (NON-IRRIGATED, USD/HA) | 504.0942
2021 | 18019 | CROPLAND (NON-IRRIGATED, USD/HA) | 316.2944
2021 | 20025 | CROPLAND (NON-IRRIGATED, USD/HA) | 75.367
2021 | 21049 | CROPLAND (NON-IRRIGATED, USD/HA) | 206.3327
2021 | 29045 | CROPLAND (NON-IRRIGATED, USD/HA) | 353.3601
2021 | 39023 | CROPLAND (NON-IRRIGATED, USD/HA) | 496.681
2021 | 46025 | CROPLAND (NON-IRRIGATED, USD/HA) | 338.5338
2021 | 53011 | CROPLAND (NON-IRRIGATED, USD/HA) | 177.9156
2021 | 55019 | CROPLAND (NON-IRRIGATED, USD/HA) | 259.4602
2020 | 5019 | CROPLAND (NON-IRRIGATED, USD/HA) | 50.6565
2020 | 17023 | CROPLAND (NON-IRRIGATED, USD/HA) | 474.4416
2020 | 18019 | CROPLAND (NON-IRRIGATED, USD/HA) | 303.9391
2020 | 20025 | CROPLAND (NON-IRRIGATED, USD/HA) | 72.896
2020 | 21049 | CROPLAND (NON-IRRIGATED, USD/HA) | 214.9813
2020 | 29045 | CROPLAND (NON-IRRIGATED, USD/HA) | 311.3523
2020 | 39023 | CROPLAND (NON-IRRIGATED, USD/HA) | 474.4416
2020 | 46025 | CROPLAND (NON-IRRIGATED, USD/HA) | 336.0628
2020 | 55019 | CROPLAND (NON-IRRIGATED, USD/HA) | 271.8155
2019 | 5019 | CROPLAND (NON-IRRIGATED, USD/HA) | 46.95
2019 | 17023 | CROPLAND (NON-IRRIGATED, USD/HA) | 452.2022
2019 | 18019 | CROPLAND (NON-IRRIGATED, USD/HA) | 308.8813
2019 | 20025 | CROPLAND (NON-IRRIGATED, USD/HA) | 70.4249
2019 | 21049 | CROPLAND (NON-IRRIGATED, USD/HA) | 207.5682
2019 | 29045 | CROPLAND (NON-IRRIGATED, USD/HA) | 296.526
2019 | 39023 | CROPLAND (NON-IRRIGATED, USD/HA) | 452.2022
2019 | 46025 | CROPLAND (NON-IRRIGATED, USD/HA) | 298.9971
2019 | 53011 | CROPLAND (NON-IRRIGATED, USD/HA) | 160.6182
2019 | 55019 | CROPLAND (NON-IRRIGATED, USD/HA) | 284.1707
2017 | 5019 | CROPLAND (NON-IRRIGATED, USD/HA) | 38.3013
2017 | 17023 | CROPLAND (NON-IRRIGATED, USD/HA) | 454.6732
2017 | 18019 | CROPLAND (NON-IRRIGATED, USD/HA) | 313.8234
2017 | 20025 | CROPLAND (NON-IRRIGATED, USD/HA) | 72.896
2017 | 21049 | CROPLAND (NON-IRRIGATED, USD/HA) | 229.8076
2017 | 29045 | CROPLAND (NON-IRRIGATED, USD/HA) | 326.1786
2017 | 39023 | CROPLAND (NON-IRRIGATED, USD/HA) | 439.8469
2017 | 46025 | CROPLAND (NON-IRRIGATED, USD/HA) | 321.2365
2017 | 53011 | CROPLAND (NON-IRRIGATED, USD/HA) | 134.6722
2017 | 55019 | CROPLAND (NON-IRRIGATED, USD/HA) | 259.4602
2016 | 5019 | CROPLAND (NON-IRRIGATED, USD/HA) | 39.5368
2016 | 17023 | CROPLAND (NON-IRRIGATED, USD/HA) | 452.2022
2016 | 18019 | CROPLAND (NON-IRRIGATED, USD/HA) | 308.8813
2016 | 20025 | CROPLAND (NON-IRRIGATED, USD/HA) | 76.6025
2016 | 21049 | CROPLAND (NON-IRRIGATED, USD/HA) | 206.3327
2016 | 29045 | CROPLAND (NON-IRRIGATED, USD/HA) | 348.418
2016 | 39023 | CROPLAND (NON-IRRIGATED, USD/HA) | 444.789
2016 | 46025 | CROPLAND (NON-IRRIGATED, USD/HA) | 328.6497
2016 | 55019 | CROPLAND (NON-IRRIGATED, USD/HA) | 214.9813
2014 | 5019 | CROPLAND (NON-IRRIGATED, USD/HA) | 48.1855
2014 | 17023 | CROPLAND (NON-IRRIGATED, USD/HA) | 434.9048
2014 | 18019 | CROPLAND (NON-IRRIGATED, USD/HA) | 313.8234
2014 | 20025 | CROPLAND (NON-IRRIGATED, USD/HA) | 79.0736
2014 | 21049 | CROPLAND (NON-IRRIGATED, USD/HA) | 205.0971
2014 | 29045 | CROPLAND (NON-IRRIGATED, USD/HA) | 420.0785
2014 | 39023 | CROPLAND (NON-IRRIGATED, USD/HA) | 397.839
2014 | 46025 | CROPLAND (NON-IRRIGATED, USD/HA) | 301.4681
2014 | 53011 | CROPLAND (NON-IRRIGATED, USD/HA) | 117.3749
2014 | 55019 | CROPLAND (NON-IRRIGATED, USD/HA) | 227.3366
2013 | 5019 | CROPLAND (NON-IRRIGATED, USD/HA) | 39.5368
2013 | 17023 | CROPLAND (NON-IRRIGATED, USD/HA) | 464.5574
2013 | 18019 | CROPLAND (NON-IRRIGATED, USD/HA) | 281.6997
2013 | 20025 | CROPLAND (NON-IRRIGATED, USD/HA) | 71.6604
2013 | 21049 | CROPLAND (NON-IRRIGATED, USD/HA) | 227.3366
2013 | 29045 | CROPLAND (NON-IRRIGATED, USD/HA) | 281.6997
2013 | 39023 | CROPLAND (NON-IRRIGATED, USD/HA) | 397.839
2013 | 46025 | CROPLAND (NON-IRRIGATED, USD/HA) | 286.6418
2013 | 53011 | CROPLAND (NON-IRRIGATED, USD/HA) | 77.8381
2013 | 55019 | CROPLAND (NON-IRRIGATED, USD/HA) | 214.9813
2012 | 5019 | CROPLAND (NON-IRRIGATED, USD/HA) | 39.5368
2012 | 17023 | CROPLAND (NON-IRRIGATED, USD/HA) | 402.7811
2012 | 18019 | CROPLAND (NON-IRRIGATED, USD/HA) | 284.1707
2012 | 21049 | CROPLAND (NON-IRRIGATED, USD/HA) | 163.0893
2012 | 29045 | CROPLAND (NON-IRRIGATED, USD/HA) | 289.1128
2012 | 39023 | CROPLAND (NON-IRRIGATED, USD/HA) | 355.8312
2012 | 46025 | CROPLAND (NON-IRRIGATED, USD/HA) | 266.8734
2012 | 53011 | CROPLAND (NON-IRRIGATED, USD/HA) | 113.6683
2012 | 55019 | CROPLAND (NON-IRRIGATED, USD/HA) | 179.1511
2011 | 5019 | CROPLAND (NON-IRRIGATED, USD/HA) | 30.8881
2011 | 17023 | CROPLAND (NON-IRRIGATED, USD/HA) | 397.839
2011 | 18019 | CROPLAND (NON-IRRIGATED, USD/HA) | 289.1128
2011 | 20025 | CROPLAND (NON-IRRIGATED, USD/HA) | 72.896
2011 | 21049 | CROPLAND (NON-IRRIGATED, USD/HA) | 163.0893
2011 | 29045 | CROPLAND (NON-IRRIGATED, USD/HA) | 244.6339
2011 | 39023 | CROPLAND (NON-IRRIGATED, USD/HA) | 350.8891
2011 | 46025 | CROPLAND (NON-IRRIGATED, USD/HA) | 210.0393
2011 | 53011 | CROPLAND (NON-IRRIGATED, USD/HA) | 127.2591
2011 | 55019 | CROPLAND (NON-IRRIGATED, USD/HA) | 159.3827
2010 | 5019 | CROPLAND (NON-IRRIGATED, USD/HA) | 27.1816
2010 | 17023 | CROPLAND (NON-IRRIGATED, USD/HA) | 375.5996
2010 | 18019 | CROPLAND (NON-IRRIGATED, USD/HA) | 238.4563
2010 | 20025 | CROPLAND (NON-IRRIGATED, USD/HA) | 72.896
2010 | 21049 | CROPLAND (NON-IRRIGATED, USD/HA) | 138.3788
2010 | 29045 | CROPLAND (NON-IRRIGATED, USD/HA) | 245.8695
2010 | 39023 | CROPLAND (NON-IRRIGATED, USD/HA) | 303.9391
2010 | 46025 | CROPLAND (NON-IRRIGATED, USD/HA) | 190.2708
2010 | 53011 | CROPLAND (NON-IRRIGATED, USD/HA) | 135.9077
2010 | 55019 | CROPLAND (NON-IRRIGATED, USD/HA) | 126.0236
2009 | 5019 | CROPLAND (NON-IRRIGATED, USD/HA) | 44.4789
2009 | 17023 | CROPLAND (NON-IRRIGATED, USD/HA) | 336.0628
2009 | 18019 | CROPLAND (NON-IRRIGATED, USD/HA) | 233.5142
2009 | 20025 | CROPLAND (NON-IRRIGATED, USD/HA) | 72.896
2009 | 21049 | CROPLAND (NON-IRRIGATED, USD/HA) | 111.1972
2009 | 29045 | CROPLAND (NON-IRRIGATED, USD/HA) | 235.9853
2009 | 39023 | CROPLAND (NON-IRRIGATED, USD/HA) | 294.055
2009 | 46025 | CROPLAND (NON-IRRIGATED, USD/HA) | 192.7419
2009 | 53011 | CROPLAND (NON-IRRIGATED, USD/HA) | 144.5564
2009 | 55019 | CROPLAND (NON-IRRIGATED, USD/HA) | 128.4946
2008 | 17023 | CROPLAND (NON-IRRIGATED, USD/HA) | 348.418
2008 | 18019 | CROPLAND (NON-IRRIGATED, USD/HA) | 252.0471
2008 | 29045 | CROPLAND (NON-IRRIGATED, USD/HA) | 206.3327
2008 | 39023 | CROPLAND (NON-IRRIGATED, USD/HA) | 291.5839
2008 | 46025 | CROPLAND (NON-IRRIGATED, USD/HA) | 169.2669
2008 | 55019 | CROPLAND (NON-IRRIGATED, USD/HA) | 127.2591
2024 | 1025 | CROPLAND (NON-IRRIGATED, USD/HA) | 32.1236
2024 | 19039 | CROPLAND (NON-IRRIGATED, USD/HA) | 385.4838
2024 | 28023 | CROPLAND (NON-IRRIGATED, USD/HA) | 51.892
2024 | 51043 | CROPLAND (NON-IRRIGATED, USD/HA) | 72.896
2023 | 1025 | CROPLAND (NON-IRRIGATED, USD/HA) | 49.421
2023 | 19039 | CROPLAND (NON-IRRIGATED, USD/HA) | 425.0206
2023 | 28023 | CROPLAND (NON-IRRIGATED, USD/HA) | 45.7144
2023 | 51043 | CROPLAND (NON-IRRIGATED, USD/HA) | 81.5447
2022 | 1025 | CROPLAND (NON-IRRIGATED, USD/HA) | 49.421
2022 | 19039 | CROPLAND (NON-IRRIGATED, USD/HA) | 429.9627
2022 | 28023 | CROPLAND (NON-IRRIGATED, USD/HA) | 42.0078
2022 | 51043 | CROPLAND (NON-IRRIGATED, USD/HA) | 93.8999
2021 | 1025 | CROPLAND (NON-IRRIGATED, USD/HA) | 60.5407
2021 | 19039 | CROPLAND (NON-IRRIGATED, USD/HA) | 383.0127
2021 | 28023 | CROPLAND (NON-IRRIGATED, USD/HA) | 42.0078
2021 | 51043 | CROPLAND (NON-IRRIGATED, USD/HA) | 87.7223
2020 | 1025 | CROPLAND (NON-IRRIGATED, USD/HA) | 79.0736
2020 | 19039 | CROPLAND (NON-IRRIGATED, USD/HA) | 360.7733
2020 | 28023 | CROPLAND (NON-IRRIGATED, USD/HA) | 43.2434
2020 | 51043 | CROPLAND (NON-IRRIGATED, USD/HA) | 87.7223
2019 | 1025 | CROPLAND (NON-IRRIGATED, USD/HA) | 76.6025
2019 | 19039 | CROPLAND (NON-IRRIGATED, USD/HA) | 336.0628
2019 | 28023 | CROPLAND (NON-IRRIGATED, USD/HA) | 32.1236
2019 | 51043 | CROPLAND (NON-IRRIGATED, USD/HA) | 84.0157
2017 | 19039 | CROPLAND (NON-IRRIGATED, USD/HA) | 360.7733
2017 | 28023 | CROPLAND (NON-IRRIGATED, USD/HA) | 40.7723
2017 | 51043 | CROPLAND (NON-IRRIGATED, USD/HA) | 86.4868
2016 | 28023 | CROPLAND (NON-IRRIGATED, USD/HA) | 51.892
2016 | 51043 | CROPLAND (NON-IRRIGATED, USD/HA) | 88.9578
2014 | 19039 | CROPLAND (NON-IRRIGATED, USD/HA) | 523.8626
2014 | 28023 | CROPLAND (NON-IRRIGATED, USD/HA) | 39.5368
2014 | 51043 | CROPLAND (NON-IRRIGATED, USD/HA) | 79.0736
2013 | 19039 | CROPLAND (NON-IRRIGATED, USD/HA) | 578.2257
2013 | 28023 | CROPLAND (NON-IRRIGATED, USD/HA) | 44.4789
2013 | 51043 | CROPLAND (NON-IRRIGATED, USD/HA) | 71.6604
2012 | 19039 | CROPLAND (NON-IRRIGATED, USD/HA) | 439.8469
2012 | 28023 | CROPLAND (NON-IRRIGATED, USD/HA) | 34.5947
2012 | 51043 | CROPLAND (NON-IRRIGATED, USD/HA) | 69.1894
2011 | 19039 | CROPLAND (NON-IRRIGATED, USD/HA) | 341.0049
2011 | 28023 | CROPLAND (NON-IRRIGATED, USD/HA) | 34.5947
2011 | 51043 | CROPLAND (NON-IRRIGATED, USD/HA) | 51.892
2010 | 1025 | CROPLAND (NON-IRRIGATED, USD/HA) | 74.1315
2010 | 19039 | CROPLAND (NON-IRRIGATED, USD/HA) | 355.8312
2010 | 28023 | CROPLAND (NON-IRRIGATED, USD/HA) | 35.8302
2010 | 51043 | CROPLAND (NON-IRRIGATED, USD/HA) | 60.5407
2009 | 19039 | CROPLAND (NON-IRRIGATED, USD/HA) | 355.8312
2009 | 51043 | CROPLAND (NON-IRRIGATED, USD/HA) | 56.8342
2008 | 19039 | CROPLAND (NON-IRRIGATED, USD/HA) | 318.7654
2023 | 41007 | CROPLAND (NON-IRRIGATED, USD/HA) | 181.6222
2021 | 41007 | CROPLAND (NON-IRRIGATED, USD/HA) | 108.7262
2024 | 1027 | CROPLAND (NON-IRRIGATED, USD/HA) | 33.3592
2024 | 5021 | CROPLAND (NON-IRRIGATED, USD/HA) | 134.6722
2024 | 13061 | CROPLAND (NON-IRRIGATED, USD/HA) | 208.8037
2024 | 17025 | CROPLAND (NON-IRRIGATED, USD/HA) | 452.2022
2024 | 18021 | CROPLAND (NON-IRRIGATED, USD/HA) | 543.631
2024 | 19041 | CROPLAND (NON-IRRIGATED, USD/HA) | 714.1335
2024 | 20027 | CROPLAND (NON-IRRIGATED, USD/HA) | 231.0432
2024 | 21051 | CROPLAND (NON-IRRIGATED, USD/HA) | 130.9657
2024 | 29047 | CROPLAND (NON-IRRIGATED, USD/HA) | 417.6074
2024 | 37043 | CROPLAND (NON-IRRIGATED, USD/HA) | 160.6182
2024 | 46027 | CROPLAND (NON-IRRIGATED, USD/HA) | 518.9205
2024 | 47027 | CROPLAND (NON-IRRIGATED, USD/HA) | 118.6104
2024 | 48077 | CROPLAND (NON-IRRIGATED, USD/HA) | 60.5407
2023 | 1027 | CROPLAND (NON-IRRIGATED, USD/HA) | 45.7144
2023 | 13061 | CROPLAND (NON-IRRIGATED, USD/HA) | 156.9117
2023 | 17025 | CROPLAND (NON-IRRIGATED, USD/HA) | 452.2022
2023 | 18021 | CROPLAND (NON-IRRIGATED, USD/HA) | 543.631
2023 | 19041 | CROPLAND (NON-IRRIGATED, USD/HA) | 649.8862
2023 | 20027 | CROPLAND (NON-IRRIGATED, USD/HA) | 234.7498
2023 | 21051 | CROPLAND (NON-IRRIGATED, USD/HA) | 96.3709
2023 | 27027 | CROPLAND (NON-IRRIGATED, USD/HA) | 412.6653
2023 | 28025 | CROPLAND (NON-IRRIGATED, USD/HA) | 92.6644
2023 | 29047 | CROPLAND (NON-IRRIGATED, USD/HA) | 395.368
2023 | 31035 | CROPLAND (NON-IRRIGATED, USD/HA) | 395.368
2023 | 46027 | CROPLAND (NON-IRRIGATED, USD/HA) | 526.3337
2023 | 47027 | CROPLAND (NON-IRRIGATED, USD/HA) | 108.7262
2023 | 48077 | CROPLAND (NON-IRRIGATED, USD/HA) | 63.0118
2022 | 1027 | CROPLAND (NON-IRRIGATED, USD/HA) | 49.421
2022 | 17025 | CROPLAND (NON-IRRIGATED, USD/HA) | 392.897
2022 | 18021 | CROPLAND (NON-IRRIGATED, USD/HA) | 491.7389
2022 | 19041 | CROPLAND (NON-IRRIGATED, USD/HA) | 662.2414
2022 | 20027 | CROPLAND (NON-IRRIGATED, USD/HA) | 212.5103
2022 | 21051 | CROPLAND (NON-IRRIGATED, USD/HA) | 107.4907
2022 | 27027 | CROPLAND (NON-IRRIGATED, USD/HA) | 373.1286
2022 | 28025 | CROPLAND (NON-IRRIGATED, USD/HA) | 61.7762
2022 | 29047 | CROPLAND (NON-IRRIGATED, USD/HA) | 383.0127
2022 | 46027 | CROPLAND (NON-IRRIGATED, USD/HA) | 504.0942
2022 | 47027 | CROPLAND (NON-IRRIGATED, USD/HA) | 101.3131
2022 | 48077 | CROPLAND (NON-IRRIGATED, USD/HA) | 64.2473
2021 | 1027 | CROPLAND (NON-IRRIGATED, USD/HA) | 49.421
2021 | 17025 | CROPLAND (NON-IRRIGATED, USD/HA) | 380.5417
2021 | 18021 | CROPLAND (NON-IRRIGATED, USD/HA) | 437.3759
2021 | 19041 | CROPLAND (NON-IRRIGATED, USD/HA) | 580.6967
2021 | 20027 | CROPLAND (NON-IRRIGATED, USD/HA) | 175.4445
2021 | 21051 | CROPLAND (NON-IRRIGATED, USD/HA) | 101.3131
2021 | 27027 | CROPLAND (NON-IRRIGATED, USD/HA) | 345.947
2021 | 28025 | CROPLAND (NON-IRRIGATED, USD/HA) | 67.9539
2021 | 29047 | CROPLAND (NON-IRRIGATED, USD/HA) | 415.1364
2021 | 31035 | CROPLAND (NON-IRRIGATED, USD/HA) | 350.8891
2021 | 37043 | CROPLAND (NON-IRRIGATED, USD/HA) | 98.842
2021 | 46027 | CROPLAND (NON-IRRIGATED, USD/HA) | 491.7389
2021 | 47027 | CROPLAND (NON-IRRIGATED, USD/HA) | 100.0775
2021 | 48077 | CROPLAND (NON-IRRIGATED, USD/HA) | 74.1315
2020 | 1027 | CROPLAND (NON-IRRIGATED, USD/HA) | 70.4249
2020 | 5021 | CROPLAND (NON-IRRIGATED, USD/HA) | 218.6879
2020 | 13061 | CROPLAND (NON-IRRIGATED, USD/HA) | 139.6143
2020 | 17025 | CROPLAND (NON-IRRIGATED, USD/HA) | 365.7154
2020 | 18021 | CROPLAND (NON-IRRIGATED, USD/HA) | 395.368
2020 | 19041 | CROPLAND (NON-IRRIGATED, USD/HA) | 523.8626
2020 | 20027 | CROPLAND (NON-IRRIGATED, USD/HA) | 181.6222
2020 | 27027 | CROPLAND (NON-IRRIGATED, USD/HA) | 345.947
2020 | 28025 | CROPLAND (NON-IRRIGATED, USD/HA) | 95.1354
2020 | 29047 | CROPLAND (NON-IRRIGATED, USD/HA) | 360.7733
2020 | 31035 | CROPLAND (NON-IRRIGATED, USD/HA) | 331.1207
2020 | 46027 | CROPLAND (NON-IRRIGATED, USD/HA) | 452.2022
2020 | 47027 | CROPLAND (NON-IRRIGATED, USD/HA) | 112.4328
2019 | 1027 | CROPLAND (NON-IRRIGATED, USD/HA) | 43.2434
2019 | 13061 | CROPLAND (NON-IRRIGATED, USD/HA) | 148.263
2019 | 18021 | CROPLAND (NON-IRRIGATED, USD/HA) | 420.0785
2019 | 19041 | CROPLAND (NON-IRRIGATED, USD/HA) | 526.3337
2019 | 20027 | CROPLAND (NON-IRRIGATED, USD/HA) | 200.155
2019 | 27027 | CROPLAND (NON-IRRIGATED, USD/HA) | 333.5917
2019 | 28025 | CROPLAND (NON-IRRIGATED, USD/HA) | 77.8381
2019 | 29047 | CROPLAND (NON-IRRIGATED, USD/HA) | 370.6575
2019 | 31035 | CROPLAND (NON-IRRIGATED, USD/HA) | 331.1207
2019 | 46027 | CROPLAND (NON-IRRIGATED, USD/HA) | 457.1442
2019 | 47027 | CROPLAND (NON-IRRIGATED, USD/HA) | 111.1972
2019 | 48077 | CROPLAND (NON-IRRIGATED, USD/HA) | 54.3631
2017 | 1027 | CROPLAND (NON-IRRIGATED, USD/HA) | 42.0078
2017 | 5021 | CROPLAND (NON-IRRIGATED, USD/HA) | 140.8499
2017 | 13061 | CROPLAND (NON-IRRIGATED, USD/HA) | 135.9077
2017 | 17025 | CROPLAND (NON-IRRIGATED, USD/HA) | 363.2443
2017 | 18021 | CROPLAND (NON-IRRIGATED, USD/HA) | 444.789
2017 | 19041 | CROPLAND (NON-IRRIGATED, USD/HA) | 555.9863
2017 | 20027 | CROPLAND (NON-IRRIGATED, USD/HA) | 189.0353
2017 | 27027 | CROPLAND (NON-IRRIGATED, USD/HA) | 348.418
2017 | 28025 | CROPLAND (NON-IRRIGATED, USD/HA) | 95.1354
2017 | 29047 | CROPLAND (NON-IRRIGATED, USD/HA) | 360.7733
2017 | 31035 | CROPLAND (NON-IRRIGATED, USD/HA) | 373.1286
2017 | 46027 | CROPLAND (NON-IRRIGATED, USD/HA) | 442.3179
2017 | 47027 | CROPLAND (NON-IRRIGATED, USD/HA) | 123.5525
2017 | 48077 | CROPLAND (NON-IRRIGATED, USD/HA) | 55.5986
2016 | 1027 | CROPLAND (NON-IRRIGATED, USD/HA) | 44.4789
2016 | 12019 | CROPLAND (NON-IRRIGATED, USD/HA) | 96.3709
2016 | 13061 | CROPLAND (NON-IRRIGATED, USD/HA) | 150.734
2016 | 17025 | CROPLAND (NON-IRRIGATED, USD/HA) | 350.8891
2016 | 18021 | CROPLAND (NON-IRRIGATED, USD/HA) | 432.4337
2016 | 19041 | CROPLAND (NON-IRRIGATED, USD/HA) | 551.0441
2016 | 20027 | CROPLAND (NON-IRRIGATED, USD/HA) | 174.209
2016 | 27027 | CROPLAND (NON-IRRIGATED, USD/HA) | 323.7075
2016 | 28025 | CROPLAND (NON-IRRIGATED, USD/HA) | 88.9578
2016 | 29047 | CROPLAND (NON-IRRIGATED, USD/HA) | 343.476
2016 | 31035 | CROPLAND (NON-IRRIGATED, USD/HA) | 378.0707
2016 | 46027 | CROPLAND (NON-IRRIGATED, USD/HA) | 471.9706
2016 | 47027 | CROPLAND (NON-IRRIGATED, USD/HA) | 98.842
2016 | 48077 | CROPLAND (NON-IRRIGATED, USD/HA) | 64.2473
2014 | 1027 | CROPLAND (NON-IRRIGATED, USD/HA) | 49.421
2014 | 13061 | CROPLAND (NON-IRRIGATED, USD/HA) | 140.8499
2014 | 17025 | CROPLAND (NON-IRRIGATED, USD/HA) | 368.1864
2014 | 19041 | CROPLAND (NON-IRRIGATED, USD/HA) | 630.1178
2014 | 27027 | CROPLAND (NON-IRRIGATED, USD/HA) | 343.476
2014 | 28025 | CROPLAND (NON-IRRIGATED, USD/HA) | 143.3209
2014 | 29047 | CROPLAND (NON-IRRIGATED, USD/HA) | 343.476
2014 | 31035 | CROPLAND (NON-IRRIGATED, USD/HA) | 343.476
2014 | 46027 | CROPLAND (NON-IRRIGATED, USD/HA) | 484.3258
2014 | 47027 | CROPLAND (NON-IRRIGATED, USD/HA) | 123.5525
2013 | 1027 | CROPLAND (NON-IRRIGATED, USD/HA) | 32.1236
2013 | 13061 | CROPLAND (NON-IRRIGATED, USD/HA) | 138.3788
2013 | 17025 | CROPLAND (NON-IRRIGATED, USD/HA) | 271.8155
2013 | 18021 | CROPLAND (NON-IRRIGATED, USD/HA) | 432.4337
2013 | 19041 | CROPLAND (NON-IRRIGATED, USD/HA) | 677.0677
2013 | 21051 | CROPLAND (NON-IRRIGATED, USD/HA) | 133.4367
2013 | 27027 | CROPLAND (NON-IRRIGATED, USD/HA) | 395.368
2013 | 29047 | CROPLAND (NON-IRRIGATED, USD/HA) | 343.476
2013 | 46027 | CROPLAND (NON-IRRIGATED, USD/HA) | 420.0785
2013 | 47027 | CROPLAND (NON-IRRIGATED, USD/HA) | 134.6722
2013 | 48077 | CROPLAND (NON-IRRIGATED, USD/HA) | 43.2434
2012 | 1027 | CROPLAND (NON-IRRIGATED, USD/HA) | 45.7144
2012 | 13061 | CROPLAND (NON-IRRIGATED, USD/HA) | 130.9657
2012 | 17025 | CROPLAND (NON-IRRIGATED, USD/HA) | 311.3523
2012 | 18021 | CROPLAND (NON-IRRIGATED, USD/HA) | 415.1364
2012 | 19041 | CROPLAND (NON-IRRIGATED, USD/HA) | 551.0441
2012 | 20027 | CROPLAND (NON-IRRIGATED, USD/HA) | 165.5603
2012 | 21051 | CROPLAND (NON-IRRIGATED, USD/HA) | 181.6222
2012 | 27027 | CROPLAND (NON-IRRIGATED, USD/HA) | 274.2865
2012 | 28025 | CROPLAND (NON-IRRIGATED, USD/HA) | 148.263
2012 | 29047 | CROPLAND (NON-IRRIGATED, USD/HA) | 223.63
2012 | 31035 | CROPLAND (NON-IRRIGATED, USD/HA) | 296.526
2012 | 46027 | CROPLAND (NON-IRRIGATED, USD/HA) | 370.6575
2012 | 48077 | CROPLAND (NON-IRRIGATED, USD/HA) | 51.892
2011 | 13061 | CROPLAND (NON-IRRIGATED, USD/HA) | 126.0236
2011 | 17025 | CROPLAND (NON-IRRIGATED, USD/HA) | 328.6497
2011 | 18021 | CROPLAND (NON-IRRIGATED, USD/HA) | 336.0628
2011 | 19041 | CROPLAND (NON-IRRIGATED, USD/HA) | 467.0285
2011 | 20027 | CROPLAND (NON-IRRIGATED, USD/HA) | 137.1433
2011 | 21051 | CROPLAND (NON-IRRIGATED, USD/HA) | 139.6143
2011 | 27027 | CROPLAND (NON-IRRIGATED, USD/HA) | 276.7576
2011 | 28025 | CROPLAND (NON-IRRIGATED, USD/HA) | 151.9696
2011 | 31035 | CROPLAND (NON-IRRIGATED, USD/HA) | 214.9813
2011 | 46027 | CROPLAND (NON-IRRIGATED, USD/HA) | 306.4102
2011 | 47027 | CROPLAND (NON-IRRIGATED, USD/HA) | 128.4946
2011 | 48077 | CROPLAND (NON-IRRIGATED, USD/HA) | 43.2434
2010 | 1027 | CROPLAND (NON-IRRIGATED, USD/HA) | 49.421
2010 | 5021 | CROPLAND (NON-IRRIGATED, USD/HA) | 88.9578
2010 | 13061 | CROPLAND (NON-IRRIGATED, USD/HA) | 126.0236
2010 | 17025 | CROPLAND (NON-IRRIGATED, USD/HA) | 252.0471
2010 | 18021 | CROPLAND (NON-IRRIGATED, USD/HA) | 308.8813
2010 | 19041 | CROPLAND (NON-IRRIGATED, USD/HA) | 410.1943
2010 | 20027 | CROPLAND (NON-IRRIGATED, USD/HA) | 132.2012
2010 | 21051 | CROPLAND (NON-IRRIGATED, USD/HA) | 133.4367
2010 | 27027 | CROPLAND (NON-IRRIGATED, USD/HA) | 222.3945
2010 | 28025 | CROPLAND (NON-IRRIGATED, USD/HA) | 144.5564
2010 | 29047 | CROPLAND (NON-IRRIGATED, USD/HA) | 240.9274
2010 | 31035 | CROPLAND (NON-IRRIGATED, USD/HA) | 227.3366
2010 | 46027 | CROPLAND (NON-IRRIGATED, USD/HA) | 284.1707
2010 | 48077 | CROPLAND (NON-IRRIGATED, USD/HA) | 64.2473
2009 | 13061 | CROPLAND (NON-IRRIGATED, USD/HA) | 126.0236
2009 | 17025 | CROPLAND (NON-IRRIGATED, USD/HA) | 269.3444
2009 | 18021 | CROPLAND (NON-IRRIGATED, USD/HA) | 303.9391
2009 | 19041 | CROPLAND (NON-IRRIGATED, USD/HA) | 420.0785
2009 | 20027 | CROPLAND (NON-IRRIGATED, USD/HA) | 133.4367
2009 | 21051 | CROPLAND (NON-IRRIGATED, USD/HA) | 128.4946
2009 | 27027 | CROPLAND (NON-IRRIGATED, USD/HA) | 211.2748
2009 | 28025 | CROPLAND (NON-IRRIGATED, USD/HA) | 117.3749
2009 | 29047 | CROPLAND (NON-IRRIGATED, USD/HA) | 238.4563
2009 | 31035 | CROPLAND (NON-IRRIGATED, USD/HA) | 217.4524
2009 | 46027 | CROPLAND (NON-IRRIGATED, USD/HA) | 291.5839
2009 | 47027 | CROPLAND (NON-IRRIGATED, USD/HA) | 88.9578
2009 | 48077 | CROPLAND (NON-IRRIGATED, USD/HA) | 44.4789
2008 | 17025 | CROPLAND (NON-IRRIGATED, USD/HA) | 252.0471
2008 | 18021 | CROPLAND (NON-IRRIGATED, USD/HA) | 311.3523
2008 | 19041 | CROPLAND (NON-IRRIGATED, USD/HA) | 422.5496
2008 | 27027 | CROPLAND (NON-IRRIGATED, USD/HA) | 206.3327
2008 | 31035 | CROPLAND (NON-IRRIGATED, USD/HA) | 229.8076
2008 | 46027 | CROPLAND (NON-IRRIGATED, USD/HA) | 269.3444
2008 | 48077 | CROPLAND (NON-IRRIGATED, USD/HA) | 49.421
2024 | 19043 | CROPLAND (NON-IRRIGATED, USD/HA) | 679.5387
2023 | 19043 | CROPLAND (NON-IRRIGATED, USD/HA) | 667.1835
2022 | 19043 | CROPLAND (NON-IRRIGATED, USD/HA) | 627.6467
2021 | 19043 | CROPLAND (NON-IRRIGATED, USD/HA) | 585.6389
2020 | 19043 | CROPLAND (NON-IRRIGATED, USD/HA) | 555.9863
2019 | 19043 | CROPLAND (NON-IRRIGATED, USD/HA) | 553.5152
2017 | 19043 | CROPLAND (NON-IRRIGATED, USD/HA) | 558.4573
2016 | 19043 | CROPLAND (NON-IRRIGATED, USD/HA) | 602.9362
2014 | 19043 | CROPLAND (NON-IRRIGATED, USD/HA) | 597.9941
2013 | 19043 | CROPLAND (NON-IRRIGATED, USD/HA) | 617.7625
2012 | 19043 | CROPLAND (NON-IRRIGATED, USD/HA) | 533.7468
2011 | 19043 | CROPLAND (NON-IRRIGATED, USD/HA) | 516.4494
2010 | 19043 | CROPLAND (NON-IRRIGATED, USD/HA) | 422.5496
2009 | 19043 | CROPLAND (NON-IRRIGATED, USD/HA) | 425.0206
2008 | 19043 | CROPLAND (NON-IRRIGATED, USD/HA) | 434.9048
2024 | 42033 | CROPLAND (NON-IRRIGATED, USD/HA) | 77.8381
2022 | 42033 | CROPLAND (NON-IRRIGATED, USD/HA) | 45.7144
2021 | 42033 | CROPLAND (NON-IRRIGATED, USD/HA) | 86.4868
2019 | 42033 | CROPLAND (NON-IRRIGATED, USD/HA) | 54.3631
2017 | 42033 | CROPLAND (NON-IRRIGATED, USD/HA) | 59.3052
2016 | 42033 | CROPLAND (NON-IRRIGATED, USD/HA) | 37.0658
2014 | 42033 | CROPLAND (NON-IRRIGATED, USD/HA) | 46.95
2024 | 16035 | CROPLAND (NON-IRRIGATED, USD/HA) | 133.4367
2024 | 27029 | CROPLAND (NON-IRRIGATED, USD/HA) | 105.0196
2023 | 16035 | CROPLAND (NON-IRRIGATED, USD/HA) | 139.6143
2023 | 27029 | CROPLAND (NON-IRRIGATED, USD/HA) | 96.3709
2022 | 16035 | CROPLAND (NON-IRRIGATED, USD/HA) | 138.3788
2022 | 27029 | CROPLAND (NON-IRRIGATED, USD/HA) | 117.3749
2021 | 16035 | CROPLAND (NON-IRRIGATED, USD/HA) | 124.788
2021 | 27029 | CROPLAND (NON-IRRIGATED, USD/HA) | 95.1354
2020 | 16035 | CROPLAND (NON-IRRIGATED, USD/HA) | 143.3209
2020 | 27029 | CROPLAND (NON-IRRIGATED, USD/HA) | 95.1354
2019 | 16035 | CROPLAND (NON-IRRIGATED, USD/HA) | 130.9657
2019 | 27029 | CROPLAND (NON-IRRIGATED, USD/HA) | 101.3131
2017 | 16035 | CROPLAND (NON-IRRIGATED, USD/HA) | 134.6722
2017 | 27029 | CROPLAND (NON-IRRIGATED, USD/HA) | 92.6644
2016 | 16035 | CROPLAND (NON-IRRIGATED, USD/HA) | 134.6722
2016 | 27029 | CROPLAND (NON-IRRIGATED, USD/HA) | 74.1315
2014 | 16035 | CROPLAND (NON-IRRIGATED, USD/HA) | 108.7262
2013 | 16035 | CROPLAND (NON-IRRIGATED, USD/HA) | 98.842
2013 | 27029 | CROPLAND (NON-IRRIGATED, USD/HA) | 82.7802
2012 | 16035 | CROPLAND (NON-IRRIGATED, USD/HA) | 122.317
2012 | 27029 | CROPLAND (NON-IRRIGATED, USD/HA) | 53.1276
2011 | 16035 | CROPLAND (NON-IRRIGATED, USD/HA) | 137.1433
2011 | 27029 | CROPLAND (NON-IRRIGATED, USD/HA) | 72.896
2010 | 16035 | CROPLAND (NON-IRRIGATED, USD/HA) | 142.0854
2010 | 27029 | CROPLAND (NON-IRRIGATED, USD/HA) | 63.0118
2009 | 16035 | CROPLAND (NON-IRRIGATED, USD/HA) | 98.842
2009 | 27029 | CROPLAND (NON-IRRIGATED, USD/HA) | 55.5986
2008 | 27029 | CROPLAND (NON-IRRIGATED, USD/HA) | 69.1894
2024 | 1029 | CROPLAND (NON-IRRIGATED, USD/HA) | 79.0736
2024 | 5023 | CROPLAND (NON-IRRIGATED, USD/HA) | 75.367
2023 | 1029 | CROPLAND (NON-IRRIGATED, USD/HA) | 74.1315
2022 | 1029 | CROPLAND (NON-IRRIGATED, USD/HA) | 79.0736
2022 | 5023 | CROPLAND (NON-IRRIGATED, USD/HA) | 49.421
2021 | 1029 | CROPLAND (NON-IRRIGATED, USD/HA) | 90.1933
2021 | 5023 | CROPLAND (NON-IRRIGATED, USD/HA) | 48.1855
2020 | 1029 | CROPLAND (NON-IRRIGATED, USD/HA) | 97.6065
2020 | 5023 | CROPLAND (NON-IRRIGATED, USD/HA) | 49.421
2019 | 1029 | CROPLAND (NON-IRRIGATED, USD/HA) | 84.0157
2019 | 5023 | CROPLAND (NON-IRRIGATED, USD/HA) | 45.7144
2017 | 5023 | CROPLAND (NON-IRRIGATED, USD/HA) | 40.7723
2016 | 1029 | CROPLAND (NON-IRRIGATED, USD/HA) | 96.3709
2016 | 5023 | CROPLAND (NON-IRRIGATED, USD/HA) | 58.0697
2014 | 1029 | CROPLAND (NON-IRRIGATED, USD/HA) | 76.6025
2014 | 5023 | CROPLAND (NON-IRRIGATED, USD/HA) | 60.5407
2013 | 5023 | CROPLAND (NON-IRRIGATED, USD/HA) | 44.4789
2011 | 5023 | CROPLAND (NON-IRRIGATED, USD/HA) | 55.5986
2010 | 5023 | CROPLAND (NON-IRRIGATED, USD/HA) | 54.3631
2009 | 1029 | CROPLAND (NON-IRRIGATED, USD/HA) | 79.0736
2009 | 5023 | CROPLAND (NON-IRRIGATED, USD/HA) | 51.892
2024 | 39025 | CROPLAND (NON-IRRIGATED, USD/HA) | 313.8234
2023 | 39025 | CROPLAND (NON-IRRIGATED, USD/HA) | 368.1864
2022 | 39025 | CROPLAND (NON-IRRIGATED, USD/HA) | 368.1864
2021 | 39025 | CROPLAND (NON-IRRIGATED, USD/HA) | 331.1207
2019 | 39025 | CROPLAND (NON-IRRIGATED, USD/HA) | 279.2287
2010 | 39025 | CROPLAND (NON-IRRIGATED, USD/HA) | 180.3867
2009 | 39025 | CROPLAND (NON-IRRIGATED, USD/HA) | 175.4445
2024 | 37045 | CROPLAND (NON-IRRIGATED, USD/HA) | 105.0196
2024 | 40027 | CROPLAND (NON-IRRIGATED, USD/HA) | 79.0736
2023 | 37045 | CROPLAND (NON-IRRIGATED, USD/HA) | 96.3709
2023 | 40027 | CROPLAND (NON-IRRIGATED, USD/HA) | 75.367
2022 | 37045 | CROPLAND (NON-IRRIGATED, USD/HA) | 100.0775
2022 | 40027 | CROPLAND (NON-IRRIGATED, USD/HA) | 56.8342
2021 | 37045 | CROPLAND (NON-IRRIGATED, USD/HA) | 82.7802
2021 | 40027 | CROPLAND (NON-IRRIGATED, USD/HA) | 54.3631
2020 | 37045 | CROPLAND (NON-IRRIGATED, USD/HA) | 86.4868
2020 | 40027 | CROPLAND (NON-IRRIGATED, USD/HA) | 64.2473
2019 | 37045 | CROPLAND (NON-IRRIGATED, USD/HA) | 84.0157
2019 | 40027 | CROPLAND (NON-IRRIGATED, USD/HA) | 61.7762
2017 | 37045 | CROPLAND (NON-IRRIGATED, USD/HA) | 76.6025
2017 | 40027 | CROPLAND (NON-IRRIGATED, USD/HA) | 65.4828
2016 | 37045 | CROPLAND (NON-IRRIGATED, USD/HA) | 79.0736
2016 | 40027 | CROPLAND (NON-IRRIGATED, USD/HA) | 64.2473
2014 | 37045 | CROPLAND (NON-IRRIGATED, USD/HA) | 81.5447
2014 | 40027 | CROPLAND (NON-IRRIGATED, USD/HA) | 66.7184
2013 | 5025 | CROPLAND (NON-IRRIGATED, USD/HA) | 28.4171
2013 | 37045 | CROPLAND (NON-IRRIGATED, USD/HA) | 80.3091
2013 | 40027 | CROPLAND (NON-IRRIGATED, USD/HA) | 74.1315
2012 | 37045 | CROPLAND (NON-IRRIGATED, USD/HA) | 65.4828
2012 | 40027 | CROPLAND (NON-IRRIGATED, USD/HA) | 66.7184
2011 | 5025 | CROPLAND (NON-IRRIGATED, USD/HA) | 29.6526
2011 | 37045 | CROPLAND (NON-IRRIGATED, USD/HA) | 56.8342
2011 | 40027 | CROPLAND (NON-IRRIGATED, USD/HA) | 64.2473
2010 | 37045 | CROPLAND (NON-IRRIGATED, USD/HA) | 61.7762
2010 | 40027 | CROPLAND (NON-IRRIGATED, USD/HA) | 93.8999
2009 | 5025 | CROPLAND (NON-IRRIGATED, USD/HA) | 53.1276
2009 | 37045 | CROPLAND (NON-IRRIGATED, USD/HA) | 69.1894
2009 | 40027 | CROPLAND (NON-IRRIGATED, USD/HA) | 56.8342
2008 | 37045 | CROPLAND (NON-IRRIGATED, USD/HA) | 90.1933
2024 | 18023 | CROPLAND (NON-IRRIGATED, USD/HA) | 711.6624
2024 | 21053 | CROPLAND (NON-IRRIGATED, USD/HA) | 202.6261
2024 | 29049 | CROPLAND (NON-IRRIGATED, USD/HA) | 518.9205
2024 | 36019 | CROPLAND (NON-IRRIGATED, USD/HA) | 103.7841
2024 | 39027 | CROPLAND (NON-IRRIGATED, USD/HA) | 395.368
2024 | 42035 | CROPLAND (NON-IRRIGATED, USD/HA) | 172.9735
2023 | 17027 | CROPLAND (NON-IRRIGATED, USD/HA) | 538.6889
2023 | 18023 | CROPLAND (NON-IRRIGATED, USD/HA) | 635.0598
2023 | 19045 | CROPLAND (NON-IRRIGATED, USD/HA) | 652.3572
2023 | 21053 | CROPLAND (NON-IRRIGATED, USD/HA) | 227.3366
2023 | 26037 | CROPLAND (NON-IRRIGATED, USD/HA) | 392.897
2023 | 29049 | CROPLAND (NON-IRRIGATED, USD/HA) | 481.8547
2023 | 36019 | CROPLAND (NON-IRRIGATED, USD/HA) | 114.9038
2023 | 39027 | CROPLAND (NON-IRRIGATED, USD/HA) | 449.7311
2023 | 42035 | CROPLAND (NON-IRRIGATED, USD/HA) | 205.0971
2022 | 17027 | CROPLAND (NON-IRRIGATED, USD/HA) | 484.3258
2022 | 18023 | CROPLAND (NON-IRRIGATED, USD/HA) | 610.3493
2022 | 19045 | CROPLAND (NON-IRRIGATED, USD/HA) | 679.5387
2022 | 21053 | CROPLAND (NON-IRRIGATED, USD/HA) | 216.2169
2022 | 26037 | CROPLAND (NON-IRRIGATED, USD/HA) | 397.839
2022 | 29049 | CROPLAND (NON-IRRIGATED, USD/HA) | 486.7969
2022 | 36019 | CROPLAND (NON-IRRIGATED, USD/HA) | 124.788
2022 | 39027 | CROPLAND (NON-IRRIGATED, USD/HA) | 452.2022
2022 | 42035 | CROPLAND (NON-IRRIGATED, USD/HA) | 189.0353
2021 | 17027 | CROPLAND (NON-IRRIGATED, USD/HA) | 390.4259
2021 | 18023 | CROPLAND (NON-IRRIGATED, USD/HA) | 593.052
2021 | 19045 | CROPLAND (NON-IRRIGATED, USD/HA) | 560.9284
2021 | 21053 | CROPLAND (NON-IRRIGATED, USD/HA) | 205.0971
2021 | 26037 | CROPLAND (NON-IRRIGATED, USD/HA) | 360.7733
2021 | 29049 | CROPLAND (NON-IRRIGATED, USD/HA) | 422.5496
2021 | 36019 | CROPLAND (NON-IRRIGATED, USD/HA) | 155.6762
2021 | 39027 | CROPLAND (NON-IRRIGATED, USD/HA) | 410.1943
2021 | 42035 | CROPLAND (NON-IRRIGATED, USD/HA) | 195.213
2020 | 17027 | CROPLAND (NON-IRRIGATED, USD/HA) | 395.368
2020 | 18023 | CROPLAND (NON-IRRIGATED, USD/HA) | 575.7546
2020 | 19045 | CROPLAND (NON-IRRIGATED, USD/HA) | 597.9941
2020 | 21053 | CROPLAND (NON-IRRIGATED, USD/HA) | 135.9077
2020 | 26037 | CROPLAND (NON-IRRIGATED, USD/HA) | 373.1286
2020 | 29049 | CROPLAND (NON-IRRIGATED, USD/HA) | 402.7811
2020 | 36019 | CROPLAND (NON-IRRIGATED, USD/HA) | 135.9077
2020 | 39027 | CROPLAND (NON-IRRIGATED, USD/HA) | 400.3101
2020 | 42035 | CROPLAND (NON-IRRIGATED, USD/HA) | 205.0971
2019 | 17027 | CROPLAND (NON-IRRIGATED, USD/HA) | 390.4259
2019 | 18023 | CROPLAND (NON-IRRIGATED, USD/HA) | 575.7546
2019 | 19045 | CROPLAND (NON-IRRIGATED, USD/HA) | 595.5231
2019 | 21053 | CROPLAND (NON-IRRIGATED, USD/HA) | 148.263
2019 | 26037 | CROPLAND (NON-IRRIGATED, USD/HA) | 355.8312
2019 | 29049 | CROPLAND (NON-IRRIGATED, USD/HA) | 405.2522
2019 | 36019 | CROPLAND (NON-IRRIGATED, USD/HA) | 137.1433
2019 | 39027 | CROPLAND (NON-IRRIGATED, USD/HA) | 402.7811
2019 | 42035 | CROPLAND (NON-IRRIGATED, USD/HA) | 197.684
2017 | 17027 | CROPLAND (NON-IRRIGATED, USD/HA) | 363.2443
2017 | 18023 | CROPLAND (NON-IRRIGATED, USD/HA) | 573.2836
2017 | 19045 | CROPLAND (NON-IRRIGATED, USD/HA) | 580.6967
2017 | 21053 | CROPLAND (NON-IRRIGATED, USD/HA) | 154.4406
2017 | 26037 | CROPLAND (NON-IRRIGATED, USD/HA) | 358.3023
2017 | 29049 | CROPLAND (NON-IRRIGATED, USD/HA) | 412.6653
2017 | 36019 | CROPLAND (NON-IRRIGATED, USD/HA) | 124.788
2017 | 39027 | CROPLAND (NON-IRRIGATED, USD/HA) | 395.368
2017 | 42035 | CROPLAND (NON-IRRIGATED, USD/HA) | 182.8577
2016 | 17027 | CROPLAND (NON-IRRIGATED, USD/HA) | 375.5996
2016 | 18023 | CROPLAND (NON-IRRIGATED, USD/HA) | 563.3994
2016 | 19045 | CROPLAND (NON-IRRIGATED, USD/HA) | 595.5231
2016 | 21053 | CROPLAND (NON-IRRIGATED, USD/HA) | 148.263
2016 | 26037 | CROPLAND (NON-IRRIGATED, USD/HA) | 343.476
2016 | 29049 | CROPLAND (NON-IRRIGATED, USD/HA) | 385.4838
2016 | 36019 | CROPLAND (NON-IRRIGATED, USD/HA) | 121.0815
2016 | 39027 | CROPLAND (NON-IRRIGATED, USD/HA) | 387.9549
2016 | 42035 | CROPLAND (NON-IRRIGATED, USD/HA) | 192.7419
2014 | 18023 | CROPLAND (NON-IRRIGATED, USD/HA) | 580.6967
2014 | 19045 | CROPLAND (NON-IRRIGATED, USD/HA) | 625.1757
2014 | 21053 | CROPLAND (NON-IRRIGATED, USD/HA) | 160.6182
2014 | 26037 | CROPLAND (NON-IRRIGATED, USD/HA) | 323.7075
2014 | 29049 | CROPLAND (NON-IRRIGATED, USD/HA) | 420.0785
2014 | 36019 | CROPLAND (NON-IRRIGATED, USD/HA) | 108.7262
2014 | 39027 | CROPLAND (NON-IRRIGATED, USD/HA) | 373.1286
2014 | 42035 | CROPLAND (NON-IRRIGATED, USD/HA) | 181.6222
2013 | 17027 | CROPLAND (NON-IRRIGATED, USD/HA) | 365.7154
2013 | 18023 | CROPLAND (NON-IRRIGATED, USD/HA) | 593.052
2013 | 19045 | CROPLAND (NON-IRRIGATED, USD/HA) | 605.4072
2013 | 21053 | CROPLAND (NON-IRRIGATED, USD/HA) | 180.3867
2013 | 26037 | CROPLAND (NON-IRRIGATED, USD/HA) | 286.6418
2013 | 29049 | CROPLAND (NON-IRRIGATED, USD/HA) | 429.9627
2013 | 36019 | CROPLAND (NON-IRRIGATED, USD/HA) | 113.6683
2013 | 39027 | CROPLAND (NON-IRRIGATED, USD/HA) | 348.418
2013 | 42035 | CROPLAND (NON-IRRIGATED, USD/HA) | 153.2051
2012 | 17027 | CROPLAND (NON-IRRIGATED, USD/HA) | 308.8813
2012 | 18023 | CROPLAND (NON-IRRIGATED, USD/HA) | 541.1599
2012 | 19045 | CROPLAND (NON-IRRIGATED, USD/HA) | 538.6889
2012 | 21053 | CROPLAND (NON-IRRIGATED, USD/HA) | 130.9657
2012 | 26037 | CROPLAND (NON-IRRIGATED, USD/HA) | 301.4681
2012 | 29049 | CROPLAND (NON-IRRIGATED, USD/HA) | 279.2287
2012 | 39027 | CROPLAND (NON-IRRIGATED, USD/HA) | 328.6497
2012 | 42035 | CROPLAND (NON-IRRIGATED, USD/HA) | 117.3749
2011 | 17027 | CROPLAND (NON-IRRIGATED, USD/HA) | 301.4681
2011 | 18023 | CROPLAND (NON-IRRIGATED, USD/HA) | 437.3759
2011 | 19045 | CROPLAND (NON-IRRIGATED, USD/HA) | 452.2022
2011 | 21053 | CROPLAND (NON-IRRIGATED, USD/HA) | 114.9038
2011 | 26037 | CROPLAND (NON-IRRIGATED, USD/HA) | 269.3444
2011 | 29049 | CROPLAND (NON-IRRIGATED, USD/HA) | 318.7654
2011 | 36019 | CROPLAND (NON-IRRIGATED, USD/HA) | 84.0157
2011 | 39027 | CROPLAND (NON-IRRIGATED, USD/HA) | 279.2287
2011 | 42035 | CROPLAND (NON-IRRIGATED, USD/HA) | 140.8499
2010 | 17027 | CROPLAND (NON-IRRIGATED, USD/HA) | 271.8155
2010 | 18023 | CROPLAND (NON-IRRIGATED, USD/HA) | 402.7811
2010 | 19045 | CROPLAND (NON-IRRIGATED, USD/HA) | 464.5574
2010 | 21053 | CROPLAND (NON-IRRIGATED, USD/HA) | 130.9657
2010 | 26037 | CROPLAND (NON-IRRIGATED, USD/HA) | 239.6918
2010 | 29049 | CROPLAND (NON-IRRIGATED, USD/HA) | 249.5761
2010 | 36019 | CROPLAND (NON-IRRIGATED, USD/HA) | 69.1894
2010 | 39027 | CROPLAND (NON-IRRIGATED, USD/HA) | 276.7576
2009 | 17027 | CROPLAND (NON-IRRIGATED, USD/HA) | 276.7576
2009 | 18023 | CROPLAND (NON-IRRIGATED, USD/HA) | 390.4259
2009 | 19045 | CROPLAND (NON-IRRIGATED, USD/HA) | 444.789
2009 | 21053 | CROPLAND (NON-IRRIGATED, USD/HA) | 106.2552
2009 | 26037 | CROPLAND (NON-IRRIGATED, USD/HA) | 249.5761
2009 | 29049 | CROPLAND (NON-IRRIGATED, USD/HA) | 238.4563
2009 | 36019 | CROPLAND (NON-IRRIGATED, USD/HA) | 86.4868
2009 | 39027 | CROPLAND (NON-IRRIGATED, USD/HA) | 274.2865
2009 | 42035 | CROPLAND (NON-IRRIGATED, USD/HA) | 147.0275
2008 | 17027 | CROPLAND (NON-IRRIGATED, USD/HA) | 286.6418
2008 | 18023 | CROPLAND (NON-IRRIGATED, USD/HA) | 390.4259
2008 | 19045 | CROPLAND (NON-IRRIGATED, USD/HA) | 444.789
2008 | 21053 | CROPLAND (NON-IRRIGATED, USD/HA) | 133.4367
2008 | 26037 | CROPLAND (NON-IRRIGATED, USD/HA) | 231.0432
2008 | 29049 | CROPLAND (NON-IRRIGATED, USD/HA) | 233.5142
2008 | 39027 | CROPLAND (NON-IRRIGATED, USD/HA) | 274.2865
2008 | 42035 | CROPLAND (NON-IRRIGATED, USD/HA) | 116.1393
2024 | 20029 | CROPLAND (NON-IRRIGATED, USD/HA) | 252.0471
2023 | 20029 | CROPLAND (NON-IRRIGATED, USD/HA) | 239.6918
2022 | 20029 | CROPLAND (NON-IRRIGATED, USD/HA) | 228.5721
2021 | 20029 | CROPLAND (NON-IRRIGATED, USD/HA) | 207.5682
2020 | 20029 | CROPLAND (NON-IRRIGATED, USD/HA) | 203.8616
2011 | 20029 | CROPLAND (NON-IRRIGATED, USD/HA) | 138.3788
2010 | 20029 | CROPLAND (NON-IRRIGATED, USD/HA) | 135.9077
2009 | 20029 | CROPLAND (NON-IRRIGATED, USD/HA) | 118.6104
2008 | 20029 | CROPLAND (NON-IRRIGATED, USD/HA) | 126.0236
2024 | 28027 | CROPLAND (NON-IRRIGATED, USD/HA) | 350.8891
2023 | 28027 | CROPLAND (NON-IRRIGATED, USD/HA) | 341.0049
2022 | 28027 | CROPLAND (NON-IRRIGATED, USD/HA) | 341.0049
2021 | 28027 | CROPLAND (NON-IRRIGATED, USD/HA) | 323.7075
2020 | 28027 | CROPLAND (NON-IRRIGATED, USD/HA) | 350.8891
2019 | 28027 | CROPLAND (NON-IRRIGATED, USD/HA) | 328.6497
2017 | 28027 | CROPLAND (NON-IRRIGATED, USD/HA) | 291.5839
2016 | 28027 | CROPLAND (NON-IRRIGATED, USD/HA) | 306.4102
2014 | 28027 | CROPLAND (NON-IRRIGATED, USD/HA) | 279.2287
2013 | 28027 | CROPLAND (NON-IRRIGATED, USD/HA) | 261.9313
2012 | 28027 | CROPLAND (NON-IRRIGATED, USD/HA) | 247.105
2011 | 28027 | CROPLAND (NON-IRRIGATED, USD/HA) | 243.3984
2010 | 28027 | CROPLAND (NON-IRRIGATED, USD/HA) | 211.2748
2009 | 28027 | CROPLAND (NON-IRRIGATED, USD/HA) | 212.5103
2008 | 28027 | CROPLAND (NON-IRRIGATED, USD/HA) | 207.5682
2024 | 40029 | CROPLAND (NON-IRRIGATED, USD/HA) | 58.0697
2023 | 40029 | CROPLAND (NON-IRRIGATED, USD/HA) | 58.0697
2022 | 40029 | CROPLAND (NON-IRRIGATED, USD/HA) | 43.2434
2021 | 40029 | CROPLAND (NON-IRRIGATED, USD/HA) | 67.9539
2020 | 40029 | CROPLAND (NON-IRRIGATED, USD/HA) | 46.95
2019 | 40029 | CROPLAND (NON-IRRIGATED, USD/HA) | 42.0078
2017 | 40029 | CROPLAND (NON-IRRIGATED, USD/HA) | 43.2434
2016 | 40029 | CROPLAND (NON-IRRIGATED, USD/HA) | 43.2434
2014 | 40029 | CROPLAND (NON-IRRIGATED, USD/HA) | 43.2434
2013 | 40029 | CROPLAND (NON-IRRIGATED, USD/HA) | 42.0078
2012 | 40029 | CROPLAND (NON-IRRIGATED, USD/HA) | 60.5407
2011 | 40029 | CROPLAND (NON-IRRIGATED, USD/HA) | 45.7144
2010 | 40029 | CROPLAND (NON-IRRIGATED, USD/HA) | 37.0658
2009 | 40029 | CROPLAND (NON-IRRIGATED, USD/HA) | 42.0078
2024 | 48079 | CROPLAND (NON-IRRIGATED, USD/HA) | 82.7802
2023 | 48079 | CROPLAND (NON-IRRIGATED, USD/HA) | 105.0196
2022 | 48079 | CROPLAND (NON-IRRIGATED, USD/HA) | 112.4328
2021 | 48079 | CROPLAND (NON-IRRIGATED, USD/HA) | 98.842
2020 | 48079 | CROPLAND (NON-IRRIGATED, USD/HA) | 91.4288
2019 | 48079 | CROPLAND (NON-IRRIGATED, USD/HA) | 71.6604
2017 | 48079 | CROPLAND (NON-IRRIGATED, USD/HA) | 76.6025
2016 | 48079 | CROPLAND (NON-IRRIGATED, USD/HA) | 69.1894
2014 | 48079 | CROPLAND (NON-IRRIGATED, USD/HA) | 70.4249
2013 | 48079 | CROPLAND (NON-IRRIGATED, USD/HA) | 74.1315
2012 | 48079 | CROPLAND (NON-IRRIGATED, USD/HA) | 79.0736
2011 | 48079 | CROPLAND (NON-IRRIGATED, USD/HA) | 74.1315
2009 | 48079 | CROPLAND (NON-IRRIGATED, USD/HA) | 66.7184
2024 | 47029 | CROPLAND (NON-IRRIGATED, USD/HA) | 160.6182
2023 | 47029 | CROPLAND (NON-IRRIGATED, USD/HA) | 116.1393
2022 | 47029 | CROPLAND (NON-IRRIGATED, USD/HA) | 109.9617
2021 | 47029 | CROPLAND (NON-IRRIGATED, USD/HA) | 122.317
2020 | 47029 | CROPLAND (NON-IRRIGATED, USD/HA) | 111.1972
2019 | 47029 | CROPLAND (NON-IRRIGATED, USD/HA) | 148.263
2017 | 47029 | CROPLAND (NON-IRRIGATED, USD/HA) | 160.6182
2016 | 47029 | CROPLAND (NON-IRRIGATED, USD/HA) | 130.9657
2014 | 47029 | CROPLAND (NON-IRRIGATED, USD/HA) | 134.6722
2013 | 47029 | CROPLAND (NON-IRRIGATED, USD/HA) | 121.0815
2012 | 47029 | CROPLAND (NON-IRRIGATED, USD/HA) | 116.1393
2011 | 47029 | CROPLAND (NON-IRRIGATED, USD/HA) | 116.1393
2010 | 47029 | CROPLAND (NON-IRRIGATED, USD/HA) | 113.6683
2009 | 47029 | CROPLAND (NON-IRRIGATED, USD/HA) | 101.3131
2024 | 46029 | CROPLAND (NON-IRRIGATED, USD/HA) | 420.0785
2023 | 46029 | CROPLAND (NON-IRRIGATED, USD/HA) | 422.5496
2022 | 46029 | CROPLAND (NON-IRRIGATED, USD/HA) | 412.6653
2021 | 46029 | CROPLAND (NON-IRRIGATED, USD/HA) | 385.4838
2020 | 46029 | CROPLAND (NON-IRRIGATED, USD/HA) | 385.4838
2019 | 46029 | CROPLAND (NON-IRRIGATED, USD/HA) | 353.3601
2017 | 46029 | CROPLAND (NON-IRRIGATED, USD/HA) | 358.3023
2016 | 46029 | CROPLAND (NON-IRRIGATED, USD/HA) | 378.0707
2014 | 46029 | CROPLAND (NON-IRRIGATED, USD/HA) | 378.0707
2013 | 46029 | CROPLAND (NON-IRRIGATED, USD/HA) | 365.7154
2012 | 46029 | CROPLAND (NON-IRRIGATED, USD/HA) | 313.8234
2011 | 46029 | CROPLAND (NON-IRRIGATED, USD/HA) | 261.9313
2010 | 46029 | CROPLAND (NON-IRRIGATED, USD/HA) | 218.6879
2009 | 46029 | CROPLAND (NON-IRRIGATED, USD/HA) | 206.3327
2008 | 46029 | CROPLAND (NON-IRRIGATED, USD/HA) | 189.0353
2024 | 1031 | CROPLAND (NON-IRRIGATED, USD/HA) | 100.0775
2024 | 13069 | CROPLAND (NON-IRRIGATED, USD/HA) | 252.0471
2024 | 47031 | CROPLAND (NON-IRRIGATED, USD/HA) | 249.5761
2023 | 1031 | CROPLAND (NON-IRRIGATED, USD/HA) | 116.1393
2023 | 13069 | CROPLAND (NON-IRRIGATED, USD/HA) | 234.7498
2023 | 47031 | CROPLAND (NON-IRRIGATED, USD/HA) | 254.5181
2022 | 1031 | CROPLAND (NON-IRRIGATED, USD/HA) | 133.4367
2022 | 13069 | CROPLAND (NON-IRRIGATED, USD/HA) | 226.1011
2022 | 47031 | CROPLAND (NON-IRRIGATED, USD/HA) | 223.63
2021 | 1031 | CROPLAND (NON-IRRIGATED, USD/HA) | 113.6683
2021 | 13069 | CROPLAND (NON-IRRIGATED, USD/HA) | 211.2748
2021 | 47031 | CROPLAND (NON-IRRIGATED, USD/HA) | 198.9195
2020 | 1031 | CROPLAND (NON-IRRIGATED, USD/HA) | 116.1393
2020 | 13069 | CROPLAND (NON-IRRIGATED, USD/HA) | 222.3945
2020 | 47031 | CROPLAND (NON-IRRIGATED, USD/HA) | 214.9813
2019 | 1031 | CROPLAND (NON-IRRIGATED, USD/HA) | 114.9038
2019 | 13069 | CROPLAND (NON-IRRIGATED, USD/HA) | 222.3945
2019 | 47031 | CROPLAND (NON-IRRIGATED, USD/HA) | 212.5103
2017 | 1031 | CROPLAND (NON-IRRIGATED, USD/HA) | 106.2552
2017 | 13069 | CROPLAND (NON-IRRIGATED, USD/HA) | 224.8655
2017 | 47031 | CROPLAND (NON-IRRIGATED, USD/HA) | 200.155
2016 | 1031 | CROPLAND (NON-IRRIGATED, USD/HA) | 106.2552
2016 | 13069 | CROPLAND (NON-IRRIGATED, USD/HA) | 213.7458
2016 | 47031 | CROPLAND (NON-IRRIGATED, USD/HA) | 200.155
2014 | 1031 | CROPLAND (NON-IRRIGATED, USD/HA) | 119.8459
2014 | 13069 | CROPLAND (NON-IRRIGATED, USD/HA) | 211.2748
2014 | 47031 | CROPLAND (NON-IRRIGATED, USD/HA) | 205.0971
2013 | 1031 | CROPLAND (NON-IRRIGATED, USD/HA) | 112.4328
2013 | 13069 | CROPLAND (NON-IRRIGATED, USD/HA) | 205.0971
2013 | 47031 | CROPLAND (NON-IRRIGATED, USD/HA) | 200.155
2012 | 1031 | CROPLAND (NON-IRRIGATED, USD/HA) | 111.1972
2012 | 13069 | CROPLAND (NON-IRRIGATED, USD/HA) | 205.0971
2012 | 47031 | CROPLAND (NON-IRRIGATED, USD/HA) | 190.2708
2011 | 1031 | CROPLAND (NON-IRRIGATED, USD/HA) | 113.6683
2011 | 13069 | CROPLAND (NON-IRRIGATED, USD/HA) | 192.7419
2011 | 47031 | CROPLAND (NON-IRRIGATED, USD/HA) | 160.6182
2010 | 1031 | CROPLAND (NON-IRRIGATED, USD/HA) | 103.7841
2010 | 13069 | CROPLAND (NON-IRRIGATED, USD/HA) | 155.6762
2010 | 47031 | CROPLAND (NON-IRRIGATED, USD/HA) | 148.263
2009 | 1031 | CROPLAND (NON-IRRIGATED, USD/HA) | 116.1393
2009 | 13069 | CROPLAND (NON-IRRIGATED, USD/HA) | 153.2051
2009 | 47031 | CROPLAND (NON-IRRIGATED, USD/HA) | 133.4367
2008 | 1031 | CROPLAND (NON-IRRIGATED, USD/HA) | 97.6065
2008 | 13069 | CROPLAND (NON-IRRIGATED, USD/HA) | 168.0314
2024 | 20031 | CROPLAND (NON-IRRIGATED, USD/HA) | 159.3827
2023 | 20031 | CROPLAND (NON-IRRIGATED, USD/HA) | 140.8499
2022 | 20031 | CROPLAND (NON-IRRIGATED, USD/HA) | 153.2051
2021 | 20031 | CROPLAND (NON-IRRIGATED, USD/HA) | 148.263
2020 | 20031 | CROPLAND (NON-IRRIGATED, USD/HA) | 140.8499
2019 | 20031 | CROPLAND (NON-IRRIGATED, USD/HA) | 147.0275
2017 | 20031 | CROPLAND (NON-IRRIGATED, USD/HA) | 128.4946
2016 | 20031 | CROPLAND (NON-IRRIGATED, USD/HA) | 126.0236
2014 | 20031 | CROPLAND (NON-IRRIGATED, USD/HA) | 106.2552
2013 | 20031 | CROPLAND (NON-IRRIGATED, USD/HA) | 112.4328
2012 | 20031 | CROPLAND (NON-IRRIGATED, USD/HA) | 142.0854
2011 | 20031 | CROPLAND (NON-IRRIGATED, USD/HA) | 108.7262
2010 | 20031 | CROPLAND (NON-IRRIGATED, USD/HA) | 122.317
2009 | 20031 | CROPLAND (NON-IRRIGATED, USD/HA) | 123.5525
2024 | 48081 | CROPLAND (NON-IRRIGATED, USD/HA) | 44.4789
2023 | 48081 | CROPLAND (NON-IRRIGATED, USD/HA) | 42.0078
2022 | 48081 | CROPLAND (NON-IRRIGATED, USD/HA) | 44.4789
2021 | 48081 | CROPLAND (NON-IRRIGATED, USD/HA) | 38.3013
2020 | 48081 | CROPLAND (NON-IRRIGATED, USD/HA) | 49.421
2019 | 48081 | CROPLAND (NON-IRRIGATED, USD/HA) | 49.421
2017 | 48081 | CROPLAND (NON-IRRIGATED, USD/HA) | 37.0658
2016 | 48081 | CROPLAND (NON-IRRIGATED, USD/HA) | 32.1236
2010 | 48081 | CROPLAND (NON-IRRIGATED, USD/HA) | 39.5368
2009 | 48081 | CROPLAND (NON-IRRIGATED, USD/HA) | 42.0078
2024 | 1033 | CROPLAND (NON-IRRIGATED, USD/HA) | 301.4681
2023 | 1033 | CROPLAND (NON-IRRIGATED, USD/HA) | 261.9313
2022 | 1033 | CROPLAND (NON-IRRIGATED, USD/HA) | 247.105
2021 | 1033 | CROPLAND (NON-IRRIGATED, USD/HA) | 261.9313
2020 | 1033 | CROPLAND (NON-IRRIGATED, USD/HA) | 254.5181
2019 | 1033 | CROPLAND (NON-IRRIGATED, USD/HA) | 222.3945
2017 | 1033 | CROPLAND (NON-IRRIGATED, USD/HA) | 208.8037
2016 | 1033 | CROPLAND (NON-IRRIGATED, USD/HA) | 217.4524
2014 | 1033 | CROPLAND (NON-IRRIGATED, USD/HA) | 201.3906
2013 | 1033 | CROPLAND (NON-IRRIGATED, USD/HA) | 197.684
2012 | 1033 | CROPLAND (NON-IRRIGATED, USD/HA) | 192.7419
2011 | 1033 | CROPLAND (NON-IRRIGATED, USD/HA) | 197.684
2010 | 1033 | CROPLAND (NON-IRRIGATED, USD/HA) | 172.9735
2009 | 1033 | CROPLAND (NON-IRRIGATED, USD/HA) | 153.2051
2024 | 29051 | CROPLAND (NON-IRRIGATED, USD/HA) | 192.7419
2023 | 29051 | CROPLAND (NON-IRRIGATED, USD/HA) | 140.8499
2022 | 29051 | CROPLAND (NON-IRRIGATED, USD/HA) | 170.5025
2021 | 29051 | CROPLAND (NON-IRRIGATED, USD/HA) | 154.4406
2020 | 29051 | CROPLAND (NON-IRRIGATED, USD/HA) | 177.9156
2019 | 29051 | CROPLAND (NON-IRRIGATED, USD/HA) | 128.4946
2017 | 29051 | CROPLAND (NON-IRRIGATED, USD/HA) | 164.3248
2016 | 29051 | CROPLAND (NON-IRRIGATED, USD/HA) | 123.5525
2014 | 29051 | CROPLAND (NON-IRRIGATED, USD/HA) | 163.0893
2012 | 29051 | CROPLAND (NON-IRRIGATED, USD/HA) | 119.8459
2011 | 29051 | CROPLAND (NON-IRRIGATED, USD/HA) | 175.4445
2009 | 29051 | CROPLAND (NON-IRRIGATED, USD/HA) | 153.2051
2008 | 29051 | CROPLAND (NON-IRRIGATED, USD/HA) | 107.4907
2024 | 48083 | CROPLAND (NON-IRRIGATED, USD/HA) | 44.4789
2023 | 48083 | CROPLAND (NON-IRRIGATED, USD/HA) | 37.0658
2022 | 48083 | CROPLAND (NON-IRRIGATED, USD/HA) | 44.4789
2021 | 48083 | CROPLAND (NON-IRRIGATED, USD/HA) | 37.0658
2020 | 48083 | CROPLAND (NON-IRRIGATED, USD/HA) | 30.8881
2019 | 48083 | CROPLAND (NON-IRRIGATED, USD/HA) | 32.1236
2017 | 48083 | CROPLAND (NON-IRRIGATED, USD/HA) | 32.1236
2016 | 48083 | CROPLAND (NON-IRRIGATED, USD/HA) | 27.1816
2014 | 48083 | CROPLAND (NON-IRRIGATED, USD/HA) | 27.1816
2013 | 48083 | CROPLAND (NON-IRRIGATED, USD/HA) | 27.1816
2012 | 48083 | CROPLAND (NON-IRRIGATED, USD/HA) | 25.946
2011 | 48083 | CROPLAND (NON-IRRIGATED, USD/HA) | 27.1816
2010 | 48083 | CROPLAND (NON-IRRIGATED, USD/HA) | 29.6526
2009 | 48083 | CROPLAND (NON-IRRIGATED, USD/HA) | 27.1816
2008 | 48083 | CROPLAND (NON-IRRIGATED, USD/HA) | 27.1816
2024 | 17029 | CROPLAND (NON-IRRIGATED, USD/HA) | 820.3886
2023 | 17029 | CROPLAND (NON-IRRIGATED, USD/HA) | 719.0756
2022 | 17029 | CROPLAND (NON-IRRIGATED, USD/HA) | 724.0177
2021 | 17029 | CROPLAND (NON-IRRIGATED, USD/HA) | 637.5309
2020 | 17029 | CROPLAND (NON-IRRIGATED, USD/HA) | 607.8783
2019 | 17029 | CROPLAND (NON-IRRIGATED, USD/HA) | 610.3493
2017 | 17029 | CROPLAND (NON-IRRIGATED, USD/HA) | 607.8783
2016 | 17029 | CROPLAND (NON-IRRIGATED, USD/HA) | 649.8862
2014 | 17029 | CROPLAND (NON-IRRIGATED, USD/HA) | 558.4573
2013 | 17029 | CROPLAND (NON-IRRIGATED, USD/HA) | 640.0019
2012 | 17029 | CROPLAND (NON-IRRIGATED, USD/HA) | 602.9362
2011 | 17029 | CROPLAND (NON-IRRIGATED, USD/HA) | 518.9205
2010 | 17029 | CROPLAND (NON-IRRIGATED, USD/HA) | 452.2022
2009 | 17029 | CROPLAND (NON-IRRIGATED, USD/HA) | 437.3759
2008 | 17029 | CROPLAND (NON-IRRIGATED, USD/HA) | 425.0206
2024 | 31037 | CROPLAND (NON-IRRIGATED, USD/HA) | 632.5888
2023 | 31037 | CROPLAND (NON-IRRIGATED, USD/HA) | 625.1757
2022 | 31037 | CROPLAND (NON-IRRIGATED, USD/HA) | 578.2257
2021 | 31037 | CROPLAND (NON-IRRIGATED, USD/HA) | 555.9863
2020 | 31037 | CROPLAND (NON-IRRIGATED, USD/HA) | 533.7468
2019 | 31037 | CROPLAND (NON-IRRIGATED, USD/HA) | 516.4494
2017 | 31037 | CROPLAND (NON-IRRIGATED, USD/HA) | 506.5652
2016 | 31037 | CROPLAND (NON-IRRIGATED, USD/HA) | 511.5073
2014 | 31037 | CROPLAND (NON-IRRIGATED, USD/HA) | 536.2178
2013 | 31037 | CROPLAND (NON-IRRIGATED, USD/HA) | 479.3837
2012 | 31037 | CROPLAND (NON-IRRIGATED, USD/HA) | 484.3258
2011 | 31037 | CROPLAND (NON-IRRIGATED, USD/HA) | 392.897
2010 | 31037 | CROPLAND (NON-IRRIGATED, USD/HA) | 326.1786
2009 | 31037 | CROPLAND (NON-IRRIGATED, USD/HA) | 328.6497
2008 | 31037 | CROPLAND (NON-IRRIGATED, USD/HA) | 321.2365
2024 | 45029 | CROPLAND (NON-IRRIGATED, USD/HA) | 82.7802
2023 | 45029 | CROPLAND (NON-IRRIGATED, USD/HA) | 102.5486
2022 | 45029 | CROPLAND (NON-IRRIGATED, USD/HA) | 101.3131
2021 | 45029 | CROPLAND (NON-IRRIGATED, USD/HA) | 74.1315
2020 | 45029 | CROPLAND (NON-IRRIGATED, USD/HA) | 90.1933
2019 | 45029 | CROPLAND (NON-IRRIGATED, USD/HA) | 98.842
2017 | 45029 | CROPLAND (NON-IRRIGATED, USD/HA) | 96.3709
2016 | 45029 | CROPLAND (NON-IRRIGATED, USD/HA) | 92.6644
2014 | 45029 | CROPLAND (NON-IRRIGATED, USD/HA) | 93.8999
2013 | 45029 | CROPLAND (NON-IRRIGATED, USD/HA) | 86.4868
2012 | 45029 | CROPLAND (NON-IRRIGATED, USD/HA) | 79.0736
2011 | 45029 | CROPLAND (NON-IRRIGATED, USD/HA) | 79.0736
2010 | 45029 | CROPLAND (NON-IRRIGATED, USD/HA) | 65.4828
2009 | 45029 | CROPLAND (NON-IRRIGATED, USD/HA) | 74.1315
2024 | 48085 | CROPLAND (NON-IRRIGATED, USD/HA) | 79.0736
2023 | 48085 | CROPLAND (NON-IRRIGATED, USD/HA) | 59.3052
2022 | 48085 | CROPLAND (NON-IRRIGATED, USD/HA) | 70.4249
2021 | 48085 | CROPLAND (NON-IRRIGATED, USD/HA) | 45.7144
2020 | 48085 | CROPLAND (NON-IRRIGATED, USD/HA) | 44.4789
2019 | 48085 | CROPLAND (NON-IRRIGATED, USD/HA) | 40.7723
2017 | 48085 | CROPLAND (NON-IRRIGATED, USD/HA) | 40.7723
2016 | 48085 | CROPLAND (NON-IRRIGATED, USD/HA) | 40.7723
2014 | 48085 | CROPLAND (NON-IRRIGATED, USD/HA) | 35.8302
2013 | 48085 | CROPLAND (NON-IRRIGATED, USD/HA) | 34.5947
2012 | 48085 | CROPLAND (NON-IRRIGATED, USD/HA) | 32.1236
2011 | 48085 | CROPLAND (NON-IRRIGATED, USD/HA) | 32.1236
2010 | 48085 | CROPLAND (NON-IRRIGATED, USD/HA) | 38.3013
2009 | 48085 | CROPLAND (NON-IRRIGATED, USD/HA) | 38.3013
2008 | 48085 | CROPLAND (NON-IRRIGATED, USD/HA) | 32.1236
2024 | 48087 | CROPLAND (NON-IRRIGATED, USD/HA) | 101.3131
2023 | 48087 | CROPLAND (NON-IRRIGATED, USD/HA) | 61.7762
2022 | 48087 | CROPLAND (NON-IRRIGATED, USD/HA) | 49.421
2021 | 48087 | CROPLAND (NON-IRRIGATED, USD/HA) | 35.8302
2020 | 48087 | CROPLAND (NON-IRRIGATED, USD/HA) | 46.95
2019 | 48087 | CROPLAND (NON-IRRIGATED, USD/HA) | 39.5368
2016 | 48087 | CROPLAND (NON-IRRIGATED, USD/HA) | 38.3013
2014 | 48087 | CROPLAND (NON-IRRIGATED, USD/HA) | 40.7723
2013 | 48087 | CROPLAND (NON-IRRIGATED, USD/HA) | 40.7723
2011 | 48087 | CROPLAND (NON-IRRIGATED, USD/HA) | 45.7144
2010 | 48087 | CROPLAND (NON-IRRIGATED, USD/HA) | 44.4789
2009 | 48087 | CROPLAND (NON-IRRIGATED, USD/HA) | 49.421
2024 | 48089 | CROPLAND (NON-IRRIGATED, USD/HA) | 53.1276
2023 | 48089 | CROPLAND (NON-IRRIGATED, USD/HA) | 75.367
2022 | 48089 | CROPLAND (NON-IRRIGATED, USD/HA) | 100.0775
2021 | 48089 | CROPLAND (NON-IRRIGATED, USD/HA) | 101.3131
2020 | 48089 | CROPLAND (NON-IRRIGATED, USD/HA) | 86.4868
2019 | 48089 | CROPLAND (NON-IRRIGATED, USD/HA) | 91.4288
2017 | 48089 | CROPLAND (NON-IRRIGATED, USD/HA) | 60.5407
2016 | 48089 | CROPLAND (NON-IRRIGATED, USD/HA) | 42.0078
2014 | 48089 | CROPLAND (NON-IRRIGATED, USD/HA) | 55.5986
2013 | 48089 | CROPLAND (NON-IRRIGATED, USD/HA) | 40.7723
2012 | 48089 | CROPLAND (NON-IRRIGATED, USD/HA) | 49.421
2011 | 48089 | CROPLAND (NON-IRRIGATED, USD/HA) | 44.4789
2010 | 48089 | CROPLAND (NON-IRRIGATED, USD/HA) | 37.0658
2009 | 48089 | CROPLAND (NON-IRRIGATED, USD/HA) | 44.4789
2024 | 13071 | CROPLAND (NON-IRRIGATED, USD/HA) | 303.9391
2023 | 13071 | CROPLAND (NON-IRRIGATED, USD/HA) | 271.8155
2022 | 13071 | CROPLAND (NON-IRRIGATED, USD/HA) | 294.055
2021 | 13071 | CROPLAND (NON-IRRIGATED, USD/HA) | 274.2865
2020 | 13071 | CROPLAND (NON-IRRIGATED, USD/HA) | 256.9892
2019 | 13071 | CROPLAND (NON-IRRIGATED, USD/HA) | 266.8734
2017 | 13071 | CROPLAND (NON-IRRIGATED, USD/HA) | 254.5181
2016 | 13071 | CROPLAND (NON-IRRIGATED, USD/HA) | 242.1629
2014 | 13071 | CROPLAND (NON-IRRIGATED, USD/HA) | 244.6339
2013 | 13071 | CROPLAND (NON-IRRIGATED, USD/HA) | 227.3366
2012 | 13071 | CROPLAND (NON-IRRIGATED, USD/HA) | 227.3366
2011 | 13071 | CROPLAND (NON-IRRIGATED, USD/HA) | 226.1011
2010 | 13071 | CROPLAND (NON-IRRIGATED, USD/HA) | 192.7419
2009 | 13071 | CROPLAND (NON-IRRIGATED, USD/HA) | 182.8577
2008 | 13071 | CROPLAND (NON-IRRIGATED, USD/HA) | 187.7998
2024 | 12023 | CROPLAND (NON-IRRIGATED, USD/HA) | 98.842
2024 | 13073 | CROPLAND (NON-IRRIGATED, USD/HA) | 76.6025
2024 | 36021 | CROPLAND (NON-IRRIGATED, USD/HA) | 126.0236
2024 | 41009 | CROPLAND (NON-IRRIGATED, USD/HA) | 284.1707
2024 | 42037 | CROPLAND (NON-IRRIGATED, USD/HA) | 211.2748
2024 | 53013 | CROPLAND (NON-IRRIGATED, USD/HA) | 234.7498
2024 | 55021 | CROPLAND (NON-IRRIGATED, USD/HA) | 469.4995
2023 | 12023 | CROPLAND (NON-IRRIGATED, USD/HA) | 145.7919
2023 | 36021 | CROPLAND (NON-IRRIGATED, USD/HA) | 109.9617
2023 | 41009 | CROPLAND (NON-IRRIGATED, USD/HA) | 281.6997
2023 | 42037 | CROPLAND (NON-IRRIGATED, USD/HA) | 172.9735
2023 | 53013 | CROPLAND (NON-IRRIGATED, USD/HA) | 229.8076
2023 | 55021 | CROPLAND (NON-IRRIGATED, USD/HA) | 476.9126
2022 | 12023 | CROPLAND (NON-IRRIGATED, USD/HA) | 128.4946
2022 | 36021 | CROPLAND (NON-IRRIGATED, USD/HA) | 118.6104
2022 | 41009 | CROPLAND (NON-IRRIGATED, USD/HA) | 343.476
2022 | 42037 | CROPLAND (NON-IRRIGATED, USD/HA) | 163.0893
2022 | 53013 | CROPLAND (NON-IRRIGATED, USD/HA) | 197.684
2022 | 55021 | CROPLAND (NON-IRRIGATED, USD/HA) | 454.6732
2021 | 12023 | CROPLAND (NON-IRRIGATED, USD/HA) | 123.5525
2021 | 36021 | CROPLAND (NON-IRRIGATED, USD/HA) | 108.7262
2021 | 41009 | CROPLAND (NON-IRRIGATED, USD/HA) | 240.9274
2021 | 42037 | CROPLAND (NON-IRRIGATED, USD/HA) | 170.5025
2021 | 53013 | CROPLAND (NON-IRRIGATED, USD/HA) | 153.2051
2021 | 55021 | CROPLAND (NON-IRRIGATED, USD/HA) | 437.3759
2020 | 5027 | CROPLAND (NON-IRRIGATED, USD/HA) | 72.896
2020 | 12023 | CROPLAND (NON-IRRIGATED, USD/HA) | 111.1972
2020 | 36021 | CROPLAND (NON-IRRIGATED, USD/HA) | 133.4367
2020 | 41009 | CROPLAND (NON-IRRIGATED, USD/HA) | 170.5025
2020 | 42037 | CROPLAND (NON-IRRIGATED, USD/HA) | 161.8538
2020 | 55021 | CROPLAND (NON-IRRIGATED, USD/HA) | 434.9048
2019 | 5027 | CROPLAND (NON-IRRIGATED, USD/HA) | 32.1236
2019 | 12023 | CROPLAND (NON-IRRIGATED, USD/HA) | 102.5486
2019 | 36021 | CROPLAND (NON-IRRIGATED, USD/HA) | 113.6683
2019 | 41009 | CROPLAND (NON-IRRIGATED, USD/HA) | 169.2669
2019 | 53013 | CROPLAND (NON-IRRIGATED, USD/HA) | 123.5525
2019 | 55021 | CROPLAND (NON-IRRIGATED, USD/HA) | 481.8547
2017 | 5027 | CROPLAND (NON-IRRIGATED, USD/HA) | 56.8342
2017 | 36021 | CROPLAND (NON-IRRIGATED, USD/HA) | 126.0236
2017 | 41009 | CROPLAND (NON-IRRIGATED, USD/HA) | 169.2669
2017 | 42037 | CROPLAND (NON-IRRIGATED, USD/HA) | 127.2591
2017 | 53013 | CROPLAND (NON-IRRIGATED, USD/HA) | 160.6182
2017 | 55021 | CROPLAND (NON-IRRIGATED, USD/HA) | 467.0285
2016 | 12023 | CROPLAND (NON-IRRIGATED, USD/HA) | 107.4907
2016 | 36021 | CROPLAND (NON-IRRIGATED, USD/HA) | 127.2591
2016 | 41009 | CROPLAND (NON-IRRIGATED, USD/HA) | 172.9735
2016 | 42037 | CROPLAND (NON-IRRIGATED, USD/HA) | 138.3788
2016 | 55021 | CROPLAND (NON-IRRIGATED, USD/HA) | 442.3179
2014 | 12023 | CROPLAND (NON-IRRIGATED, USD/HA) | 108.7262
2014 | 42037 | CROPLAND (NON-IRRIGATED, USD/HA) | 150.734
2014 | 53013 | CROPLAND (NON-IRRIGATED, USD/HA) | 71.6604
2014 | 55021 | CROPLAND (NON-IRRIGATED, USD/HA) | 437.3759
2013 | 5027 | CROPLAND (NON-IRRIGATED, USD/HA) | 30.8881
2013 | 36021 | CROPLAND (NON-IRRIGATED, USD/HA) | 100.0775
2013 | 41009 | CROPLAND (NON-IRRIGATED, USD/HA) | 135.9077
2013 | 42037 | CROPLAND (NON-IRRIGATED, USD/HA) | 150.734
2013 | 55021 | CROPLAND (NON-IRRIGATED, USD/HA) | 402.7811
2012 | 5027 | CROPLAND (NON-IRRIGATED, USD/HA) | 38.3013
2012 | 12023 | CROPLAND (NON-IRRIGATED, USD/HA) | 109.9617
2012 | 42037 | CROPLAND (NON-IRRIGATED, USD/HA) | 145.7919
2012 | 53013 | CROPLAND (NON-IRRIGATED, USD/HA) | 147.0275
2012 | 55021 | CROPLAND (NON-IRRIGATED, USD/HA) | 358.3023
2011 | 5027 | CROPLAND (NON-IRRIGATED, USD/HA) | 38.3013
2011 | 36021 | CROPLAND (NON-IRRIGATED, USD/HA) | 74.1315
2011 | 42037 | CROPLAND (NON-IRRIGATED, USD/HA) | 129.7301
2011 | 55021 | CROPLAND (NON-IRRIGATED, USD/HA) | 321.2365
2010 | 5027 | CROPLAND (NON-IRRIGATED, USD/HA) | 34.5947
2010 | 12023 | CROPLAND (NON-IRRIGATED, USD/HA) | 97.6065
2010 | 36021 | CROPLAND (NON-IRRIGATED, USD/HA) | 77.8381
2010 | 42037 | CROPLAND (NON-IRRIGATED, USD/HA) | 116.1393
2010 | 55021 | CROPLAND (NON-IRRIGATED, USD/HA) | 291.5839
2009 | 5027 | CROPLAND (NON-IRRIGATED, USD/HA) | 37.0658
2009 | 12023 | CROPLAND (NON-IRRIGATED, USD/HA) | 103.7841
2009 | 36021 | CROPLAND (NON-IRRIGATED, USD/HA) | 82.7802
2009 | 42037 | CROPLAND (NON-IRRIGATED, USD/HA) | 107.4907
2009 | 55021 | CROPLAND (NON-IRRIGATED, USD/HA) | 271.8155
2008 | 42037 | CROPLAND (NON-IRRIGATED, USD/HA) | 116.1393
2008 | 55021 | CROPLAND (NON-IRRIGATED, USD/HA) | 264.4024
2024 | 39029 | CROPLAND (NON-IRRIGATED, USD/HA) | 207.5682
2023 | 39029 | CROPLAND (NON-IRRIGATED, USD/HA) | 203.8616
2022 | 39029 | CROPLAND (NON-IRRIGATED, USD/HA) | 219.9235
2021 | 39029 | CROPLAND (NON-IRRIGATED, USD/HA) | 180.3867
2020 | 39029 | CROPLAND (NON-IRRIGATED, USD/HA) | 181.6222
2019 | 39029 | CROPLAND (NON-IRRIGATED, USD/HA) | 180.3867
2017 | 39029 | CROPLAND (NON-IRRIGATED, USD/HA) | 177.9156
2016 | 39029 | CROPLAND (NON-IRRIGATED, USD/HA) | 186.5643
2014 | 39029 | CROPLAND (NON-IRRIGATED, USD/HA) | 187.7998
2013 | 39029 | CROPLAND (NON-IRRIGATED, USD/HA) | 189.0353
2012 | 39029 | CROPLAND (NON-IRRIGATED, USD/HA) | 134.6722
2011 | 39029 | CROPLAND (NON-IRRIGATED, USD/HA) | 116.1393
2010 | 39029 | CROPLAND (NON-IRRIGATED, USD/HA) | 106.2552
2009 | 39029 | CROPLAND (NON-IRRIGATED, USD/HA) | 98.842
2008 | 39029 | CROPLAND (NON-IRRIGATED, USD/HA) | 97.6065
2024 | 37047 | CROPLAND (NON-IRRIGATED, USD/HA) | 217.4524
2023 | 37047 | CROPLAND (NON-IRRIGATED, USD/HA) | 208.8037
2022 | 37047 | CROPLAND (NON-IRRIGATED, USD/HA) | 221.159
2021 | 37047 | CROPLAND (NON-IRRIGATED, USD/HA) | 193.9774
2020 | 37047 | CROPLAND (NON-IRRIGATED, USD/HA) | 195.213
2017 | 37047 | CROPLAND (NON-IRRIGATED, USD/HA) | 185.3287
2016 | 37047 | CROPLAND (NON-IRRIGATED, USD/HA) | 210.0393
2013 | 37047 | CROPLAND (NON-IRRIGATED, USD/HA) | 203.8616
2012 | 37047 | CROPLAND (NON-IRRIGATED, USD/HA) | 166.7959
2011 | 37047 | CROPLAND (NON-IRRIGATED, USD/HA) | 144.5564
2010 | 37047 | CROPLAND (NON-IRRIGATED, USD/HA) | 133.4367
2009 | 37047 | CROPLAND (NON-IRRIGATED, USD/HA) | 129.7301
2008 | 37047 | CROPLAND (NON-IRRIGATED, USD/HA) | 127.2591
2021 | 6011 | CROPLAND (NON-IRRIGATED, USD/HA) | 69.1894
2020 | 6011 | CROPLAND (NON-IRRIGATED, USD/HA) | 103.7841
2019 | 6011 | CROPLAND (NON-IRRIGATED, USD/HA) | 76.6025
2017 | 6011 | CROPLAND (NON-IRRIGATED, USD/HA) | 105.0196
2016 | 6011 | CROPLAND (NON-IRRIGATED, USD/HA) | 114.9038
2011 | 6011 | CROPLAND (NON-IRRIGATED, USD/HA) | 145.7919
2010 | 6011 | CROPLAND (NON-IRRIGATED, USD/HA) | 179.1511
2024 | 48091 | CROPLAND (NON-IRRIGATED, USD/HA) | 33.3592
2022 | 48091 | CROPLAND (NON-IRRIGATED, USD/HA) | 20.7568
2021 | 48091 | CROPLAND (NON-IRRIGATED, USD/HA) | 32.1236
2019 | 48091 | CROPLAND (NON-IRRIGATED, USD/HA) | 37.0658
2017 | 48091 | CROPLAND (NON-IRRIGATED, USD/HA) | 30.8881
2016 | 48091 | CROPLAND (NON-IRRIGATED, USD/HA) | 27.1816
2014 | 48091 | CROPLAND (NON-IRRIGATED, USD/HA) | 34.5947
2013 | 48091 | CROPLAND (NON-IRRIGATED, USD/HA) | 24.7105
2012 | 48091 | CROPLAND (NON-IRRIGATED, USD/HA) | 30.8881
2011 | 48091 | CROPLAND (NON-IRRIGATED, USD/HA) | 34.5947
2010 | 48091 | CROPLAND (NON-IRRIGATED, USD/HA) | 34.5947
2024 | 40031 | CROPLAND (NON-IRRIGATED, USD/HA) | 77.8381
2024 | 48093 | CROPLAND (NON-IRRIGATED, USD/HA) | 67.9539
2023 | 20033 | CROPLAND (NON-IRRIGATED, USD/HA) | 75.367
2023 | 40031 | CROPLAND (NON-IRRIGATED, USD/HA) | 66.7184
2023 | 48093 | CROPLAND (NON-IRRIGATED, USD/HA) | 56.8342
2022 | 20033 | CROPLAND (NON-IRRIGATED, USD/HA) | 74.1315
2022 | 40031 | CROPLAND (NON-IRRIGATED, USD/HA) | 74.1315
2022 | 48093 | CROPLAND (NON-IRRIGATED, USD/HA) | 54.3631
2021 | 20033 | CROPLAND (NON-IRRIGATED, USD/HA) | 79.0736
2021 | 40031 | CROPLAND (NON-IRRIGATED, USD/HA) | 79.0736
2021 | 48093 | CROPLAND (NON-IRRIGATED, USD/HA) | 61.7762
2020 | 20033 | CROPLAND (NON-IRRIGATED, USD/HA) | 81.5447
2020 | 40031 | CROPLAND (NON-IRRIGATED, USD/HA) | 74.1315
2020 | 48093 | CROPLAND (NON-IRRIGATED, USD/HA) | 51.892
2019 | 20033 | CROPLAND (NON-IRRIGATED, USD/HA) | 65.4828
2019 | 48093 | CROPLAND (NON-IRRIGATED, USD/HA) | 44.4789
2017 | 48093 | CROPLAND (NON-IRRIGATED, USD/HA) | 49.421
2016 | 20033 | CROPLAND (NON-IRRIGATED, USD/HA) | 76.6025
2016 | 40031 | CROPLAND (NON-IRRIGATED, USD/HA) | 75.367
2016 | 48093 | CROPLAND (NON-IRRIGATED, USD/HA) | 45.7144
2014 | 20033 | CROPLAND (NON-IRRIGATED, USD/HA) | 64.2473
2013 | 20033 | CROPLAND (NON-IRRIGATED, USD/HA) | 54.3631
2013 | 40031 | CROPLAND (NON-IRRIGATED, USD/HA) | 60.5407
2012 | 40031 | CROPLAND (NON-IRRIGATED, USD/HA) | 59.3052
2012 | 48093 | CROPLAND (NON-IRRIGATED, USD/HA) | 54.3631
2011 | 20033 | CROPLAND (NON-IRRIGATED, USD/HA) | 67.9539
2011 | 40031 | CROPLAND (NON-IRRIGATED, USD/HA) | 61.7762
2011 | 48093 | CROPLAND (NON-IRRIGATED, USD/HA) | 53.1276
2010 | 20033 | CROPLAND (NON-IRRIGATED, USD/HA) | 71.6604
2010 | 40031 | CROPLAND (NON-IRRIGATED, USD/HA) | 76.6025
2010 | 48093 | CROPLAND (NON-IRRIGATED, USD/HA) | 38.3013
2009 | 20033 | CROPLAND (NON-IRRIGATED, USD/HA) | 72.896
2009 | 40031 | CROPLAND (NON-IRRIGATED, USD/HA) | 77.8381
2009 | 48093 | CROPLAND (NON-IRRIGATED, USD/HA) | 37.0658
2008 | 40031 | CROPLAND (NON-IRRIGATED, USD/HA) | 66.7184
2008 | 48093 | CROPLAND (NON-IRRIGATED, USD/HA) | 42.0078
2024 | 48095 | CROPLAND (NON-IRRIGATED, USD/HA) | 95.1354
2023 | 48095 | CROPLAND (NON-IRRIGATED, USD/HA) | 77.8381
2022 | 48095 | CROPLAND (NON-IRRIGATED, USD/HA) | 86.4868
2021 | 48095 | CROPLAND (NON-IRRIGATED, USD/HA) | 72.896
2020 | 48095 | CROPLAND (NON-IRRIGATED, USD/HA) | 76.6025
2019 | 48095 | CROPLAND (NON-IRRIGATED, USD/HA) | 76.6025
2017 | 48095 | CROPLAND (NON-IRRIGATED, USD/HA) | 84.0157
2016 | 48095 | CROPLAND (NON-IRRIGATED, USD/HA) | 72.896
2014 | 48095 | CROPLAND (NON-IRRIGATED, USD/HA) | 84.0157
2013 | 48095 | CROPLAND (NON-IRRIGATED, USD/HA) | 64.2473
2012 | 48095 | CROPLAND (NON-IRRIGATED, USD/HA) | 64.2473
2011 | 48095 | CROPLAND (NON-IRRIGATED, USD/HA) | 56.8342
2010 | 48095 | CROPLAND (NON-IRRIGATED, USD/HA) | 60.5407
2009 | 48095 | CROPLAND (NON-IRRIGATED, USD/HA) | 64.2473
2024 | 22029 | CROPLAND (NON-IRRIGATED, USD/HA) | 284.1707
2023 | 22029 | CROPLAND (NON-IRRIGATED, USD/HA) | 291.5839
2022 | 22029 | CROPLAND (NON-IRRIGATED, USD/HA) | 296.526
2021 | 22029 | CROPLAND (NON-IRRIGATED, USD/HA) | 281.6997
2020 | 22029 | CROPLAND (NON-IRRIGATED, USD/HA) | 266.8734
2019 | 22029 | CROPLAND (NON-IRRIGATED, USD/HA) | 269.3444
2017 | 22029 | CROPLAND (NON-IRRIGATED, USD/HA) | 254.5181
2016 | 22029 | CROPLAND (NON-IRRIGATED, USD/HA) | 244.6339
2014 | 22029 | CROPLAND (NON-IRRIGATED, USD/HA) | 224.8655
2013 | 22029 | CROPLAND (NON-IRRIGATED, USD/HA) | 227.3366
2012 | 22029 | CROPLAND (NON-IRRIGATED, USD/HA) | 227.3366
2011 | 22029 | CROPLAND (NON-IRRIGATED, USD/HA) | 190.2708
2010 | 22029 | CROPLAND (NON-IRRIGATED, USD/HA) | 185.3287
2009 | 22029 | CROPLAND (NON-IRRIGATED, USD/HA) | 180.3867
2024 | 1035 | CROPLAND (NON-IRRIGATED, USD/HA) | 40.7723
2023 | 1035 | CROPLAND (NON-IRRIGATED, USD/HA) | 108.7262
2022 | 1035 | CROPLAND (NON-IRRIGATED, USD/HA) | 88.9578
2021 | 1035 | CROPLAND (NON-IRRIGATED, USD/HA) | 137.1433
2020 | 1035 | CROPLAND (NON-IRRIGATED, USD/HA) | 137.1433
2019 | 1035 | CROPLAND (NON-IRRIGATED, USD/HA) | 139.6143
2017 | 1035 | CROPLAND (NON-IRRIGATED, USD/HA) | 97.6065
2016 | 1035 | CROPLAND (NON-IRRIGATED, USD/HA) | 90.1933
2014 | 1035 | CROPLAND (NON-IRRIGATED, USD/HA) | 85.2512
2013 | 1035 | CROPLAND (NON-IRRIGATED, USD/HA) | 79.0736
2012 | 1035 | CROPLAND (NON-IRRIGATED, USD/HA) | 96.3709
2011 | 1035 | CROPLAND (NON-IRRIGATED, USD/HA) | 93.8999
2010 | 1035 | CROPLAND (NON-IRRIGATED, USD/HA) | 101.3131
2009 | 1035 | CROPLAND (NON-IRRIGATED, USD/HA) | 91.4288
2024 | 8021 | CROPLAND (NON-IRRIGATED, USD/HA) | 86.4868
2022 | 8021 | CROPLAND (NON-IRRIGATED, USD/HA) | 48.1855
2014 | 8021 | CROPLAND (NON-IRRIGATED, USD/HA) | 71.6604
2013 | 8021 | CROPLAND (NON-IRRIGATED, USD/HA) | 64.2473
2011 | 8021 | CROPLAND (NON-IRRIGATED, USD/HA) | 64.2473
2024 | 6013 | CROPLAND (NON-IRRIGATED, USD/HA) | 53.1276
2023 | 6013 | CROPLAND (NON-IRRIGATED, USD/HA) | 38.3013
2021 | 6013 | CROPLAND (NON-IRRIGATED, USD/HA) | 44.4789
2020 | 6013 | CROPLAND (NON-IRRIGATED, USD/HA) | 49.421
2019 | 6013 | CROPLAND (NON-IRRIGATED, USD/HA) | 45.7144
2017 | 6013 | CROPLAND (NON-IRRIGATED, USD/HA) | 49.421
2016 | 6013 | CROPLAND (NON-IRRIGATED, USD/HA) | 55.5986
2014 | 6013 | CROPLAND (NON-IRRIGATED, USD/HA) | 44.4789
2013 | 6013 | CROPLAND (NON-IRRIGATED, USD/HA) | 42.0078
2010 | 6013 | CROPLAND (NON-IRRIGATED, USD/HA) | 54.3631
2009 | 6013 | CROPLAND (NON-IRRIGATED, USD/HA) | 66.7184
2020 | 56009 | CROPLAND (NON-IRRIGATED, USD/HA) | 30.8881
2013 | 56009 | CROPLAND (NON-IRRIGATED, USD/HA) | 27.1816
2024 | 5029 | CROPLAND (NON-IRRIGATED, USD/HA) | 60.5407
2023 | 5029 | CROPLAND (NON-IRRIGATED, USD/HA) | 48.1855
2022 | 5029 | CROPLAND (NON-IRRIGATED, USD/HA) | 51.892
2021 | 5029 | CROPLAND (NON-IRRIGATED, USD/HA) | 53.1276
2020 | 5029 | CROPLAND (NON-IRRIGATED, USD/HA) | 71.6604
2019 | 5029 | CROPLAND (NON-IRRIGATED, USD/HA) | 63.0118
2017 | 5029 | CROPLAND (NON-IRRIGATED, USD/HA) | 46.95
2016 | 5029 | CROPLAND (NON-IRRIGATED, USD/HA) | 38.3013
2014 | 5029 | CROPLAND (NON-IRRIGATED, USD/HA) | 46.95
2013 | 5029 | CROPLAND (NON-IRRIGATED, USD/HA) | 58.0697
2012 | 5029 | CROPLAND (NON-IRRIGATED, USD/HA) | 58.0697
2011 | 5029 | CROPLAND (NON-IRRIGATED, USD/HA) | 74.1315
2010 | 5029 | CROPLAND (NON-IRRIGATED, USD/HA) | 90.1933
2009 | 5029 | CROPLAND (NON-IRRIGATED, USD/HA) | 64.2473
2024 | 13075 | CROPLAND (NON-IRRIGATED, USD/HA) | 247.105
2024 | 17031 | CROPLAND (NON-IRRIGATED, USD/HA) | 333.5917
2023 | 13075 | CROPLAND (NON-IRRIGATED, USD/HA) | 264.4024
2023 | 17031 | CROPLAND (NON-IRRIGATED, USD/HA) | 222.3945
2022 | 13075 | CROPLAND (NON-IRRIGATED, USD/HA) | 247.105
2022 | 17031 | CROPLAND (NON-IRRIGATED, USD/HA) | 291.5839
2021 | 13075 | CROPLAND (NON-IRRIGATED, USD/HA) | 234.7498
2021 | 17031 | CROPLAND (NON-IRRIGATED, USD/HA) | 234.7498
2020 | 13075 | CROPLAND (NON-IRRIGATED, USD/HA) | 231.0432
2019 | 13075 | CROPLAND (NON-IRRIGATED, USD/HA) | 229.8076
2017 | 13075 | CROPLAND (NON-IRRIGATED, USD/HA) | 212.5103
2016 | 13075 | CROPLAND (NON-IRRIGATED, USD/HA) | 218.6879
2014 | 13075 | CROPLAND (NON-IRRIGATED, USD/HA) | 197.684
2013 | 13075 | CROPLAND (NON-IRRIGATED, USD/HA) | 207.5682
2012 | 13075 | CROPLAND (NON-IRRIGATED, USD/HA) | 208.8037
2011 | 13075 | CROPLAND (NON-IRRIGATED, USD/HA) | 180.3867
2010 | 13075 | CROPLAND (NON-IRRIGATED, USD/HA) | 151.9696
2009 | 13075 | CROPLAND (NON-IRRIGATED, USD/HA) | 197.684
2008 | 13075 | CROPLAND (NON-IRRIGATED, USD/HA) | 195.213
2024 | 48097 | CROPLAND (NON-IRRIGATED, USD/HA) | 75.367
2023 | 48097 | CROPLAND (NON-IRRIGATED, USD/HA) | 49.421
2022 | 48097 | CROPLAND (NON-IRRIGATED, USD/HA) | 50.6565
2021 | 48097 | CROPLAND (NON-IRRIGATED, USD/HA) | 64.2473
2020 | 48097 | CROPLAND (NON-IRRIGATED, USD/HA) | 55.5986
2019 | 48097 | CROPLAND (NON-IRRIGATED, USD/HA) | 51.892
2017 | 48097 | CROPLAND (NON-IRRIGATED, USD/HA) | 46.95
2016 | 48097 | CROPLAND (NON-IRRIGATED, USD/HA) | 49.421
2014 | 48097 | CROPLAND (NON-IRRIGATED, USD/HA) | 49.421
2013 | 48097 | CROPLAND (NON-IRRIGATED, USD/HA) | 44.4789
2012 | 48097 | CROPLAND (NON-IRRIGATED, USD/HA) | 45.7144
2011 | 48097 | CROPLAND (NON-IRRIGATED, USD/HA) | 43.2434
2010 | 48097 | CROPLAND (NON-IRRIGATED, USD/HA) | 46.95
2009 | 48097 | CROPLAND (NON-IRRIGATED, USD/HA) | 51.892
2008 | 48097 | CROPLAND (NON-IRRIGATED, USD/HA) | 42.0078
2024 | 29053 | CROPLAND (NON-IRRIGATED, USD/HA) | 343.476
2023 | 29053 | CROPLAND (NON-IRRIGATED, USD/HA) | 289.1128
2022 | 29053 | CROPLAND (NON-IRRIGATED, USD/HA) | 234.7498
2021 | 29053 | CROPLAND (NON-IRRIGATED, USD/HA) | 271.8155
2020 | 29053 | CROPLAND (NON-IRRIGATED, USD/HA) | 271.8155
2019 | 29053 | CROPLAND (NON-IRRIGATED, USD/HA) | 259.4602
2017 | 29053 | CROPLAND (NON-IRRIGATED, USD/HA) | 234.7498
2016 | 29053 | CROPLAND (NON-IRRIGATED, USD/HA) | 235.9853
2014 | 29053 | CROPLAND (NON-IRRIGATED, USD/HA) | 232.2787
2012 | 29053 | CROPLAND (NON-IRRIGATED, USD/HA) | 211.2748
2011 | 29053 | CROPLAND (NON-IRRIGATED, USD/HA) | 202.6261
2010 | 29053 | CROPLAND (NON-IRRIGATED, USD/HA) | 207.5682
2009 | 29053 | CROPLAND (NON-IRRIGATED, USD/HA) | 206.3327
2008 | 29053 | CROPLAND (NON-IRRIGATED, USD/HA) | 206.3327
2024 | 33007 | CROPLAND (NON-IRRIGATED, USD/HA) | 86.4868
2024 | 41011 | CROPLAND (NON-IRRIGATED, USD/HA) | 224.8655
2023 | 33007 | CROPLAND (NON-IRRIGATED, USD/HA) | 103.7841
2023 | 41011 | CROPLAND (NON-IRRIGATED, USD/HA) | 216.2169
2022 | 33007 | CROPLAND (NON-IRRIGATED, USD/HA) | 96.3709
2022 | 41011 | CROPLAND (NON-IRRIGATED, USD/HA) | 217.4524
2021 | 33007 | CROPLAND (NON-IRRIGATED, USD/HA) | 100.0775
2021 | 41011 | CROPLAND (NON-IRRIGATED, USD/HA) | 171.738
2019 | 41011 | CROPLAND (NON-IRRIGATED, USD/HA) | 155.6762
2017 | 41011 | CROPLAND (NON-IRRIGATED, USD/HA) | 172.9735
2016 | 41011 | CROPLAND (NON-IRRIGATED, USD/HA) | 201.3906
2012 | 41011 | CROPLAND (NON-IRRIGATED, USD/HA) | 106.2552
2021 | 1037 | CROPLAND (NON-IRRIGATED, USD/HA) | 38.3013
2020 | 1037 | CROPLAND (NON-IRRIGATED, USD/HA) | 25.946
2019 | 1037 | CROPLAND (NON-IRRIGATED, USD/HA) | 32.1236
2013 | 1037 | CROPLAND (NON-IRRIGATED, USD/HA) | 40.7723
2012 | 1037 | CROPLAND (NON-IRRIGATED, USD/HA) | 42.0078
2011 | 1037 | CROPLAND (NON-IRRIGATED, USD/HA) | 48.1855
2010 | 1037 | CROPLAND (NON-IRRIGATED, USD/HA) | 49.421
2009 | 1037 | CROPLAND (NON-IRRIGATED, USD/HA) | 49.421
2024 | 28029 | CROPLAND (NON-IRRIGATED, USD/HA) | 77.8381
2023 | 28029 | CROPLAND (NON-IRRIGATED, USD/HA) | 87.7223
2022 | 28029 | CROPLAND (NON-IRRIGATED, USD/HA) | 102.5486
2020 | 28029 | CROPLAND (NON-IRRIGATED, USD/HA) | 75.367
2019 | 28029 | CROPLAND (NON-IRRIGATED, USD/HA) | 55.5986
2017 | 28029 | CROPLAND (NON-IRRIGATED, USD/HA) | 44.4789
2016 | 28029 | CROPLAND (NON-IRRIGATED, USD/HA) | 55.5986
2014 | 28029 | CROPLAND (NON-IRRIGATED, USD/HA) | 60.5407
2011 | 28029 | CROPLAND (NON-IRRIGATED, USD/HA) | 58.0697
2009 | 28029 | CROPLAND (NON-IRRIGATED, USD/HA) | 40.7723
2024 | 46031 | CROPLAND (NON-IRRIGATED, USD/HA) | 112.4328
2023 | 46031 | CROPLAND (NON-IRRIGATED, USD/HA) | 113.6683
2022 | 46031 | CROPLAND (NON-IRRIGATED, USD/HA) | 103.7841
2021 | 46031 | CROPLAND (NON-IRRIGATED, USD/HA) | 103.7841
2020 | 46031 | CROPLAND (NON-IRRIGATED, USD/HA) | 109.9617
2019 | 46031 | CROPLAND (NON-IRRIGATED, USD/HA) | 98.842
2017 | 46031 | CROPLAND (NON-IRRIGATED, USD/HA) | 98.842
2016 | 46031 | CROPLAND (NON-IRRIGATED, USD/HA) | 103.7841
2014 | 46031 | CROPLAND (NON-IRRIGATED, USD/HA) | 87.7223
2013 | 46031 | CROPLAND (NON-IRRIGATED, USD/HA) | 76.6025
2012 | 46031 | CROPLAND (NON-IRRIGATED, USD/HA) | 67.9539
2011 | 46031 | CROPLAND (NON-IRRIGATED, USD/HA) | 66.7184
2010 | 46031 | CROPLAND (NON-IRRIGATED, USD/HA) | 66.7184
2009 | 46031 | CROPLAND (NON-IRRIGATED, USD/HA) | 67.9539
2008 | 46031 | CROPLAND (NON-IRRIGATED, USD/HA) | 58.0697
2024 | 36023 | CROPLAND (NON-IRRIGATED, USD/HA) | 195.213
2023 | 36023 | CROPLAND (NON-IRRIGATED, USD/HA) | 201.3906
2022 | 36023 | CROPLAND (NON-IRRIGATED, USD/HA) | 149.4985
2021 | 36023 | CROPLAND (NON-IRRIGATED, USD/HA) | 163.0893
2020 | 36023 | CROPLAND (NON-IRRIGATED, USD/HA) | 147.0275
2019 | 36023 | CROPLAND (NON-IRRIGATED, USD/HA) | 148.263
2017 | 36023 | CROPLAND (NON-IRRIGATED, USD/HA) | 142.0854
2016 | 36023 | CROPLAND (NON-IRRIGATED, USD/HA) | 149.4985
2014 | 36023 | CROPLAND (NON-IRRIGATED, USD/HA) | 100.0775
2013 | 36023 | CROPLAND (NON-IRRIGATED, USD/HA) | 114.9038
2012 | 36023 | CROPLAND (NON-IRRIGATED, USD/HA) | 102.5486
2011 | 36023 | CROPLAND (NON-IRRIGATED, USD/HA) | 93.8999
2010 | 36023 | CROPLAND (NON-IRRIGATED, USD/HA) | 75.367
2009 | 36023 | CROPLAND (NON-IRRIGATED, USD/HA) | 71.6604
2008 | 36023 | CROPLAND (NON-IRRIGATED, USD/HA) | 79.0736
2024 | 48099 | CROPLAND (NON-IRRIGATED, USD/HA) | 59.3052
2022 | 48099 | CROPLAND (NON-IRRIGATED, USD/HA) | 64.2473
2021 | 48099 | CROPLAND (NON-IRRIGATED, USD/HA) | 54.3631
2020 | 48099 | CROPLAND (NON-IRRIGATED, USD/HA) | 46.95
2019 | 48099 | CROPLAND (NON-IRRIGATED, USD/HA) | 40.7723
2017 | 48099 | CROPLAND (NON-IRRIGATED, USD/HA) | 40.7723
2016 | 48099 | CROPLAND (NON-IRRIGATED, USD/HA) | 39.5368
2014 | 48099 | CROPLAND (NON-IRRIGATED, USD/HA) | 40.7723
2013 | 48099 | CROPLAND (NON-IRRIGATED, USD/HA) | 44.4789
2012 | 48099 | CROPLAND (NON-IRRIGATED, USD/HA) | 37.0658
2011 | 48099 | CROPLAND (NON-IRRIGATED, USD/HA) | 51.892
2010 | 48099 | CROPLAND (NON-IRRIGATED, USD/HA) | 34.5947
2009 | 48099 | CROPLAND (NON-IRRIGATED, USD/HA) | 35.8302
2008 | 48099 | CROPLAND (NON-IRRIGATED, USD/HA) | 34.5947
2024 | 39031 | CROPLAND (NON-IRRIGATED, USD/HA) | 217.4524
2023 | 39031 | CROPLAND (NON-IRRIGATED, USD/HA) | 179.1511
2022 | 39031 | CROPLAND (NON-IRRIGATED, USD/HA) | 237.2208
2021 | 39031 | CROPLAND (NON-IRRIGATED, USD/HA) | 233.5142
2020 | 39031 | CROPLAND (NON-IRRIGATED, USD/HA) | 240.9274
2019 | 39031 | CROPLAND (NON-IRRIGATED, USD/HA) | 239.6918
2017 | 39031 | CROPLAND (NON-IRRIGATED, USD/HA) | 240.9274
2016 | 39031 | CROPLAND (NON-IRRIGATED, USD/HA) | 228.5721
2014 | 39031 | CROPLAND (NON-IRRIGATED, USD/HA) | 202.6261
2013 | 39031 | CROPLAND (NON-IRRIGATED, USD/HA) | 200.155
2012 | 39031 | CROPLAND (NON-IRRIGATED, USD/HA) | 184.0932
2011 | 39031 | CROPLAND (NON-IRRIGATED, USD/HA) | 185.3287
2010 | 39031 | CROPLAND (NON-IRRIGATED, USD/HA) | 187.7998
2009 | 39031 | CROPLAND (NON-IRRIGATED, USD/HA) | 197.684
2008 | 39031 | CROPLAND (NON-IRRIGATED, USD/HA) | 208.8037
2021 | 8023 | CROPLAND (NON-IRRIGATED, USD/HA) | 22.9808
2011 | 8023 | CROPLAND (NON-IRRIGATED, USD/HA) | 63.0118
2024 | 48101 | CROPLAND (NON-IRRIGATED, USD/HA) | 69.1894
2023 | 48101 | CROPLAND (NON-IRRIGATED, USD/HA) | 50.6565
2022 | 48101 | CROPLAND (NON-IRRIGATED, USD/HA) | 67.9539
2021 | 48101 | CROPLAND (NON-IRRIGATED, USD/HA) | 56.8342
2020 | 48101 | CROPLAND (NON-IRRIGATED, USD/HA) | 53.1276
2019 | 48101 | CROPLAND (NON-IRRIGATED, USD/HA) | 51.892
2017 | 48101 | CROPLAND (NON-IRRIGATED, USD/HA) | 49.421
2016 | 48101 | CROPLAND (NON-IRRIGATED, USD/HA) | 59.3052
2014 | 48101 | CROPLAND (NON-IRRIGATED, USD/HA) | 63.0118
2013 | 48101 | CROPLAND (NON-IRRIGATED, USD/HA) | 56.8342
2011 | 48101 | CROPLAND (NON-IRRIGATED, USD/HA) | 50.6565
2010 | 48101 | CROPLAND (NON-IRRIGATED, USD/HA) | 54.3631
2009 | 48101 | CROPLAND (NON-IRRIGATED, USD/HA) | 51.892
2024 | 40033 | CROPLAND (NON-IRRIGATED, USD/HA) | 71.6604
2023 | 40033 | CROPLAND (NON-IRRIGATED, USD/HA) | 74.1315
2022 | 40033 | CROPLAND (NON-IRRIGATED, USD/HA) | 85.2512
2021 | 40033 | CROPLAND (NON-IRRIGATED, USD/HA) | 72.896
2020 | 40033 | CROPLAND (NON-IRRIGATED, USD/HA) | 76.6025
2019 | 40033 | CROPLAND (NON-IRRIGATED, USD/HA) | 77.8381
2014 | 40033 | CROPLAND (NON-IRRIGATED, USD/HA) | 76.6025
2013 | 40033 | CROPLAND (NON-IRRIGATED, USD/HA) | 77.8381
2012 | 40033 | CROPLAND (NON-IRRIGATED, USD/HA) | 69.1894
2011 | 40033 | CROPLAND (NON-IRRIGATED, USD/HA) | 72.896
2010 | 40033 | CROPLAND (NON-IRRIGATED, USD/HA) | 71.6604
2009 | 40033 | CROPLAND (NON-IRRIGATED, USD/HA) | 70.4249
2008 | 40033 | CROPLAND (NON-IRRIGATED, USD/HA) | 67.9539
2024 | 27033 | CROPLAND (NON-IRRIGATED, USD/HA) | 583.1678
2023 | 27033 | CROPLAND (NON-IRRIGATED, USD/HA) | 570.8125
2022 | 27033 | CROPLAND (NON-IRRIGATED, USD/HA) | 563.3994
2021 | 27033 | CROPLAND (NON-IRRIGATED, USD/HA) | 518.9205
2020 | 27033 | CROPLAND (NON-IRRIGATED, USD/HA) | 484.3258
2019 | 27033 | CROPLAND (NON-IRRIGATED, USD/HA) | 454.6732
2017 | 27033 | CROPLAND (NON-IRRIGATED, USD/HA) | 499.1521
2016 | 27033 | CROPLAND (NON-IRRIGATED, USD/HA) | 479.3837
2014 | 27033 | CROPLAND (NON-IRRIGATED, USD/HA) | 551.0441
2013 | 27033 | CROPLAND (NON-IRRIGATED, USD/HA) | 553.5152
2012 | 27033 | CROPLAND (NON-IRRIGATED, USD/HA) | 504.0942
2011 | 27033 | CROPLAND (NON-IRRIGATED, USD/HA) | 395.368
2010 | 27033 | CROPLAND (NON-IRRIGATED, USD/HA) | 360.7733
2009 | 27033 | CROPLAND (NON-IRRIGATED, USD/HA) | 338.5338
2008 | 27033 | CROPLAND (NON-IRRIGATED, USD/HA) | 333.5917
2024 | 1039 | CROPLAND (NON-IRRIGATED, USD/HA) | 134.6722
2024 | 28031 | CROPLAND (NON-IRRIGATED, USD/HA) | 156.9117
2023 | 1039 | CROPLAND (NON-IRRIGATED, USD/HA) | 147.0275
2023 | 28031 | CROPLAND (NON-IRRIGATED, USD/HA) | 105.0196
2022 | 1039 | CROPLAND (NON-IRRIGATED, USD/HA) | 137.1433
2022 | 28031 | CROPLAND (NON-IRRIGATED, USD/HA) | 128.4946
2021 | 1039 | CROPLAND (NON-IRRIGATED, USD/HA) | 142.0854
2021 | 28031 | CROPLAND (NON-IRRIGATED, USD/HA) | 114.9038
2020 | 1039 | CROPLAND (NON-IRRIGATED, USD/HA) | 161.8538
2020 | 28031 | CROPLAND (NON-IRRIGATED, USD/HA) | 80.3091
2019 | 1039 | CROPLAND (NON-IRRIGATED, USD/HA) | 137.1433
2019 | 28031 | CROPLAND (NON-IRRIGATED, USD/HA) | 105.0196
2017 | 1039 | CROPLAND (NON-IRRIGATED, USD/HA) | 121.0815
2017 | 28031 | CROPLAND (NON-IRRIGATED, USD/HA) | 87.7223
2016 | 1039 | CROPLAND (NON-IRRIGATED, USD/HA) | 138.3788
2014 | 1039 | CROPLAND (NON-IRRIGATED, USD/HA) | 132.2012
2013 | 1039 | CROPLAND (NON-IRRIGATED, USD/HA) | 111.1972
2013 | 28031 | CROPLAND (NON-IRRIGATED, USD/HA) | 97.6065
2012 | 1039 | CROPLAND (NON-IRRIGATED, USD/HA) | 103.7841
2012 | 28031 | CROPLAND (NON-IRRIGATED, USD/HA) | 97.6065
2011 | 1039 | CROPLAND (NON-IRRIGATED, USD/HA) | 108.7262
2010 | 1039 | CROPLAND (NON-IRRIGATED, USD/HA) | 111.1972
2010 | 28031 | CROPLAND (NON-IRRIGATED, USD/HA) | 81.5447
2009 | 1039 | CROPLAND (NON-IRRIGATED, USD/HA) | 108.7262
2008 | 1039 | CROPLAND (NON-IRRIGATED, USD/HA) | 93.8999
2022 | 13077 | CROPLAND (NON-IRRIGATED, USD/HA) | 60.5407
2021 | 13077 | CROPLAND (NON-IRRIGATED, USD/HA) | 51.892
2020 | 13077 | CROPLAND (NON-IRRIGATED, USD/HA) | 55.5986
2019 | 13077 | CROPLAND (NON-IRRIGATED, USD/HA) | 54.3631
2017 | 13077 | CROPLAND (NON-IRRIGATED, USD/HA) | 77.8381
2016 | 13077 | CROPLAND (NON-IRRIGATED, USD/HA) | 54.3631
2014 | 13077 | CROPLAND (NON-IRRIGATED, USD/HA) | 58.0697
2013 | 13077 | CROPLAND (NON-IRRIGATED, USD/HA) | 67.9539
2012 | 13077 | CROPLAND (NON-IRRIGATED, USD/HA) | 50.6565
2010 | 13077 | CROPLAND (NON-IRRIGATED, USD/HA) | 32.1236
2024 | 20035 | CROPLAND (NON-IRRIGATED, USD/HA) | 153.2051
2023 | 20035 | CROPLAND (NON-IRRIGATED, USD/HA) | 130.9657
2022 | 20035 | CROPLAND (NON-IRRIGATED, USD/HA) | 155.6762
2021 | 20035 | CROPLAND (NON-IRRIGATED, USD/HA) | 135.9077
2020 | 20035 | CROPLAND (NON-IRRIGATED, USD/HA) | 113.6683
2019 | 20035 | CROPLAND (NON-IRRIGATED, USD/HA) | 101.3131
2017 | 20035 | CROPLAND (NON-IRRIGATED, USD/HA) | 96.3709
2016 | 20035 | CROPLAND (NON-IRRIGATED, USD/HA) | 113.6683
2014 | 20035 | CROPLAND (NON-IRRIGATED, USD/HA) | 97.6065
2013 | 20035 | CROPLAND (NON-IRRIGATED, USD/HA) | 106.2552
2012 | 20035 | CROPLAND (NON-IRRIGATED, USD/HA) | 87.7223
2011 | 20035 | CROPLAND (NON-IRRIGATED, USD/HA) | 88.9578
2010 | 20035 | CROPLAND (NON-IRRIGATED, USD/HA) | 96.3709
2009 | 20035 | CROPLAND (NON-IRRIGATED, USD/HA) | 82.7802
2008 | 20035 | CROPLAND (NON-IRRIGATED, USD/HA) | 95.1354
2024 | 53015 | CROPLAND (NON-IRRIGATED, USD/HA) | 129.7301
2023 | 53015 | CROPLAND (NON-IRRIGATED, USD/HA) | 139.6143
2021 | 53015 | CROPLAND (NON-IRRIGATED, USD/HA) | 135.9077
2017 | 53015 | CROPLAND (NON-IRRIGATED, USD/HA) | 102.5486
2014 | 53015 | CROPLAND (NON-IRRIGATED, USD/HA) | 155.6762
2013 | 53015 | CROPLAND (NON-IRRIGATED, USD/HA) | 107.4907
2012 | 53015 | CROPLAND (NON-IRRIGATED, USD/HA) | 108.7262
2011 | 53015 | CROPLAND (NON-IRRIGATED, USD/HA) | 93.8999
2009 | 53015 | CROPLAND (NON-IRRIGATED, USD/HA) | 124.788
2024 | 51045 | CROPLAND (NON-IRRIGATED, USD/HA) | 75.367
2023 | 40035 | CROPLAND (NON-IRRIGATED, USD/HA) | 76.6025
2023 | 51045 | CROPLAND (NON-IRRIGATED, USD/HA) | 85.2512
2022 | 40035 | CROPLAND (NON-IRRIGATED, USD/HA) | 79.0736
2022 | 51045 | CROPLAND (NON-IRRIGATED, USD/HA) | 90.1933
2021 | 40035 | CROPLAND (NON-IRRIGATED, USD/HA) | 85.2512
2021 | 51045 | CROPLAND (NON-IRRIGATED, USD/HA) | 86.4868
2020 | 40035 | CROPLAND (NON-IRRIGATED, USD/HA) | 74.1315
2020 | 51045 | CROPLAND (NON-IRRIGATED, USD/HA) | 64.2473
2019 | 40035 | CROPLAND (NON-IRRIGATED, USD/HA) | 69.1894
2019 | 51045 | CROPLAND (NON-IRRIGATED, USD/HA) | 55.5986
2017 | 51045 | CROPLAND (NON-IRRIGATED, USD/HA) | 53.1276
2016 | 40035 | CROPLAND (NON-IRRIGATED, USD/HA) | 58.0697
2016 | 51045 | CROPLAND (NON-IRRIGATED, USD/HA) | 44.4789
2014 | 40035 | CROPLAND (NON-IRRIGATED, USD/HA) | 67.9539
2014 | 51045 | CROPLAND (NON-IRRIGATED, USD/HA) | 32.1236
2013 | 40035 | CROPLAND (NON-IRRIGATED, USD/HA) | 70.4249
2012 | 40035 | CROPLAND (NON-IRRIGATED, USD/HA) | 49.421
2012 | 51045 | CROPLAND (NON-IRRIGATED, USD/HA) | 34.5947
2011 | 40035 | CROPLAND (NON-IRRIGATED, USD/HA) | 48.1855
2011 | 51045 | CROPLAND (NON-IRRIGATED, USD/HA) | 48.1855
2010 | 40035 | CROPLAND (NON-IRRIGATED, USD/HA) | 51.892
2010 | 51045 | CROPLAND (NON-IRRIGATED, USD/HA) | 51.892
2009 | 40035 | CROPLAND (NON-IRRIGATED, USD/HA) | 56.8342
2009 | 51045 | CROPLAND (NON-IRRIGATED, USD/HA) | 42.0078
2023 | 5031 | CROPLAND (NON-IRRIGATED, USD/HA) | 134.6722
2022 | 5031 | CROPLAND (NON-IRRIGATED, USD/HA) | 138.3788
2020 | 5031 | CROPLAND (NON-IRRIGATED, USD/HA) | 105.0196
2017 | 5031 | CROPLAND (NON-IRRIGATED, USD/HA) | 164.3248
2016 | 5031 | CROPLAND (NON-IRRIGATED, USD/HA) | 224.8655
2012 | 5031 | CROPLAND (NON-IRRIGATED, USD/HA) | 154.4406
2011 | 5031 | CROPLAND (NON-IRRIGATED, USD/HA) | 158.1472
2010 | 5031 | CROPLAND (NON-IRRIGATED, USD/HA) | 182.8577
2009 | 5031 | CROPLAND (NON-IRRIGATED, USD/HA) | 138.3788
2024 | 37049 | CROPLAND (NON-IRRIGATED, USD/HA) | 218.6879
2023 | 37049 | CROPLAND (NON-IRRIGATED, USD/HA) | 219.9235
2022 | 37049 | CROPLAND (NON-IRRIGATED, USD/HA) | 217.4524
2021 | 37049 | CROPLAND (NON-IRRIGATED, USD/HA) | 210.0393
2020 | 37049 | CROPLAND (NON-IRRIGATED, USD/HA) | 172.9735
2019 | 37049 | CROPLAND (NON-IRRIGATED, USD/HA) | 195.213
2017 | 37049 | CROPLAND (NON-IRRIGATED, USD/HA) | 197.684
2016 | 37049 | CROPLAND (NON-IRRIGATED, USD/HA) | 177.9156
2014 | 37049 | CROPLAND (NON-IRRIGATED, USD/HA) | 177.9156
2013 | 37049 | CROPLAND (NON-IRRIGATED, USD/HA) | 150.734
2012 | 37049 | CROPLAND (NON-IRRIGATED, USD/HA) | 137.1433
2011 | 37049 | CROPLAND (NON-IRRIGATED, USD/HA) | 138.3788
2010 | 37049 | CROPLAND (NON-IRRIGATED, USD/HA) | 137.1433
2009 | 37049 | CROPLAND (NON-IRRIGATED, USD/HA) | 130.9657
2008 | 37049 | CROPLAND (NON-IRRIGATED, USD/HA) | 140.8499
2024 | 5033 | CROPLAND (NON-IRRIGATED, USD/HA) | 55.5986
2024 | 13079 | CROPLAND (NON-IRRIGATED, USD/HA) | 121.0815
2024 | 17033 | CROPLAND (NON-IRRIGATED, USD/HA) | 496.681
2024 | 18025 | CROPLAND (NON-IRRIGATED, USD/HA) | 249.5761
2024 | 19047 | CROPLAND (NON-IRRIGATED, USD/HA) | 741.315
2024 | 29055 | CROPLAND (NON-IRRIGATED, USD/HA) | 77.8381
2024 | 55023 | CROPLAND (NON-IRRIGATED, USD/HA) | 323.7075
2023 | 5033 | CROPLAND (NON-IRRIGATED, USD/HA) | 79.0736
2023 | 13079 | CROPLAND (NON-IRRIGATED, USD/HA) | 101.3131
2023 | 17033 | CROPLAND (NON-IRRIGATED, USD/HA) | 518.9205
2023 | 18025 | CROPLAND (NON-IRRIGATED, USD/HA) | 269.3444
2023 | 19047 | CROPLAND (NON-IRRIGATED, USD/HA) | 679.5387
2023 | 20037 | CROPLAND (NON-IRRIGATED, USD/HA) | 139.6143
2023 | 39033 | CROPLAND (NON-IRRIGATED, USD/HA) | 474.4416
2023 | 42039 | CROPLAND (NON-IRRIGATED, USD/HA) | 112.4328
2023 | 55023 | CROPLAND (NON-IRRIGATED, USD/HA) | 343.476
2022 | 5033 | CROPLAND (NON-IRRIGATED, USD/HA) | 82.7802
2022 | 13079 | CROPLAND (NON-IRRIGATED, USD/HA) | 96.3709
2022 | 17033 | CROPLAND (NON-IRRIGATED, USD/HA) | 452.2022
2022 | 18025 | CROPLAND (NON-IRRIGATED, USD/HA) | 193.9774
2022 | 19047 | CROPLAND (NON-IRRIGATED, USD/HA) | 679.5387
2022 | 20037 | CROPLAND (NON-IRRIGATED, USD/HA) | 161.8538
2022 | 29055 | CROPLAND (NON-IRRIGATED, USD/HA) | 140.8499
2022 | 39033 | CROPLAND (NON-IRRIGATED, USD/HA) | 471.9706
2022 | 42039 | CROPLAND (NON-IRRIGATED, USD/HA) | 86.4868
2022 | 55023 | CROPLAND (NON-IRRIGATED, USD/HA) | 303.9391
2021 | 5033 | CROPLAND (NON-IRRIGATED, USD/HA) | 65.4828
2021 | 13079 | CROPLAND (NON-IRRIGATED, USD/HA) | 100.0775
2021 | 17033 | CROPLAND (NON-IRRIGATED, USD/HA) | 402.7811
2021 | 18025 | CROPLAND (NON-IRRIGATED, USD/HA) | 191.5064
2021 | 19047 | CROPLAND (NON-IRRIGATED, USD/HA) | 617.7625
2021 | 20037 | CROPLAND (NON-IRRIGATED, USD/HA) | 150.734
2021 | 29055 | CROPLAND (NON-IRRIGATED, USD/HA) | 93.8999
2021 | 39033 | CROPLAND (NON-IRRIGATED, USD/HA) | 429.9627
2021 | 42039 | CROPLAND (NON-IRRIGATED, USD/HA) | 101.3131
2021 | 55023 | CROPLAND (NON-IRRIGATED, USD/HA) | 306.4102
2020 | 5033 | CROPLAND (NON-IRRIGATED, USD/HA) | 55.5986
2020 | 17033 | CROPLAND (NON-IRRIGATED, USD/HA) | 407.7233
2020 | 18025 | CROPLAND (NON-IRRIGATED, USD/HA) | 195.213
2020 | 19047 | CROPLAND (NON-IRRIGATED, USD/HA) | 607.8783
2020 | 20037 | CROPLAND (NON-IRRIGATED, USD/HA) | 156.9117
2020 | 29055 | CROPLAND (NON-IRRIGATED, USD/HA) | 51.892
2020 | 39033 | CROPLAND (NON-IRRIGATED, USD/HA) | 417.6074
2020 | 42039 | CROPLAND (NON-IRRIGATED, USD/HA) | 101.3131
2020 | 55023 | CROPLAND (NON-IRRIGATED, USD/HA) | 318.7654
2019 | 5033 | CROPLAND (NON-IRRIGATED, USD/HA) | 44.4789
2019 | 17033 | CROPLAND (NON-IRRIGATED, USD/HA) | 410.1943
2019 | 19047 | CROPLAND (NON-IRRIGATED, USD/HA) | 590.581
2019 | 20037 | CROPLAND (NON-IRRIGATED, USD/HA) | 165.5603
2019 | 29055 | CROPLAND (NON-IRRIGATED, USD/HA) | 56.8342
2019 | 39033 | CROPLAND (NON-IRRIGATED, USD/HA) | 407.7233
2019 | 42039 | CROPLAND (NON-IRRIGATED, USD/HA) | 107.4907
2019 | 55023 | CROPLAND (NON-IRRIGATED, USD/HA) | 308.8813
2017 | 5033 | CROPLAND (NON-IRRIGATED, USD/HA) | 43.2434
2017 | 13079 | CROPLAND (NON-IRRIGATED, USD/HA) | 102.5486
2017 | 17033 | CROPLAND (NON-IRRIGATED, USD/HA) | 402.7811
2017 | 19047 | CROPLAND (NON-IRRIGATED, USD/HA) | 575.7546
2017 | 20037 | CROPLAND (NON-IRRIGATED, USD/HA) | 151.9696
2017 | 29055 | CROPLAND (NON-IRRIGATED, USD/HA) | 39.5368
2017 | 39033 | CROPLAND (NON-IRRIGATED, USD/HA) | 410.1943
2017 | 42039 | CROPLAND (NON-IRRIGATED, USD/HA) | 92.6644
2017 | 55023 | CROPLAND (NON-IRRIGATED, USD/HA) | 331.1207
2016 | 5033 | CROPLAND (NON-IRRIGATED, USD/HA) | 56.8342
2016 | 13079 | CROPLAND (NON-IRRIGATED, USD/HA) | 92.6644
2016 | 17033 | CROPLAND (NON-IRRIGATED, USD/HA) | 412.6653
2016 | 19047 | CROPLAND (NON-IRRIGATED, USD/HA) | 607.8783
2016 | 20037 | CROPLAND (NON-IRRIGATED, USD/HA) | 153.2051
2016 | 29055 | CROPLAND (NON-IRRIGATED, USD/HA) | 42.0078
2016 | 39033 | CROPLAND (NON-IRRIGATED, USD/HA) | 402.7811
2016 | 42039 | CROPLAND (NON-IRRIGATED, USD/HA) | 80.3091
2016 | 55023 | CROPLAND (NON-IRRIGATED, USD/HA) | 306.4102
2014 | 5033 | CROPLAND (NON-IRRIGATED, USD/HA) | 61.7762
2014 | 17033 | CROPLAND (NON-IRRIGATED, USD/HA) | 373.1286
2014 | 18025 | CROPLAND (NON-IRRIGATED, USD/HA) | 172.9735
2014 | 19047 | CROPLAND (NON-IRRIGATED, USD/HA) | 652.3572
2014 | 20037 | CROPLAND (NON-IRRIGATED, USD/HA) | 135.9077
2014 | 29055 | CROPLAND (NON-IRRIGATED, USD/HA) | 43.2434
2014 | 39033 | CROPLAND (NON-IRRIGATED, USD/HA) | 392.897
2014 | 42039 | CROPLAND (NON-IRRIGATED, USD/HA) | 81.5447
2014 | 55023 | CROPLAND (NON-IRRIGATED, USD/HA) | 326.1786
2013 | 17033 | CROPLAND (NON-IRRIGATED, USD/HA) | 355.8312
2013 | 18025 | CROPLAND (NON-IRRIGATED, USD/HA) | 155.6762
2013 | 19047 | CROPLAND (NON-IRRIGATED, USD/HA) | 635.0598
2013 | 20037 | CROPLAND (NON-IRRIGATED, USD/HA) | 133.4367
2013 | 29055 | CROPLAND (NON-IRRIGATED, USD/HA) | 60.5407
2013 | 39033 | CROPLAND (NON-IRRIGATED, USD/HA) | 390.4259
2013 | 42039 | CROPLAND (NON-IRRIGATED, USD/HA) | 69.1894
2013 | 55023 | CROPLAND (NON-IRRIGATED, USD/HA) | 323.7075
2012 | 5033 | CROPLAND (NON-IRRIGATED, USD/HA) | 70.4249
2012 | 13079 | CROPLAND (NON-IRRIGATED, USD/HA) | 122.317
2012 | 17033 | CROPLAND (NON-IRRIGATED, USD/HA) | 385.4838
2012 | 18025 | CROPLAND (NON-IRRIGATED, USD/HA) | 156.9117
2012 | 19047 | CROPLAND (NON-IRRIGATED, USD/HA) | 647.4151
2012 | 20037 | CROPLAND (NON-IRRIGATED, USD/HA) | 145.7919
2012 | 39033 | CROPLAND (NON-IRRIGATED, USD/HA) | 333.5917
2012 | 42039 | CROPLAND (NON-IRRIGATED, USD/HA) | 81.5447
2012 | 55023 | CROPLAND (NON-IRRIGATED, USD/HA) | 245.8695
2011 | 13079 | CROPLAND (NON-IRRIGATED, USD/HA) | 38.3013
2011 | 17033 | CROPLAND (NON-IRRIGATED, USD/HA) | 336.0628
2011 | 18025 | CROPLAND (NON-IRRIGATED, USD/HA) | 187.7998
2011 | 19047 | CROPLAND (NON-IRRIGATED, USD/HA) | 511.5073
2011 | 20037 | CROPLAND (NON-IRRIGATED, USD/HA) | 108.7262
2011 | 29055 | CROPLAND (NON-IRRIGATED, USD/HA) | 103.7841
2011 | 39033 | CROPLAND (NON-IRRIGATED, USD/HA) | 318.7654
2011 | 42039 | CROPLAND (NON-IRRIGATED, USD/HA) | 71.6604
2011 | 55023 | CROPLAND (NON-IRRIGATED, USD/HA) | 217.4524
2010 | 13079 | CROPLAND (NON-IRRIGATED, USD/HA) | 39.5368
2010 | 17033 | CROPLAND (NON-IRRIGATED, USD/HA) | 284.1707
2010 | 18025 | CROPLAND (NON-IRRIGATED, USD/HA) | 192.7419
2010 | 19047 | CROPLAND (NON-IRRIGATED, USD/HA) | 457.1442
2010 | 20037 | CROPLAND (NON-IRRIGATED, USD/HA) | 106.2552
2010 | 29055 | CROPLAND (NON-IRRIGATED, USD/HA) | 86.4868
2010 | 39033 | CROPLAND (NON-IRRIGATED, USD/HA) | 274.2865
2010 | 42039 | CROPLAND (NON-IRRIGATED, USD/HA) | 67.9539
2010 | 55023 | CROPLAND (NON-IRRIGATED, USD/HA) | 195.213
2009 | 17033 | CROPLAND (NON-IRRIGATED, USD/HA) | 289.1128
2009 | 18025 | CROPLAND (NON-IRRIGATED, USD/HA) | 161.8538
2009 | 19047 | CROPLAND (NON-IRRIGATED, USD/HA) | 444.789
2009 | 20037 | CROPLAND (NON-IRRIGATED, USD/HA) | 90.1933
2009 | 29055 | CROPLAND (NON-IRRIGATED, USD/HA) | 75.367
2009 | 39033 | CROPLAND (NON-IRRIGATED, USD/HA) | 286.6418
2009 | 42039 | CROPLAND (NON-IRRIGATED, USD/HA) | 67.9539
2009 | 55023 | CROPLAND (NON-IRRIGATED, USD/HA) | 200.155
2008 | 17033 | CROPLAND (NON-IRRIGATED, USD/HA) | 294.055
2008 | 19047 | CROPLAND (NON-IRRIGATED, USD/HA) | 412.6653
2008 | 39033 | CROPLAND (NON-IRRIGATED, USD/HA) | 289.1128
2008 | 42039 | CROPLAND (NON-IRRIGATED, USD/HA) | 56.8342
2008 | 55023 | CROPLAND (NON-IRRIGATED, USD/HA) | 212.5103
2024 | 40037 | CROPLAND (NON-IRRIGATED, USD/HA) | 50.6565
2023 | 40037 | CROPLAND (NON-IRRIGATED, USD/HA) | 49.421
2022 | 40037 | CROPLAND (NON-IRRIGATED, USD/HA) | 35.8302
2021 | 40037 | CROPLAND (NON-IRRIGATED, USD/HA) | 61.7762
2020 | 40037 | CROPLAND (NON-IRRIGATED, USD/HA) | 45.7144
2019 | 40037 | CROPLAND (NON-IRRIGATED, USD/HA) | 38.3013
2017 | 40037 | CROPLAND (NON-IRRIGATED, USD/HA) | 37.0658
2016 | 40037 | CROPLAND (NON-IRRIGATED, USD/HA) | 43.2434
2014 | 40037 | CROPLAND (NON-IRRIGATED, USD/HA) | 32.1236
2013 | 40037 | CROPLAND (NON-IRRIGATED, USD/HA) | 34.5947
2012 | 40037 | CROPLAND (NON-IRRIGATED, USD/HA) | 49.421
2011 | 40037 | CROPLAND (NON-IRRIGATED, USD/HA) | 44.4789
2010 | 40037 | CROPLAND (NON-IRRIGATED, USD/HA) | 49.421
2009 | 40037 | CROPLAND (NON-IRRIGATED, USD/HA) | 37.0658
2024 | 1041 | CROPLAND (NON-IRRIGATED, USD/HA) | 48.1855
2023 | 1041 | CROPLAND (NON-IRRIGATED, USD/HA) | 67.9539
2022 | 1041 | CROPLAND (NON-IRRIGATED, USD/HA) | 63.0118
2021 | 1041 | CROPLAND (NON-IRRIGATED, USD/HA) | 63.0118
2020 | 1041 | CROPLAND (NON-IRRIGATED, USD/HA) | 84.0157
2017 | 1041 | CROPLAND (NON-IRRIGATED, USD/HA) | 63.0118
2016 | 1041 | CROPLAND (NON-IRRIGATED, USD/HA) | 66.7184
2013 | 1041 | CROPLAND (NON-IRRIGATED, USD/HA) | 58.0697
2012 | 1041 | CROPLAND (NON-IRRIGATED, USD/HA) | 69.1894
2011 | 1041 | CROPLAND (NON-IRRIGATED, USD/HA) | 64.2473
2010 | 1041 | CROPLAND (NON-IRRIGATED, USD/HA) | 54.3631
2009 | 1041 | CROPLAND (NON-IRRIGATED, USD/HA) | 56.8342
2024 | 13081 | CROPLAND (NON-IRRIGATED, USD/HA) | 198.9195
2023 | 13081 | CROPLAND (NON-IRRIGATED, USD/HA) | 165.5603
2022 | 13081 | CROPLAND (NON-IRRIGATED, USD/HA) | 193.9774
2021 | 13081 | CROPLAND (NON-IRRIGATED, USD/HA) | 160.6182
2020 | 13081 | CROPLAND (NON-IRRIGATED, USD/HA) | 180.3867
2019 | 13081 | CROPLAND (NON-IRRIGATED, USD/HA) | 197.684
2017 | 13081 | CROPLAND (NON-IRRIGATED, USD/HA) | 153.2051
2014 | 13081 | CROPLAND (NON-IRRIGATED, USD/HA) | 163.0893
2013 | 13081 | CROPLAND (NON-IRRIGATED, USD/HA) | 189.0353
2012 | 13081 | CROPLAND (NON-IRRIGATED, USD/HA) | 189.0353
2011 | 13081 | CROPLAND (NON-IRRIGATED, USD/HA) | 213.7458
2010 | 13081 | CROPLAND (NON-IRRIGATED, USD/HA) | 142.0854
2009 | 13081 | CROPLAND (NON-IRRIGATED, USD/HA) | 134.6722
2024 | 5035 | CROPLAND (NON-IRRIGATED, USD/HA) | 226.1011
2024 | 21055 | CROPLAND (NON-IRRIGATED, USD/HA) | 447.26
2023 | 5035 | CROPLAND (NON-IRRIGATED, USD/HA) | 242.1629
2023 | 21055 | CROPLAND (NON-IRRIGATED, USD/HA) | 429.9627
2022 | 5035 | CROPLAND (NON-IRRIGATED, USD/HA) | 222.3945
2022 | 21055 | CROPLAND (NON-IRRIGATED, USD/HA) | 395.368
2021 | 5035 | CROPLAND (NON-IRRIGATED, USD/HA) | 221.159
2021 | 21055 | CROPLAND (NON-IRRIGATED, USD/HA) | 373.1286
2020 | 5035 | CROPLAND (NON-IRRIGATED, USD/HA) | 226.1011
2020 | 21055 | CROPLAND (NON-IRRIGATED, USD/HA) | 370.6575
2019 | 5035 | CROPLAND (NON-IRRIGATED, USD/HA) | 219.9235
2017 | 5035 | CROPLAND (NON-IRRIGATED, USD/HA) | 237.2208
2017 | 21055 | CROPLAND (NON-IRRIGATED, USD/HA) | 331.1207
2016 | 5035 | CROPLAND (NON-IRRIGATED, USD/HA) | 213.7458
2016 | 21055 | CROPLAND (NON-IRRIGATED, USD/HA) | 353.3601
2014 | 5035 | CROPLAND (NON-IRRIGATED, USD/HA) | 186.5643
2014 | 21055 | CROPLAND (NON-IRRIGATED, USD/HA) | 390.4259
2013 | 5035 | CROPLAND (NON-IRRIGATED, USD/HA) | 185.3287
2013 | 21055 | CROPLAND (NON-IRRIGATED, USD/HA) | 333.5917
2012 | 5035 | CROPLAND (NON-IRRIGATED, USD/HA) | 197.684
2012 | 21055 | CROPLAND (NON-IRRIGATED, USD/HA) | 373.1286
2011 | 5035 | CROPLAND (NON-IRRIGATED, USD/HA) | 165.5603
2011 | 21055 | CROPLAND (NON-IRRIGATED, USD/HA) | 235.9853
2010 | 5035 | CROPLAND (NON-IRRIGATED, USD/HA) | 164.3248
2010 | 21055 | CROPLAND (NON-IRRIGATED, USD/HA) | 232.2787
2009 | 5035 | CROPLAND (NON-IRRIGATED, USD/HA) | 153.2051
2009 | 21055 | CROPLAND (NON-IRRIGATED, USD/HA) | 210.0393
2008 | 5035 | CROPLAND (NON-IRRIGATED, USD/HA) | 185.3287
2024 | 47033 | CROPLAND (NON-IRRIGATED, USD/HA) | 338.5338
2023 | 47033 | CROPLAND (NON-IRRIGATED, USD/HA) | 360.7733
2022 | 47033 | CROPLAND (NON-IRRIGATED, USD/HA) | 336.0628
2021 | 47033 | CROPLAND (NON-IRRIGATED, USD/HA) | 326.1786
2019 | 47033 | CROPLAND (NON-IRRIGATED, USD/HA) | 323.7075
2017 | 47033 | CROPLAND (NON-IRRIGATED, USD/HA) | 298.9971
2016 | 47033 | CROPLAND (NON-IRRIGATED, USD/HA) | 296.526
2014 | 47033 | CROPLAND (NON-IRRIGATED, USD/HA) | 296.526
2013 | 47033 | CROPLAND (NON-IRRIGATED, USD/HA) | 286.6418
2012 | 47033 | CROPLAND (NON-IRRIGATED, USD/HA) | 284.1707
2011 | 47033 | CROPLAND (NON-IRRIGATED, USD/HA) | 259.4602
2010 | 47033 | CROPLAND (NON-IRRIGATED, USD/HA) | 256.9892
2009 | 47033 | CROPLAND (NON-IRRIGATED, USD/HA) | 231.0432
2024 | 56011 | CROPLAND (NON-IRRIGATED, USD/HA) | 28.4171
2023 | 56011 | CROPLAND (NON-IRRIGATED, USD/HA) | 35.8302
2022 | 56011 | CROPLAND (NON-IRRIGATED, USD/HA) | 38.3013
2021 | 56011 | CROPLAND (NON-IRRIGATED, USD/HA) | 30.8881
2020 | 56011 | CROPLAND (NON-IRRIGATED, USD/HA) | 29.6526
2019 | 56011 | CROPLAND (NON-IRRIGATED, USD/HA) | 23.7221
2017 | 56011 | CROPLAND (NON-IRRIGATED, USD/HA) | 21.0039
2016 | 41013 | CROPLAND (NON-IRRIGATED, USD/HA) | 45.7144
2016 | 56011 | CROPLAND (NON-IRRIGATED, USD/HA) | 33.3592
2012 | 56011 | CROPLAND (NON-IRRIGATED, USD/HA) | 32.1236
2010 | 56011 | CROPLAND (NON-IRRIGATED, USD/HA) | 32.1236
2009 | 56011 | CROPLAND (NON-IRRIGATED, USD/HA) | 33.3592
2024 | 48107 | CROPLAND (NON-IRRIGATED, USD/HA) | 124.788
2023 | 48107 | CROPLAND (NON-IRRIGATED, USD/HA) | 102.5486
2022 | 48107 | CROPLAND (NON-IRRIGATED, USD/HA) | 71.6604
2021 | 48107 | CROPLAND (NON-IRRIGATED, USD/HA) | 80.3091
2020 | 48107 | CROPLAND (NON-IRRIGATED, USD/HA) | 84.0157
2019 | 48107 | CROPLAND (NON-IRRIGATED, USD/HA) | 86.4868
2017 | 48107 | CROPLAND (NON-IRRIGATED, USD/HA) | 67.9539
2016 | 48107 | CROPLAND (NON-IRRIGATED, USD/HA) | 96.3709
2014 | 48107 | CROPLAND (NON-IRRIGATED, USD/HA) | 102.5486
2013 | 48107 | CROPLAND (NON-IRRIGATED, USD/HA) | 82.7802
2012 | 48107 | CROPLAND (NON-IRRIGATED, USD/HA) | 80.3091
2011 | 48107 | CROPLAND (NON-IRRIGATED, USD/HA) | 77.8381
2010 | 48107 | CROPLAND (NON-IRRIGATED, USD/HA) | 63.0118
2009 | 48107 | CROPLAND (NON-IRRIGATED, USD/HA) | 84.0157
2023 | 5037 | CROPLAND (NON-IRRIGATED, USD/HA) | 289.1128
2022 | 5037 | CROPLAND (NON-IRRIGATED, USD/HA) | 264.4024
2021 | 5037 | CROPLAND (NON-IRRIGATED, USD/HA) | 240.9274
2020 | 5037 | CROPLAND (NON-IRRIGATED, USD/HA) | 193.9774
2019 | 5037 | CROPLAND (NON-IRRIGATED, USD/HA) | 185.3287
2017 | 5037 | CROPLAND (NON-IRRIGATED, USD/HA) | 207.5682
2014 | 5037 | CROPLAND (NON-IRRIGATED, USD/HA) | 192.7419
2013 | 5037 | CROPLAND (NON-IRRIGATED, USD/HA) | 177.9156
2012 | 5037 | CROPLAND (NON-IRRIGATED, USD/HA) | 190.2708
2011 | 5037 | CROPLAND (NON-IRRIGATED, USD/HA) | 154.4406
2010 | 5037 | CROPLAND (NON-IRRIGATED, USD/HA) | 153.2051
2009 | 5037 | CROPLAND (NON-IRRIGATED, USD/HA) | 174.209
2024 | 27035 | CROPLAND (NON-IRRIGATED, USD/HA) | 103.7841
2023 | 27035 | CROPLAND (NON-IRRIGATED, USD/HA) | 96.3709
2022 | 27035 | CROPLAND (NON-IRRIGATED, USD/HA) | 90.1933
2021 | 27035 | CROPLAND (NON-IRRIGATED, USD/HA) | 90.1933
2020 | 27035 | CROPLAND (NON-IRRIGATED, USD/HA) | 86.4868
2019 | 27035 | CROPLAND (NON-IRRIGATED, USD/HA) | 95.1354
2017 | 27035 | CROPLAND (NON-IRRIGATED, USD/HA) | 91.4288
2016 | 27035 | CROPLAND (NON-IRRIGATED, USD/HA) | 82.7802
2014 | 27035 | CROPLAND (NON-IRRIGATED, USD/HA) | 74.1315
2013 | 27035 | CROPLAND (NON-IRRIGATED, USD/HA) | 58.0697
2012 | 27035 | CROPLAND (NON-IRRIGATED, USD/HA) | 54.3631
2011 | 27035 | CROPLAND (NON-IRRIGATED, USD/HA) | 58.0697
2010 | 27035 | CROPLAND (NON-IRRIGATED, USD/HA) | 40.7723
2009 | 27035 | CROPLAND (NON-IRRIGATED, USD/HA) | 40.7723
2008 | 27035 | CROPLAND (NON-IRRIGATED, USD/HA) | 46.95
2013 | 48109 | CROPLAND (NON-IRRIGATED, USD/HA) | 30.8881
2024 | 1043 | CROPLAND (NON-IRRIGATED, USD/HA) | 105.0196
2023 | 1043 | CROPLAND (NON-IRRIGATED, USD/HA) | 105.0196
2022 | 1043 | CROPLAND (NON-IRRIGATED, USD/HA) | 132.2012
2021 | 1043 | CROPLAND (NON-IRRIGATED, USD/HA) | 82.7802
2020 | 1043 | CROPLAND (NON-IRRIGATED, USD/HA) | 98.842
2019 | 1043 | CROPLAND (NON-IRRIGATED, USD/HA) | 81.5447
2017 | 1043 | CROPLAND (NON-IRRIGATED, USD/HA) | 80.3091
2016 | 1043 | CROPLAND (NON-IRRIGATED, USD/HA) | 102.5486
2014 | 1043 | CROPLAND (NON-IRRIGATED, USD/HA) | 76.6025
2013 | 1043 | CROPLAND (NON-IRRIGATED, USD/HA) | 71.6604
2012 | 1043 | CROPLAND (NON-IRRIGATED, USD/HA) | 70.4249
2011 | 1043 | CROPLAND (NON-IRRIGATED, USD/HA) | 72.896
2010 | 1043 | CROPLAND (NON-IRRIGATED, USD/HA) | 76.6025
2009 | 1043 | CROPLAND (NON-IRRIGATED, USD/HA) | 74.1315
2008 | 1043 | CROPLAND (NON-IRRIGATED, USD/HA) | 72.896
2024 | 51047 | CROPLAND (NON-IRRIGATED, USD/HA) | 123.5525
2023 | 51047 | CROPLAND (NON-IRRIGATED, USD/HA) | 121.0815
2022 | 51047 | CROPLAND (NON-IRRIGATED, USD/HA) | 112.4328
2021 | 51047 | CROPLAND (NON-IRRIGATED, USD/HA) | 101.3131
2020 | 51047 | CROPLAND (NON-IRRIGATED, USD/HA) | 111.1972
2019 | 51047 | CROPLAND (NON-IRRIGATED, USD/HA) | 113.6683
2017 | 51047 | CROPLAND (NON-IRRIGATED, USD/HA) | 103.7841
2016 | 51047 | CROPLAND (NON-IRRIGATED, USD/HA) | 108.7262
2014 | 51047 | CROPLAND (NON-IRRIGATED, USD/HA) | 116.1393
2013 | 51047 | CROPLAND (NON-IRRIGATED, USD/HA) | 93.8999
2012 | 51047 | CROPLAND (NON-IRRIGATED, USD/HA) | 81.5447
2011 | 51047 | CROPLAND (NON-IRRIGATED, USD/HA) | 58.0697
2010 | 51047 | CROPLAND (NON-IRRIGATED, USD/HA) | 63.0118
2009 | 51047 | CROPLAND (NON-IRRIGATED, USD/HA) | 59.3052
2008 | 51047 | CROPLAND (NON-IRRIGATED, USD/HA) | 71.6604
2024 | 17035 | CROPLAND (NON-IRRIGATED, USD/HA) | 536.2178
2024 | 21057 | CROPLAND (NON-IRRIGATED, USD/HA) | 222.3945
2024 | 23005 | CROPLAND (NON-IRRIGATED, USD/HA) | 213.7458
2024 | 34011 | CROPLAND (NON-IRRIGATED, USD/HA) | 203.8616
2024 | 42041 | CROPLAND (NON-IRRIGATED, USD/HA) | 378.0707
2024 | 47035 | CROPLAND (NON-IRRIGATED, USD/HA) | 160.6182
2024 | 51049 | CROPLAND (NON-IRRIGATED, USD/HA) | 80.3091
2023 | 17035 | CROPLAND (NON-IRRIGATED, USD/HA) | 489.2679
2023 | 21057 | CROPLAND (NON-IRRIGATED, USD/HA) | 281.6997
2023 | 23005 | CROPLAND (NON-IRRIGATED, USD/HA) | 211.2748
2023 | 34011 | CROPLAND (NON-IRRIGATED, USD/HA) | 189.0353
2023 | 37051 | CROPLAND (NON-IRRIGATED, USD/HA) | 229.8076
2023 | 42041 | CROPLAND (NON-IRRIGATED, USD/HA) | 313.8234
2023 | 47035 | CROPLAND (NON-IRRIGATED, USD/HA) | 171.738
2023 | 51049 | CROPLAND (NON-IRRIGATED, USD/HA) | 67.9539
2022 | 17035 | CROPLAND (NON-IRRIGATED, USD/HA) | 506.5652
2022 | 21057 | CROPLAND (NON-IRRIGATED, USD/HA) | 266.8734
2022 | 23005 | CROPLAND (NON-IRRIGATED, USD/HA) | 232.2787
2022 | 34011 | CROPLAND (NON-IRRIGATED, USD/HA) | 202.6261
2022 | 37051 | CROPLAND (NON-IRRIGATED, USD/HA) | 245.8695
2022 | 42041 | CROPLAND (NON-IRRIGATED, USD/HA) | 326.1786
2022 | 47035 | CROPLAND (NON-IRRIGATED, USD/HA) | 168.0314
2022 | 51049 | CROPLAND (NON-IRRIGATED, USD/HA) | 70.4249
2021 | 17035 | CROPLAND (NON-IRRIGATED, USD/HA) | 447.26
2021 | 21057 | CROPLAND (NON-IRRIGATED, USD/HA) | 223.63
2021 | 23005 | CROPLAND (NON-IRRIGATED, USD/HA) | 237.2208
2021 | 34011 | CROPLAND (NON-IRRIGATED, USD/HA) | 143.3209
2021 | 37051 | CROPLAND (NON-IRRIGATED, USD/HA) | 217.4524
2021 | 42041 | CROPLAND (NON-IRRIGATED, USD/HA) | 271.8155
2021 | 47035 | CROPLAND (NON-IRRIGATED, USD/HA) | 205.0971
2021 | 51049 | CROPLAND (NON-IRRIGATED, USD/HA) | 56.8342
2020 | 17035 | CROPLAND (NON-IRRIGATED, USD/HA) | 449.7311
2020 | 21057 | CROPLAND (NON-IRRIGATED, USD/HA) | 217.4524
2020 | 34011 | CROPLAND (NON-IRRIGATED, USD/HA) | 190.2708
2020 | 37051 | CROPLAND (NON-IRRIGATED, USD/HA) | 222.3945
2020 | 42041 | CROPLAND (NON-IRRIGATED, USD/HA) | 276.7576
2020 | 47035 | CROPLAND (NON-IRRIGATED, USD/HA) | 185.3287
2020 | 51049 | CROPLAND (NON-IRRIGATED, USD/HA) | 59.3052
2019 | 17035 | CROPLAND (NON-IRRIGATED, USD/HA) | 454.6732
2019 | 23005 | CROPLAND (NON-IRRIGATED, USD/HA) | 103.7841
2019 | 34011 | CROPLAND (NON-IRRIGATED, USD/HA) | 174.209
2019 | 37051 | CROPLAND (NON-IRRIGATED, USD/HA) | 214.9813
2019 | 42041 | CROPLAND (NON-IRRIGATED, USD/HA) | 274.2865
2019 | 47035 | CROPLAND (NON-IRRIGATED, USD/HA) | 259.4602
2019 | 51049 | CROPLAND (NON-IRRIGATED, USD/HA) | 70.4249
2017 | 17035 | CROPLAND (NON-IRRIGATED, USD/HA) | 457.1442
2017 | 23005 | CROPLAND (NON-IRRIGATED, USD/HA) | 116.1393
2017 | 34011 | CROPLAND (NON-IRRIGATED, USD/HA) | 176.6801
2017 | 37051 | CROPLAND (NON-IRRIGATED, USD/HA) | 200.155
2017 | 42041 | CROPLAND (NON-IRRIGATED, USD/HA) | 240.9274
2017 | 47035 | CROPLAND (NON-IRRIGATED, USD/HA) | 247.105
2017 | 51049 | CROPLAND (NON-IRRIGATED, USD/HA) | 72.896
2016 | 17035 | CROPLAND (NON-IRRIGATED, USD/HA) | 447.26
2016 | 23005 | CROPLAND (NON-IRRIGATED, USD/HA) | 102.5486
2016 | 34011 | CROPLAND (NON-IRRIGATED, USD/HA) | 142.0854
2016 | 37051 | CROPLAND (NON-IRRIGATED, USD/HA) | 163.0893
2016 | 42041 | CROPLAND (NON-IRRIGATED, USD/HA) | 239.6918
2016 | 47035 | CROPLAND (NON-IRRIGATED, USD/HA) | 128.4946
2016 | 51049 | CROPLAND (NON-IRRIGATED, USD/HA) | 77.8381
2014 | 17035 | CROPLAND (NON-IRRIGATED, USD/HA) | 494.21
2014 | 23005 | CROPLAND (NON-IRRIGATED, USD/HA) | 117.3749
2014 | 34011 | CROPLAND (NON-IRRIGATED, USD/HA) | 148.263
2014 | 37051 | CROPLAND (NON-IRRIGATED, USD/HA) | 165.5603
2014 | 42041 | CROPLAND (NON-IRRIGATED, USD/HA) | 240.9274
2014 | 47035 | CROPLAND (NON-IRRIGATED, USD/HA) | 123.5525
2014 | 51049 | CROPLAND (NON-IRRIGATED, USD/HA) | 79.0736
2013 | 17035 | CROPLAND (NON-IRRIGATED, USD/HA) | 437.3759
2013 | 34011 | CROPLAND (NON-IRRIGATED, USD/HA) | 158.1472
2013 | 37051 | CROPLAND (NON-IRRIGATED, USD/HA) | 148.263
2013 | 42041 | CROPLAND (NON-IRRIGATED, USD/HA) | 242.1629
2013 | 47035 | CROPLAND (NON-IRRIGATED, USD/HA) | 231.0432
2013 | 51049 | CROPLAND (NON-IRRIGATED, USD/HA) | 61.7762
2012 | 17035 | CROPLAND (NON-IRRIGATED, USD/HA) | 464.5574
2012 | 21057 | CROPLAND (NON-IRRIGATED, USD/HA) | 112.4328
2012 | 34011 | CROPLAND (NON-IRRIGATED, USD/HA) | 161.8538
2012 | 37051 | CROPLAND (NON-IRRIGATED, USD/HA) | 156.9117
2012 | 42041 | CROPLAND (NON-IRRIGATED, USD/HA) | 232.2787
2012 | 47035 | CROPLAND (NON-IRRIGATED, USD/HA) | 219.9235
2012 | 51049 | CROPLAND (NON-IRRIGATED, USD/HA) | 55.5986
2011 | 17035 | CROPLAND (NON-IRRIGATED, USD/HA) | 365.7154
2011 | 21057 | CROPLAND (NON-IRRIGATED, USD/HA) | 112.4328
2011 | 23005 | CROPLAND (NON-IRRIGATED, USD/HA) | 60.5407
2011 | 34011 | CROPLAND (NON-IRRIGATED, USD/HA) | 145.7919
2011 | 37051 | CROPLAND (NON-IRRIGATED, USD/HA) | 142.0854
2011 | 42041 | CROPLAND (NON-IRRIGATED, USD/HA) | 163.0893
2011 | 47035 | CROPLAND (NON-IRRIGATED, USD/HA) | 210.0393
2011 | 51049 | CROPLAND (NON-IRRIGATED, USD/HA) | 48.1855
2010 | 17035 | CROPLAND (NON-IRRIGATED, USD/HA) | 358.3023
2010 | 23005 | CROPLAND (NON-IRRIGATED, USD/HA) | 63.0118
2010 | 34011 | CROPLAND (NON-IRRIGATED, USD/HA) | 128.4946
2010 | 37051 | CROPLAND (NON-IRRIGATED, USD/HA) | 137.1433
2010 | 42041 | CROPLAND (NON-IRRIGATED, USD/HA) | 134.6722
2010 | 47035 | CROPLAND (NON-IRRIGATED, USD/HA) | 175.4445
2010 | 51049 | CROPLAND (NON-IRRIGATED, USD/HA) | 51.892
2009 | 17035 | CROPLAND (NON-IRRIGATED, USD/HA) | 373.1286
2009 | 34011 | CROPLAND (NON-IRRIGATED, USD/HA) | 138.3788
2009 | 37051 | CROPLAND (NON-IRRIGATED, USD/HA) | 132.2012
2009 | 42041 | CROPLAND (NON-IRRIGATED, USD/HA) | 142.0854
2009 | 47035 | CROPLAND (NON-IRRIGATED, USD/HA) | 175.4445
2009 | 51049 | CROPLAND (NON-IRRIGATED, USD/HA) | 56.8342
2008 | 17035 | CROPLAND (NON-IRRIGATED, USD/HA) | 341.0049
2008 | 34011 | CROPLAND (NON-IRRIGATED, USD/HA) | 134.6722
2008 | 37051 | CROPLAND (NON-IRRIGATED, USD/HA) | 145.7919
2008 | 42041 | CROPLAND (NON-IRRIGATED, USD/HA) | 150.734
2008 | 47035 | CROPLAND (NON-IRRIGATED, USD/HA) | 130.9657
2024 | 31039 | CROPLAND (NON-IRRIGATED, USD/HA) | 691.894
2023 | 31039 | CROPLAND (NON-IRRIGATED, USD/HA) | 649.8862
2022 | 31039 | CROPLAND (NON-IRRIGATED, USD/HA) | 640.0019
2021 | 31039 | CROPLAND (NON-IRRIGATED, USD/HA) | 617.7625
2020 | 31039 | CROPLAND (NON-IRRIGATED, USD/HA) | 600.4651
2019 | 31039 | CROPLAND (NON-IRRIGATED, USD/HA) | 602.9362
2017 | 31039 | CROPLAND (NON-IRRIGATED, USD/HA) | 647.4151
2016 | 31039 | CROPLAND (NON-IRRIGATED, USD/HA) | 649.8862
2014 | 31039 | CROPLAND (NON-IRRIGATED, USD/HA) | 635.0598
2013 | 31039 | CROPLAND (NON-IRRIGATED, USD/HA) | 595.5231
2012 | 31039 | CROPLAND (NON-IRRIGATED, USD/HA) | 521.3915
2011 | 31039 | CROPLAND (NON-IRRIGATED, USD/HA) | 462.0863
2010 | 31039 | CROPLAND (NON-IRRIGATED, USD/HA) | 402.7811
2009 | 31039 | CROPLAND (NON-IRRIGATED, USD/HA) | 383.0127
2008 | 31039 | CROPLAND (NON-IRRIGATED, USD/HA) | 378.0707
2024 | 37053 | CROPLAND (NON-IRRIGATED, USD/HA) | 232.2787
2023 | 37053 | CROPLAND (NON-IRRIGATED, USD/HA) | 244.6339
2022 | 37053 | CROPLAND (NON-IRRIGATED, USD/HA) | 226.1011
2021 | 37053 | CROPLAND (NON-IRRIGATED, USD/HA) | 222.3945
2019 | 37053 | CROPLAND (NON-IRRIGATED, USD/HA) | 239.6918
2016 | 37053 | CROPLAND (NON-IRRIGATED, USD/HA) | 247.105
2014 | 37053 | CROPLAND (NON-IRRIGATED, USD/HA) | 217.4524
2013 | 37053 | CROPLAND (NON-IRRIGATED, USD/HA) | 242.1629
2011 | 37053 | CROPLAND (NON-IRRIGATED, USD/HA) | 197.684
2010 | 37053 | CROPLAND (NON-IRRIGATED, USD/HA) | 164.3248
2009 | 37053 | CROPLAND (NON-IRRIGATED, USD/HA) | 171.738
2024 | 35009 | CROPLAND (NON-IRRIGATED, USD/HA) | 60.5407
2023 | 35009 | CROPLAND (NON-IRRIGATED, USD/HA) | 49.421
2022 | 41015 | CROPLAND (NON-IRRIGATED, USD/HA) | 97.6065
2020 | 35009 | CROPLAND (NON-IRRIGATED, USD/HA) | 56.8342
2019 | 35009 | CROPLAND (NON-IRRIGATED, USD/HA) | 53.1276
2017 | 35009 | CROPLAND (NON-IRRIGATED, USD/HA) | 48.1855
2016 | 35009 | CROPLAND (NON-IRRIGATED, USD/HA) | 44.4789
2014 | 35009 | CROPLAND (NON-IRRIGATED, USD/HA) | 50.6565
2013 | 35009 | CROPLAND (NON-IRRIGATED, USD/HA) | 49.421
2012 | 35009 | CROPLAND (NON-IRRIGATED, USD/HA) | 34.5947
2011 | 35009 | CROPLAND (NON-IRRIGATED, USD/HA) | 33.3592
2024 | 31041 | CROPLAND (NON-IRRIGATED, USD/HA) | 227.3366
2024 | 40039 | CROPLAND (NON-IRRIGATED, USD/HA) | 90.1933
2024 | 46033 | CROPLAND (NON-IRRIGATED, USD/HA) | 48.1855
2023 | 30017 | CROPLAND (NON-IRRIGATED, USD/HA) | 44.4789
2023 | 31041 | CROPLAND (NON-IRRIGATED, USD/HA) | 234.7498
2023 | 40039 | CROPLAND (NON-IRRIGATED, USD/HA) | 82.7802
2022 | 30017 | CROPLAND (NON-IRRIGATED, USD/HA) | 45.7144
2022 | 31041 | CROPLAND (NON-IRRIGATED, USD/HA) | 219.9235
2022 | 40039 | CROPLAND (NON-IRRIGATED, USD/HA) | 103.7841
2022 | 46033 | CROPLAND (NON-IRRIGATED, USD/HA) | 40.7723
2021 | 30017 | CROPLAND (NON-IRRIGATED, USD/HA) | 37.0658
2021 | 40039 | CROPLAND (NON-IRRIGATED, USD/HA) | 88.9578
2020 | 30017 | CROPLAND (NON-IRRIGATED, USD/HA) | 54.3631
2020 | 31041 | CROPLAND (NON-IRRIGATED, USD/HA) | 200.155
2020 | 40039 | CROPLAND (NON-IRRIGATED, USD/HA) | 90.1933
2020 | 46033 | CROPLAND (NON-IRRIGATED, USD/HA) | 34.5947
2019 | 30017 | CROPLAND (NON-IRRIGATED, USD/HA) | 37.0658
2019 | 31041 | CROPLAND (NON-IRRIGATED, USD/HA) | 187.7998
2019 | 40039 | CROPLAND (NON-IRRIGATED, USD/HA) | 88.9578
2019 | 46033 | CROPLAND (NON-IRRIGATED, USD/HA) | 35.8302
2017 | 30017 | CROPLAND (NON-IRRIGATED, USD/HA) | 43.2434
2017 | 31041 | CROPLAND (NON-IRRIGATED, USD/HA) | 187.7998
2017 | 40039 | CROPLAND (NON-IRRIGATED, USD/HA) | 93.8999
2017 | 46033 | CROPLAND (NON-IRRIGATED, USD/HA) | 32.1236
2016 | 31041 | CROPLAND (NON-IRRIGATED, USD/HA) | 187.7998
2016 | 40039 | CROPLAND (NON-IRRIGATED, USD/HA) | 98.842
2014 | 31041 | CROPLAND (NON-IRRIGATED, USD/HA) | 176.6801
2014 | 40039 | CROPLAND (NON-IRRIGATED, USD/HA) | 90.1933
2013 | 30017 | CROPLAND (NON-IRRIGATED, USD/HA) | 35.8302
2013 | 31041 | CROPLAND (NON-IRRIGATED, USD/HA) | 163.0893
2013 | 40039 | CROPLAND (NON-IRRIGATED, USD/HA) | 71.6604
2012 | 31041 | CROPLAND (NON-IRRIGATED, USD/HA) | 160.6182
2012 | 40039 | CROPLAND (NON-IRRIGATED, USD/HA) | 86.4868
2012 | 46033 | CROPLAND (NON-IRRIGATED, USD/HA) | 30.8881
2011 | 31041 | CROPLAND (NON-IRRIGATED, USD/HA) | 160.6182
2011 | 40039 | CROPLAND (NON-IRRIGATED, USD/HA) | 79.0736
2011 | 46033 | CROPLAND (NON-IRRIGATED, USD/HA) | 29.6526
2010 | 31041 | CROPLAND (NON-IRRIGATED, USD/HA) | 132.2012
2010 | 40039 | CROPLAND (NON-IRRIGATED, USD/HA) | 76.6025
2010 | 46033 | CROPLAND (NON-IRRIGATED, USD/HA) | 33.3592
2009 | 31041 | CROPLAND (NON-IRRIGATED, USD/HA) | 135.9077
2009 | 40039 | CROPLAND (NON-IRRIGATED, USD/HA) | 106.2552
2009 | 46033 | CROPLAND (NON-IRRIGATED, USD/HA) | 34.5947
2008 | 31041 | CROPLAND (NON-IRRIGATED, USD/HA) | 128.4946
2008 | 40039 | CROPLAND (NON-IRRIGATED, USD/HA) | 81.5447
2022 | 39035 | CROPLAND (NON-IRRIGATED, USD/HA) | 163.0893
2024 | 13083 | CROPLAND (NON-IRRIGATED, USD/HA) | 61.7762
2023 | 13083 | CROPLAND (NON-IRRIGATED, USD/HA) | 60.5407
2023 | 29057 | CROPLAND (NON-IRRIGATED, USD/HA) | 128.4946
2022 | 13083 | CROPLAND (NON-IRRIGATED, USD/HA) | 59.3052
2021 | 29057 | CROPLAND (NON-IRRIGATED, USD/HA) | 164.3248
2020 | 29057 | CROPLAND (NON-IRRIGATED, USD/HA) | 153.2051
2019 | 29057 | CROPLAND (NON-IRRIGATED, USD/HA) | 138.3788
2017 | 29057 | CROPLAND (NON-IRRIGATED, USD/HA) | 142.0854
2016 | 29057 | CROPLAND (NON-IRRIGATED, USD/HA) | 135.9077
2014 | 29057 | CROPLAND (NON-IRRIGATED, USD/HA) | 114.9038
2013 | 29057 | CROPLAND (NON-IRRIGATED, USD/HA) | 96.3709
2012 | 29057 | CROPLAND (NON-IRRIGATED, USD/HA) | 113.6683
2011 | 29057 | CROPLAND (NON-IRRIGATED, USD/HA) | 113.6683
2010 | 29057 | CROPLAND (NON-IRRIGATED, USD/HA) | 122.317
2009 | 29057 | CROPLAND (NON-IRRIGATED, USD/HA) | 122.317
2024 | 27037 | CROPLAND (NON-IRRIGATED, USD/HA) | 565.8705
2024 | 31043 | CROPLAND (NON-IRRIGATED, USD/HA) | 691.894
2023 | 27037 | CROPLAND (NON-IRRIGATED, USD/HA) | 595.5231
2023 | 31043 | CROPLAND (NON-IRRIGATED, USD/HA) | 706.7203
2022 | 27037 | CROPLAND (NON-IRRIGATED, USD/HA) | 518.9205
2022 | 31043 | CROPLAND (NON-IRRIGATED, USD/HA) | 627.6467
2021 | 27037 | CROPLAND (NON-IRRIGATED, USD/HA) | 489.2679
2021 | 31043 | CROPLAND (NON-IRRIGATED, USD/HA) | 602.9362
2020 | 27037 | CROPLAND (NON-IRRIGATED, USD/HA) | 504.0942
2020 | 31043 | CROPLAND (NON-IRRIGATED, USD/HA) | 590.581
2019 | 27037 | CROPLAND (NON-IRRIGATED, USD/HA) | 543.631
2019 | 31043 | CROPLAND (NON-IRRIGATED, USD/HA) | 593.052
2017 | 27037 | CROPLAND (NON-IRRIGATED, USD/HA) | 499.1521
2017 | 31043 | CROPLAND (NON-IRRIGATED, USD/HA) | 657.2993
2016 | 27037 | CROPLAND (NON-IRRIGATED, USD/HA) | 467.0285
2016 | 31043 | CROPLAND (NON-IRRIGATED, USD/HA) | 669.6545
2014 | 27037 | CROPLAND (NON-IRRIGATED, USD/HA) | 521.3915
2014 | 31043 | CROPLAND (NON-IRRIGATED, USD/HA) | 793.207
2013 | 27037 | CROPLAND (NON-IRRIGATED, USD/HA) | 523.8626
2013 | 31043 | CROPLAND (NON-IRRIGATED, USD/HA) | 615.2914
2012 | 27037 | CROPLAND (NON-IRRIGATED, USD/HA) | 427.4916
2011 | 27037 | CROPLAND (NON-IRRIGATED, USD/HA) | 363.2443
2010 | 27037 | CROPLAND (NON-IRRIGATED, USD/HA) | 311.3523
2009 | 27037 | CROPLAND (NON-IRRIGATED, USD/HA) | 301.4681
2009 | 31043 | CROPLAND (NON-IRRIGATED, USD/HA) | 397.839
2008 | 27037 | CROPLAND (NON-IRRIGATED, USD/HA) | 289.1128
2024 | 1045 | CROPLAND (NON-IRRIGATED, USD/HA) | 117.3749
2023 | 1045 | CROPLAND (NON-IRRIGATED, USD/HA) | 145.7919
2022 | 1045 | CROPLAND (NON-IRRIGATED, USD/HA) | 126.0236
2021 | 1045 | CROPLAND (NON-IRRIGATED, USD/HA) | 114.9038
2020 | 1045 | CROPLAND (NON-IRRIGATED, USD/HA) | 116.1393
2019 | 1045 | CROPLAND (NON-IRRIGATED, USD/HA) | 107.4907
2017 | 1045 | CROPLAND (NON-IRRIGATED, USD/HA) | 107.4907
2016 | 1045 | CROPLAND (NON-IRRIGATED, USD/HA) | 100.0775
2014 | 1045 | CROPLAND (NON-IRRIGATED, USD/HA) | 108.7262
2013 | 1045 | CROPLAND (NON-IRRIGATED, USD/HA) | 96.3709
2012 | 1045 | CROPLAND (NON-IRRIGATED, USD/HA) | 106.2552
2011 | 1045 | CROPLAND (NON-IRRIGATED, USD/HA) | 96.3709
2010 | 1045 | CROPLAND (NON-IRRIGATED, USD/HA) | 96.3709
2009 | 1045 | CROPLAND (NON-IRRIGATED, USD/HA) | 101.3131
2008 | 1045 | CROPLAND (NON-IRRIGATED, USD/HA) | 84.0157
2024 | 48111 | CROPLAND (NON-IRRIGATED, USD/HA) | 49.421
2023 | 48111 | CROPLAND (NON-IRRIGATED, USD/HA) | 55.5986
2022 | 48111 | CROPLAND (NON-IRRIGATED, USD/HA) | 56.8342
2021 | 48111 | CROPLAND (NON-IRRIGATED, USD/HA) | 56.8342
2020 | 48111 | CROPLAND (NON-IRRIGATED, USD/HA) | 74.1315
2019 | 48111 | CROPLAND (NON-IRRIGATED, USD/HA) | 74.1315
2017 | 48111 | CROPLAND (NON-IRRIGATED, USD/HA) | 98.842
2016 | 48111 | CROPLAND (NON-IRRIGATED, USD/HA) | 137.1433
2014 | 48111 | CROPLAND (NON-IRRIGATED, USD/HA) | 93.8999
2012 | 48111 | CROPLAND (NON-IRRIGATED, USD/HA) | 51.892
2011 | 48111 | CROPLAND (NON-IRRIGATED, USD/HA) | 51.892
2010 | 48111 | CROPLAND (NON-IRRIGATED, USD/HA) | 53.1276
2009 | 48111 | CROPLAND (NON-IRRIGATED, USD/HA) | 58.0697
2024 | 1047 | CROPLAND (NON-IRRIGATED, USD/HA) | 82.7802
2024 | 19049 | CROPLAND (NON-IRRIGATED, USD/HA) | 677.0677
2024 | 29059 | CROPLAND (NON-IRRIGATED, USD/HA) | 86.4868
2023 | 1047 | CROPLAND (NON-IRRIGATED, USD/HA) | 80.3091
2023 | 5039 | CROPLAND (NON-IRRIGATED, USD/HA) | 33.3592
2023 | 19049 | CROPLAND (NON-IRRIGATED, USD/HA) | 625.1757
2023 | 29059 | CROPLAND (NON-IRRIGATED, USD/HA) | 82.7802
2023 | 48113 | CROPLAND (NON-IRRIGATED, USD/HA) | 48.1855
2022 | 1047 | CROPLAND (NON-IRRIGATED, USD/HA) | 96.3709
2022 | 5039 | CROPLAND (NON-IRRIGATED, USD/HA) | 32.1236
2022 | 19049 | CROPLAND (NON-IRRIGATED, USD/HA) | 637.5309
2022 | 29059 | CROPLAND (NON-IRRIGATED, USD/HA) | 95.1354
2022 | 48113 | CROPLAND (NON-IRRIGATED, USD/HA) | 33.3592
2021 | 1047 | CROPLAND (NON-IRRIGATED, USD/HA) | 85.2512
2021 | 19049 | CROPLAND (NON-IRRIGATED, USD/HA) | 543.631
2021 | 29059 | CROPLAND (NON-IRRIGATED, USD/HA) | 90.1933
2021 | 48113 | CROPLAND (NON-IRRIGATED, USD/HA) | 35.8302
2020 | 1047 | CROPLAND (NON-IRRIGATED, USD/HA) | 87.7223
2020 | 19049 | CROPLAND (NON-IRRIGATED, USD/HA) | 560.9284
2020 | 29059 | CROPLAND (NON-IRRIGATED, USD/HA) | 80.3091
2020 | 48113 | CROPLAND (NON-IRRIGATED, USD/HA) | 42.0078
2019 | 1047 | CROPLAND (NON-IRRIGATED, USD/HA) | 84.0157
2019 | 19049 | CROPLAND (NON-IRRIGATED, USD/HA) | 563.3994
2019 | 29059 | CROPLAND (NON-IRRIGATED, USD/HA) | 74.1315
2019 | 48113 | CROPLAND (NON-IRRIGATED, USD/HA) | 42.0078
2017 | 1047 | CROPLAND (NON-IRRIGATED, USD/HA) | 81.5447
2017 | 19049 | CROPLAND (NON-IRRIGATED, USD/HA) | 558.4573
2017 | 29059 | CROPLAND (NON-IRRIGATED, USD/HA) | 65.4828
2017 | 48113 | CROPLAND (NON-IRRIGATED, USD/HA) | 45.7144
2016 | 1047 | CROPLAND (NON-IRRIGATED, USD/HA) | 76.6025
2016 | 19049 | CROPLAND (NON-IRRIGATED, USD/HA) | 565.8705
2016 | 29059 | CROPLAND (NON-IRRIGATED, USD/HA) | 67.9539
2014 | 1047 | CROPLAND (NON-IRRIGATED, USD/HA) | 87.7223
2014 | 19049 | CROPLAND (NON-IRRIGATED, USD/HA) | 672.1256
2014 | 29059 | CROPLAND (NON-IRRIGATED, USD/HA) | 65.4828
2014 | 48113 | CROPLAND (NON-IRRIGATED, USD/HA) | 39.5368
2013 | 1047 | CROPLAND (NON-IRRIGATED, USD/HA) | 69.1894
2013 | 19049 | CROPLAND (NON-IRRIGATED, USD/HA) | 642.473
2013 | 29059 | CROPLAND (NON-IRRIGATED, USD/HA) | 67.9539
2013 | 48113 | CROPLAND (NON-IRRIGATED, USD/HA) | 45.7144
2012 | 1047 | CROPLAND (NON-IRRIGATED, USD/HA) | 74.1315
2012 | 19049 | CROPLAND (NON-IRRIGATED, USD/HA) | 597.9941
2012 | 29059 | CROPLAND (NON-IRRIGATED, USD/HA) | 74.1315
2012 | 48113 | CROPLAND (NON-IRRIGATED, USD/HA) | 54.3631
2011 | 1047 | CROPLAND (NON-IRRIGATED, USD/HA) | 85.2512
2011 | 19049 | CROPLAND (NON-IRRIGATED, USD/HA) | 489.2679
2011 | 29059 | CROPLAND (NON-IRRIGATED, USD/HA) | 75.367
2011 | 48113 | CROPLAND (NON-IRRIGATED, USD/HA) | 74.1315
2010 | 1047 | CROPLAND (NON-IRRIGATED, USD/HA) | 79.0736
2010 | 19049 | CROPLAND (NON-IRRIGATED, USD/HA) | 444.789
2010 | 29059 | CROPLAND (NON-IRRIGATED, USD/HA) | 87.7223
2010 | 48113 | CROPLAND (NON-IRRIGATED, USD/HA) | 53.1276
2009 | 1047 | CROPLAND (NON-IRRIGATED, USD/HA) | 69.1894
2009 | 19049 | CROPLAND (NON-IRRIGATED, USD/HA) | 432.4337
2009 | 29059 | CROPLAND (NON-IRRIGATED, USD/HA) | 82.7802
2008 | 1047 | CROPLAND (NON-IRRIGATED, USD/HA) | 74.1315
2008 | 19049 | CROPLAND (NON-IRRIGATED, USD/HA) | 405.2522
2024 | 55025 | CROPLAND (NON-IRRIGATED, USD/HA) | 546.102
2023 | 55025 | CROPLAND (NON-IRRIGATED, USD/HA) | 506.5652
2022 | 55025 | CROPLAND (NON-IRRIGATED, USD/HA) | 509.0363
2021 | 55025 | CROPLAND (NON-IRRIGATED, USD/HA) | 444.789
2020 | 55025 | CROPLAND (NON-IRRIGATED, USD/HA) | 449.7311
2019 | 55025 | CROPLAND (NON-IRRIGATED, USD/HA) | 429.9627
2017 | 55025 | CROPLAND (NON-IRRIGATED, USD/HA) | 444.789
2016 | 55025 | CROPLAND (NON-IRRIGATED, USD/HA) | 425.0206
2014 | 55025 | CROPLAND (NON-IRRIGATED, USD/HA) | 442.3179
2013 | 55025 | CROPLAND (NON-IRRIGATED, USD/HA) | 402.7811
2012 | 55025 | CROPLAND (NON-IRRIGATED, USD/HA) | 375.5996
2011 | 55025 | CROPLAND (NON-IRRIGATED, USD/HA) | 316.2944
2010 | 55025 | CROPLAND (NON-IRRIGATED, USD/HA) | 306.4102
2009 | 55025 | CROPLAND (NON-IRRIGATED, USD/HA) | 296.526
2008 | 55025 | CROPLAND (NON-IRRIGATED, USD/HA) | 301.4681
2024 | 30019 | CROPLAND (NON-IRRIGATED, USD/HA) | 70.4249
2023 | 30019 | CROPLAND (NON-IRRIGATED, USD/HA) | 66.7184
2022 | 30019 | CROPLAND (NON-IRRIGATED, USD/HA) | 71.6604
2021 | 30019 | CROPLAND (NON-IRRIGATED, USD/HA) | 67.9539
2020 | 30019 | CROPLAND (NON-IRRIGATED, USD/HA) | 66.7184
2019 | 30019 | CROPLAND (NON-IRRIGATED, USD/HA) | 66.7184
2017 | 30019 | CROPLAND (NON-IRRIGATED, USD/HA) | 65.4828
2016 | 30019 | CROPLAND (NON-IRRIGATED, USD/HA) | 69.1894
2014 | 30019 | CROPLAND (NON-IRRIGATED, USD/HA) | 59.3052
2011 | 30019 | CROPLAND (NON-IRRIGATED, USD/HA) | 61.7762
2010 | 30019 | CROPLAND (NON-IRRIGATED, USD/HA) | 51.892
2009 | 30019 | CROPLAND (NON-IRRIGATED, USD/HA) | 50.6565
2021 | 39037 | CROPLAND (NON-IRRIGATED, USD/HA) | 536.2178
2020 | 39037 | CROPLAND (NON-IRRIGATED, USD/HA) | 518.9205
2019 | 39037 | CROPLAND (NON-IRRIGATED, USD/HA) | 513.9784
2017 | 39037 | CROPLAND (NON-IRRIGATED, USD/HA) | 516.4494
2016 | 39037 | CROPLAND (NON-IRRIGATED, USD/HA) | 521.3915
2014 | 39037 | CROPLAND (NON-IRRIGATED, USD/HA) | 476.9126
2013 | 39037 | CROPLAND (NON-IRRIGATED, USD/HA) | 474.4416
2012 | 39037 | CROPLAND (NON-IRRIGATED, USD/HA) | 437.3759
2011 | 39037 | CROPLAND (NON-IRRIGATED, USD/HA) | 392.897
2010 | 39037 | CROPLAND (NON-IRRIGATED, USD/HA) | 358.3023
2009 | 39037 | CROPLAND (NON-IRRIGATED, USD/HA) | 358.3023
2008 | 39037 | CROPLAND (NON-IRRIGATED, USD/HA) | 360.7733
2024 | 45031 | CROPLAND (NON-IRRIGATED, USD/HA) | 122.317
2023 | 45031 | CROPLAND (NON-IRRIGATED, USD/HA) | 126.0236
2022 | 45031 | CROPLAND (NON-IRRIGATED, USD/HA) | 108.7262
2021 | 45031 | CROPLAND (NON-IRRIGATED, USD/HA) | 109.9617
2020 | 45031 | CROPLAND (NON-IRRIGATED, USD/HA) | 109.9617
2019 | 45031 | CROPLAND (NON-IRRIGATED, USD/HA) | 106.2552
2017 | 45031 | CROPLAND (NON-IRRIGATED, USD/HA) | 105.0196
2016 | 45031 | CROPLAND (NON-IRRIGATED, USD/HA) | 100.0775
2014 | 45031 | CROPLAND (NON-IRRIGATED, USD/HA) | 96.3709
2013 | 45031 | CROPLAND (NON-IRRIGATED, USD/HA) | 93.8999
2012 | 45031 | CROPLAND (NON-IRRIGATED, USD/HA) | 76.6025
2011 | 45031 | CROPLAND (NON-IRRIGATED, USD/HA) | 76.6025
2010 | 45031 | CROPLAND (NON-IRRIGATED, USD/HA) | 74.1315
2009 | 45031 | CROPLAND (NON-IRRIGATED, USD/HA) | 71.6604
2008 | 45031 | CROPLAND (NON-IRRIGATED, USD/HA) | 81.5447
2024 | 42043 | CROPLAND (NON-IRRIGATED, USD/HA) | 223.63
2023 | 42043 | CROPLAND (NON-IRRIGATED, USD/HA) | 187.7998
2022 | 42043 | CROPLAND (NON-IRRIGATED, USD/HA) | 171.738
2021 | 42043 | CROPLAND (NON-IRRIGATED, USD/HA) | 233.5142
2020 | 42043 | CROPLAND (NON-IRRIGATED, USD/HA) | 186.5643
2017 | 42043 | CROPLAND (NON-IRRIGATED, USD/HA) | 187.7998
2016 | 42043 | CROPLAND (NON-IRRIGATED, USD/HA) | 169.2669
2014 | 42043 | CROPLAND (NON-IRRIGATED, USD/HA) | 195.213
2013 | 42043 | CROPLAND (NON-IRRIGATED, USD/HA) | 154.4406
2012 | 42043 | CROPLAND (NON-IRRIGATED, USD/HA) | 138.3788
2011 | 42043 | CROPLAND (NON-IRRIGATED, USD/HA) | 134.6722
2009 | 42043 | CROPLAND (NON-IRRIGATED, USD/HA) | 107.4907
2008 | 42043 | CROPLAND (NON-IRRIGATED, USD/HA) | 134.6722
2024 | 37057 | CROPLAND (NON-IRRIGATED, USD/HA) | 143.3209
2023 | 37057 | CROPLAND (NON-IRRIGATED, USD/HA) | 103.7841
2023 | 47037 | CROPLAND (NON-IRRIGATED, USD/HA) | 189.0353
2022 | 37057 | CROPLAND (NON-IRRIGATED, USD/HA) | 116.1393
2021 | 37057 | CROPLAND (NON-IRRIGATED, USD/HA) | 105.0196
2020 | 37057 | CROPLAND (NON-IRRIGATED, USD/HA) | 101.3131
2019 | 37057 | CROPLAND (NON-IRRIGATED, USD/HA) | 86.4868
2017 | 37057 | CROPLAND (NON-IRRIGATED, USD/HA) | 101.3131
2017 | 47037 | CROPLAND (NON-IRRIGATED, USD/HA) | 126.0236
2016 | 37057 | CROPLAND (NON-IRRIGATED, USD/HA) | 87.7223
2014 | 37057 | CROPLAND (NON-IRRIGATED, USD/HA) | 88.9578
2013 | 37057 | CROPLAND (NON-IRRIGATED, USD/HA) | 77.8381
2013 | 47037 | CROPLAND (NON-IRRIGATED, USD/HA) | 148.263
2012 | 37057 | CROPLAND (NON-IRRIGATED, USD/HA) | 86.4868
2012 | 47037 | CROPLAND (NON-IRRIGATED, USD/HA) | 144.5564
2011 | 37057 | CROPLAND (NON-IRRIGATED, USD/HA) | 63.0118
2010 | 37057 | CROPLAND (NON-IRRIGATED, USD/HA) | 81.5447
2009 | 37057 | CROPLAND (NON-IRRIGATED, USD/HA) | 82.7802
2008 | 37057 | CROPLAND (NON-IRRIGATED, USD/HA) | 121.0815
2024 | 37059 | CROPLAND (NON-IRRIGATED, USD/HA) | 158.1472
2023 | 37059 | CROPLAND (NON-IRRIGATED, USD/HA) | 145.7919
2022 | 37059 | CROPLAND (NON-IRRIGATED, USD/HA) | 150.734
2021 | 37059 | CROPLAND (NON-IRRIGATED, USD/HA) | 158.1472
2020 | 37059 | CROPLAND (NON-IRRIGATED, USD/HA) | 148.263
2019 | 37059 | CROPLAND (NON-IRRIGATED, USD/HA) | 153.2051
2017 | 37059 | CROPLAND (NON-IRRIGATED, USD/HA) | 158.1472
2016 | 37059 | CROPLAND (NON-IRRIGATED, USD/HA) | 135.9077
2014 | 37059 | CROPLAND (NON-IRRIGATED, USD/HA) | 143.3209
2013 | 37059 | CROPLAND (NON-IRRIGATED, USD/HA) | 137.1433
2012 | 37059 | CROPLAND (NON-IRRIGATED, USD/HA) | 103.7841
2011 | 37059 | CROPLAND (NON-IRRIGATED, USD/HA) | 111.1972
2010 | 37059 | CROPLAND (NON-IRRIGATED, USD/HA) | 109.9617
2009 | 37059 | CROPLAND (NON-IRRIGATED, USD/HA) | 111.1972
2008 | 37059 | CROPLAND (NON-IRRIGATED, USD/HA) | 113.6683
2024 | 18027 | CROPLAND (NON-IRRIGATED, USD/HA) | 585.6389
2024 | 21059 | CROPLAND (NON-IRRIGATED, USD/HA) | 536.2178
2024 | 29061 | CROPLAND (NON-IRRIGATED, USD/HA) | 474.4416
2023 | 18027 | CROPLAND (NON-IRRIGATED, USD/HA) | 612.8204
2023 | 21059 | CROPLAND (NON-IRRIGATED, USD/HA) | 504.0942
2023 | 29061 | CROPLAND (NON-IRRIGATED, USD/HA) | 432.4337
2022 | 18027 | CROPLAND (NON-IRRIGATED, USD/HA) | 573.2836
2022 | 21059 | CROPLAND (NON-IRRIGATED, USD/HA) | 479.3837
2022 | 29061 | CROPLAND (NON-IRRIGATED, USD/HA) | 400.3101
2021 | 18027 | CROPLAND (NON-IRRIGATED, USD/HA) | 516.4494
2021 | 21059 | CROPLAND (NON-IRRIGATED, USD/HA) | 444.789
2021 | 29061 | CROPLAND (NON-IRRIGATED, USD/HA) | 326.1786
2020 | 21059 | CROPLAND (NON-IRRIGATED, USD/HA) | 457.1442
2020 | 29061 | CROPLAND (NON-IRRIGATED, USD/HA) | 333.5917
2019 | 18027 | CROPLAND (NON-IRRIGATED, USD/HA) | 494.21
2019 | 21059 | CROPLAND (NON-IRRIGATED, USD/HA) | 491.7389
2019 | 29061 | CROPLAND (NON-IRRIGATED, USD/HA) | 353.3601
2017 | 18027 | CROPLAND (NON-IRRIGATED, USD/HA) | 469.4995
2017 | 21059 | CROPLAND (NON-IRRIGATED, USD/HA) | 432.4337
2017 | 29061 | CROPLAND (NON-IRRIGATED, USD/HA) | 365.7154
2016 | 18027 | CROPLAND (NON-IRRIGATED, USD/HA) | 469.4995
2016 | 21059 | CROPLAND (NON-IRRIGATED, USD/HA) | 454.6732
2016 | 29061 | CROPLAND (NON-IRRIGATED, USD/HA) | 375.5996
2014 | 18027 | CROPLAND (NON-IRRIGATED, USD/HA) | 457.1442
2014 | 29061 | CROPLAND (NON-IRRIGATED, USD/HA) | 412.6653
2013 | 18027 | CROPLAND (NON-IRRIGATED, USD/HA) | 469.4995
2013 | 29061 | CROPLAND (NON-IRRIGATED, USD/HA) | 341.0049
2012 | 18027 | CROPLAND (NON-IRRIGATED, USD/HA) | 405.2522
2012 | 29061 | CROPLAND (NON-IRRIGATED, USD/HA) | 284.1707
2011 | 18027 | CROPLAND (NON-IRRIGATED, USD/HA) | 387.9549
2011 | 21059 | CROPLAND (NON-IRRIGATED, USD/HA) | 303.9391
2011 | 29061 | CROPLAND (NON-IRRIGATED, USD/HA) | 341.0049
2010 | 18027 | CROPLAND (NON-IRRIGATED, USD/HA) | 385.4838
2010 | 21059 | CROPLAND (NON-IRRIGATED, USD/HA) | 316.2944
2010 | 29061 | CROPLAND (NON-IRRIGATED, USD/HA) | 281.6997
2009 | 18027 | CROPLAND (NON-IRRIGATED, USD/HA) | 353.3601
2009 | 29061 | CROPLAND (NON-IRRIGATED, USD/HA) | 271.8155
2008 | 18027 | CROPLAND (NON-IRRIGATED, USD/HA) | 296.526
2008 | 21059 | CROPLAND (NON-IRRIGATED, USD/HA) | 266.8734
2008 | 29061 | CROPLAND (NON-IRRIGATED, USD/HA) | 189.0353
2024 | 19051 | CROPLAND (NON-IRRIGATED, USD/HA) | 454.6732
2023 | 19051 | CROPLAND (NON-IRRIGATED, USD/HA) | 452.2022
2022 | 19051 | CROPLAND (NON-IRRIGATED, USD/HA) | 380.5417
2021 | 19051 | CROPLAND (NON-IRRIGATED, USD/HA) | 368.1864
2021 | 49011 | CROPLAND (NON-IRRIGATED, USD/HA) | 102.5486
2020 | 19051 | CROPLAND (NON-IRRIGATED, USD/HA) | 380.5417
2019 | 19051 | CROPLAND (NON-IRRIGATED, USD/HA) | 368.1864
2019 | 49011 | CROPLAND (NON-IRRIGATED, USD/HA) | 61.7762
2017 | 19051 | CROPLAND (NON-IRRIGATED, USD/HA) | 373.1286
2017 | 49011 | CROPLAND (NON-IRRIGATED, USD/HA) | 59.3052
2016 | 19051 | CROPLAND (NON-IRRIGATED, USD/HA) | 375.5996
2014 | 19051 | CROPLAND (NON-IRRIGATED, USD/HA) | 385.4838
2014 | 49011 | CROPLAND (NON-IRRIGATED, USD/HA) | 64.2473
2013 | 19051 | CROPLAND (NON-IRRIGATED, USD/HA) | 392.897
2012 | 19051 | CROPLAND (NON-IRRIGATED, USD/HA) | 365.7154
2011 | 19051 | CROPLAND (NON-IRRIGATED, USD/HA) | 368.1864
2010 | 19051 | CROPLAND (NON-IRRIGATED, USD/HA) | 321.2365
2009 | 19051 | CROPLAND (NON-IRRIGATED, USD/HA) | 296.526
2009 | 49011 | CROPLAND (NON-IRRIGATED, USD/HA) | 56.8342
2008 | 19051 | CROPLAND (NON-IRRIGATED, USD/HA) | 289.1128
2024 | 46035 | CROPLAND (NON-IRRIGATED, USD/HA) | 395.368
2023 | 46035 | CROPLAND (NON-IRRIGATED, USD/HA) | 400.3101
2022 | 46035 | CROPLAND (NON-IRRIGATED, USD/HA) | 378.0707
2021 | 46035 | CROPLAND (NON-IRRIGATED, USD/HA) | 360.7733
2020 | 46035 | CROPLAND (NON-IRRIGATED, USD/HA) | 321.2365
2019 | 46035 | CROPLAND (NON-IRRIGATED, USD/HA) | 343.476
2017 | 46035 | CROPLAND (NON-IRRIGATED, USD/HA) | 328.6497
2016 | 46035 | CROPLAND (NON-IRRIGATED, USD/HA) | 323.7075
2014 | 46035 | CROPLAND (NON-IRRIGATED, USD/HA) | 316.2944
2013 | 46035 | CROPLAND (NON-IRRIGATED, USD/HA) | 281.6997
2012 | 46035 | CROPLAND (NON-IRRIGATED, USD/HA) | 284.1707
2011 | 46035 | CROPLAND (NON-IRRIGATED, USD/HA) | 238.4563
2010 | 46035 | CROPLAND (NON-IRRIGATED, USD/HA) | 203.8616
2009 | 46035 | CROPLAND (NON-IRRIGATED, USD/HA) | 206.3327
2008 | 46035 | CROPLAND (NON-IRRIGATED, USD/HA) | 190.2708
2024 | 31045 | CROPLAND (NON-IRRIGATED, USD/HA) | 72.896
2023 | 31045 | CROPLAND (NON-IRRIGATED, USD/HA) | 72.896
2021 | 31045 | CROPLAND (NON-IRRIGATED, USD/HA) | 70.4249
2020 | 31045 | CROPLAND (NON-IRRIGATED, USD/HA) | 70.4249
2019 | 31045 | CROPLAND (NON-IRRIGATED, USD/HA) | 69.1894
2017 | 31045 | CROPLAND (NON-IRRIGATED, USD/HA) | 69.1894
2016 | 31045 | CROPLAND (NON-IRRIGATED, USD/HA) | 56.8342
2014 | 31045 | CROPLAND (NON-IRRIGATED, USD/HA) | 69.1894
2013 | 31045 | CROPLAND (NON-IRRIGATED, USD/HA) | 59.3052
2012 | 31045 | CROPLAND (NON-IRRIGATED, USD/HA) | 46.95
2011 | 31045 | CROPLAND (NON-IRRIGATED, USD/HA) | 50.6565
2009 | 31045 | CROPLAND (NON-IRRIGATED, USD/HA) | 56.8342
2024 | 30021 | CROPLAND (NON-IRRIGATED, USD/HA) | 65.4828
2024 | 48115 | CROPLAND (NON-IRRIGATED, USD/HA) | 116.1393
2023 | 13085 | CROPLAND (NON-IRRIGATED, USD/HA) | 102.5486
2023 | 30021 | CROPLAND (NON-IRRIGATED, USD/HA) | 67.9539
2023 | 31047 | CROPLAND (NON-IRRIGATED, USD/HA) | 291.5839
2023 | 48115 | CROPLAND (NON-IRRIGATED, USD/HA) | 134.6722
2022 | 13085 | CROPLAND (NON-IRRIGATED, USD/HA) | 88.9578
2022 | 30021 | CROPLAND (NON-IRRIGATED, USD/HA) | 66.7184
2022 | 31047 | CROPLAND (NON-IRRIGATED, USD/HA) | 254.5181
2022 | 48115 | CROPLAND (NON-IRRIGATED, USD/HA) | 127.2591
2021 | 13085 | CROPLAND (NON-IRRIGATED, USD/HA) | 86.4868
2021 | 30021 | CROPLAND (NON-IRRIGATED, USD/HA) | 69.1894
2021 | 31047 | CROPLAND (NON-IRRIGATED, USD/HA) | 239.6918
2021 | 48115 | CROPLAND (NON-IRRIGATED, USD/HA) | 95.1354
2020 | 30021 | CROPLAND (NON-IRRIGATED, USD/HA) | 66.7184
2020 | 48115 | CROPLAND (NON-IRRIGATED, USD/HA) | 67.9539
2019 | 30021 | CROPLAND (NON-IRRIGATED, USD/HA) | 63.0118
2019 | 31047 | CROPLAND (NON-IRRIGATED, USD/HA) | 245.8695
2019 | 48115 | CROPLAND (NON-IRRIGATED, USD/HA) | 67.9539
2017 | 30021 | CROPLAND (NON-IRRIGATED, USD/HA) | 63.0118
2017 | 31047 | CROPLAND (NON-IRRIGATED, USD/HA) | 240.9274
2017 | 48115 | CROPLAND (NON-IRRIGATED, USD/HA) | 77.8381
2016 | 30021 | CROPLAND (NON-IRRIGATED, USD/HA) | 60.5407
2016 | 31047 | CROPLAND (NON-IRRIGATED, USD/HA) | 240.9274
2016 | 48115 | CROPLAND (NON-IRRIGATED, USD/HA) | 70.4249
2014 | 30021 | CROPLAND (NON-IRRIGATED, USD/HA) | 64.2473
2014 | 31047 | CROPLAND (NON-IRRIGATED, USD/HA) | 252.0471
2014 | 48115 | CROPLAND (NON-IRRIGATED, USD/HA) | 105.0196
2013 | 30021 | CROPLAND (NON-IRRIGATED, USD/HA) | 59.3052
2013 | 31047 | CROPLAND (NON-IRRIGATED, USD/HA) | 256.9892
2013 | 48115 | CROPLAND (NON-IRRIGATED, USD/HA) | 82.7802
2012 | 30021 | CROPLAND (NON-IRRIGATED, USD/HA) | 55.5986
2012 | 31047 | CROPLAND (NON-IRRIGATED, USD/HA) | 197.684
2012 | 48115 | CROPLAND (NON-IRRIGATED, USD/HA) | 81.5447
2011 | 31047 | CROPLAND (NON-IRRIGATED, USD/HA) | 211.2748
2011 | 48115 | CROPLAND (NON-IRRIGATED, USD/HA) | 77.8381
2010 | 30021 | CROPLAND (NON-IRRIGATED, USD/HA) | 44.4789
2010 | 31047 | CROPLAND (NON-IRRIGATED, USD/HA) | 177.9156
2010 | 48115 | CROPLAND (NON-IRRIGATED, USD/HA) | 69.1894
2009 | 30021 | CROPLAND (NON-IRRIGATED, USD/HA) | 40.7723
2009 | 31047 | CROPLAND (NON-IRRIGATED, USD/HA) | 172.9735
2009 | 48115 | CROPLAND (NON-IRRIGATED, USD/HA) | 59.3052
2008 | 31047 | CROPLAND (NON-IRRIGATED, USD/HA) | 175.4445
2024 | 46037 | CROPLAND (NON-IRRIGATED, USD/HA) | 368.1864
2023 | 46037 | CROPLAND (NON-IRRIGATED, USD/HA) | 345.947
2022 | 46037 | CROPLAND (NON-IRRIGATED, USD/HA) | 358.3023
2021 | 46037 | CROPLAND (NON-IRRIGATED, USD/HA) | 333.5917
2020 | 46037 | CROPLAND (NON-IRRIGATED, USD/HA) | 323.7075
2019 | 46037 | CROPLAND (NON-IRRIGATED, USD/HA) | 313.8234
2017 | 46037 | CROPLAND (NON-IRRIGATED, USD/HA) | 306.4102
2016 | 46037 | CROPLAND (NON-IRRIGATED, USD/HA) | 345.947
2014 | 46037 | CROPLAND (NON-IRRIGATED, USD/HA) | 303.9391
2013 | 46037 | CROPLAND (NON-IRRIGATED, USD/HA) | 284.1707
2012 | 46037 | CROPLAND (NON-IRRIGATED, USD/HA) | 266.8734
2011 | 46037 | CROPLAND (NON-IRRIGATED, USD/HA) | 218.6879
2010 | 46037 | CROPLAND (NON-IRRIGATED, USD/HA) | 191.5064
2009 | 46037 | CROPLAND (NON-IRRIGATED, USD/HA) | 185.3287
2008 | 46037 | CROPLAND (NON-IRRIGATED, USD/HA) | 179.1511
2024 | 1049 | CROPLAND (NON-IRRIGATED, USD/HA) | 130.9657
2024 | 18033 | CROPLAND (NON-IRRIGATED, USD/HA) | 363.2443
2024 | 29063 | CROPLAND (NON-IRRIGATED, USD/HA) | 405.2522
2024 | 47041 | CROPLAND (NON-IRRIGATED, USD/HA) | 200.155
2023 | 1049 | CROPLAND (NON-IRRIGATED, USD/HA) | 138.3788
2023 | 17037 | CROPLAND (NON-IRRIGATED, USD/HA) | 726.4887
2023 | 18033 | CROPLAND (NON-IRRIGATED, USD/HA) | 400.3101
2023 | 29063 | CROPLAND (NON-IRRIGATED, USD/HA) | 378.0707
2023 | 47041 | CROPLAND (NON-IRRIGATED, USD/HA) | 228.5721
2022 | 1049 | CROPLAND (NON-IRRIGATED, USD/HA) | 119.8459
2022 | 18033 | CROPLAND (NON-IRRIGATED, USD/HA) | 375.5996
2022 | 29063 | CROPLAND (NON-IRRIGATED, USD/HA) | 333.5917
2022 | 47041 | CROPLAND (NON-IRRIGATED, USD/HA) | 191.5064
2021 | 1049 | CROPLAND (NON-IRRIGATED, USD/HA) | 109.9617
2021 | 17037 | CROPLAND (NON-IRRIGATED, USD/HA) | 637.5309
2021 | 18033 | CROPLAND (NON-IRRIGATED, USD/HA) | 355.8312
2021 | 29063 | CROPLAND (NON-IRRIGATED, USD/HA) | 313.8234
2021 | 47041 | CROPLAND (NON-IRRIGATED, USD/HA) | 166.7959
2020 | 1049 | CROPLAND (NON-IRRIGATED, USD/HA) | 130.9657
2020 | 17037 | CROPLAND (NON-IRRIGATED, USD/HA) | 647.4151
2020 | 18033 | CROPLAND (NON-IRRIGATED, USD/HA) | 316.2944
2020 | 29063 | CROPLAND (NON-IRRIGATED, USD/HA) | 318.7654
2020 | 47041 | CROPLAND (NON-IRRIGATED, USD/HA) | 165.5603
2019 | 1049 | CROPLAND (NON-IRRIGATED, USD/HA) | 119.8459
2019 | 17037 | CROPLAND (NON-IRRIGATED, USD/HA) | 701.7782
2019 | 18033 | CROPLAND (NON-IRRIGATED, USD/HA) | 321.2365
2019 | 29063 | CROPLAND (NON-IRRIGATED, USD/HA) | 294.055
2019 | 47041 | CROPLAND (NON-IRRIGATED, USD/HA) | 153.2051
2017 | 1049 | CROPLAND (NON-IRRIGATED, USD/HA) | 109.9617
2017 | 17037 | CROPLAND (NON-IRRIGATED, USD/HA) | 600.4651
2017 | 18033 | CROPLAND (NON-IRRIGATED, USD/HA) | 321.2365
2017 | 29063 | CROPLAND (NON-IRRIGATED, USD/HA) | 345.947
2017 | 47041 | CROPLAND (NON-IRRIGATED, USD/HA) | 143.3209
2016 | 1049 | CROPLAND (NON-IRRIGATED, USD/HA) | 128.4946
2016 | 17037 | CROPLAND (NON-IRRIGATED, USD/HA) | 615.2914
2016 | 18033 | CROPLAND (NON-IRRIGATED, USD/HA) | 318.7654
2016 | 29063 | CROPLAND (NON-IRRIGATED, USD/HA) | 412.6653
2016 | 47041 | CROPLAND (NON-IRRIGATED, USD/HA) | 123.5525
2014 | 1049 | CROPLAND (NON-IRRIGATED, USD/HA) | 111.1972
2014 | 17037 | CROPLAND (NON-IRRIGATED, USD/HA) | 686.9519
2014 | 18033 | CROPLAND (NON-IRRIGATED, USD/HA) | 321.2365
2014 | 29063 | CROPLAND (NON-IRRIGATED, USD/HA) | 523.8626
2014 | 47041 | CROPLAND (NON-IRRIGATED, USD/HA) | 111.1972
2013 | 1049 | CROPLAND (NON-IRRIGATED, USD/HA) | 91.4288
2013 | 17037 | CROPLAND (NON-IRRIGATED, USD/HA) | 593.052
2013 | 18033 | CROPLAND (NON-IRRIGATED, USD/HA) | 345.947
2013 | 29063 | CROPLAND (NON-IRRIGATED, USD/HA) | 370.6575
2013 | 47041 | CROPLAND (NON-IRRIGATED, USD/HA) | 160.6182
2012 | 1049 | CROPLAND (NON-IRRIGATED, USD/HA) | 97.6065
2012 | 17037 | CROPLAND (NON-IRRIGATED, USD/HA) | 585.6389
2012 | 18033 | CROPLAND (NON-IRRIGATED, USD/HA) | 308.8813
2012 | 29063 | CROPLAND (NON-IRRIGATED, USD/HA) | 284.1707
2012 | 47041 | CROPLAND (NON-IRRIGATED, USD/HA) | 177.9156
2011 | 1049 | CROPLAND (NON-IRRIGATED, USD/HA) | 95.1354
2011 | 17037 | CROPLAND (NON-IRRIGATED, USD/HA) | 533.7468
2011 | 18033 | CROPLAND (NON-IRRIGATED, USD/HA) | 298.9971
2011 | 29063 | CROPLAND (NON-IRRIGATED, USD/HA) | 247.105
2011 | 47041 | CROPLAND (NON-IRRIGATED, USD/HA) | 138.3788
2010 | 1049 | CROPLAND (NON-IRRIGATED, USD/HA) | 86.4868
2010 | 17037 | CROPLAND (NON-IRRIGATED, USD/HA) | 467.0285
2010 | 18033 | CROPLAND (NON-IRRIGATED, USD/HA) | 249.5761
2010 | 29063 | CROPLAND (NON-IRRIGATED, USD/HA) | 252.0471
2010 | 47041 | CROPLAND (NON-IRRIGATED, USD/HA) | 128.4946
2009 | 1049 | CROPLAND (NON-IRRIGATED, USD/HA) | 84.0157
2009 | 17037 | CROPLAND (NON-IRRIGATED, USD/HA) | 474.4416
2009 | 18033 | CROPLAND (NON-IRRIGATED, USD/HA) | 242.1629
2009 | 29063 | CROPLAND (NON-IRRIGATED, USD/HA) | 249.5761
2008 | 1049 | CROPLAND (NON-IRRIGATED, USD/HA) | 84.0157
2008 | 17037 | CROPLAND (NON-IRRIGATED, USD/HA) | 444.789
2008 | 18033 | CROPLAND (NON-IRRIGATED, USD/HA) | 243.3984
2008 | 29063 | CROPLAND (NON-IRRIGATED, USD/HA) | 216.2169
2024 | 28033 | CROPLAND (NON-IRRIGATED, USD/HA) | 266.8734
2023 | 22031 | CROPLAND (NON-IRRIGATED, USD/HA) | 108.7262
2023 | 28033 | CROPLAND (NON-IRRIGATED, USD/HA) | 247.105
2022 | 12027 | CROPLAND (NON-IRRIGATED, USD/HA) | 82.7802
2022 | 22031 | CROPLAND (NON-IRRIGATED, USD/HA) | 108.7262
2022 | 28033 | CROPLAND (NON-IRRIGATED, USD/HA) | 216.2169
2021 | 22031 | CROPLAND (NON-IRRIGATED, USD/HA) | 100.0775
2021 | 28033 | CROPLAND (NON-IRRIGATED, USD/HA) | 186.5643
2020 | 22031 | CROPLAND (NON-IRRIGATED, USD/HA) | 85.2512
2020 | 28033 | CROPLAND (NON-IRRIGATED, USD/HA) | 174.209
2019 | 12027 | CROPLAND (NON-IRRIGATED, USD/HA) | 61.7762
2019 | 28033 | CROPLAND (NON-IRRIGATED, USD/HA) | 179.1511
2017 | 12027 | CROPLAND (NON-IRRIGATED, USD/HA) | 49.421
2017 | 22031 | CROPLAND (NON-IRRIGATED, USD/HA) | 60.5407
2017 | 28033 | CROPLAND (NON-IRRIGATED, USD/HA) | 175.4445
2016 | 12027 | CROPLAND (NON-IRRIGATED, USD/HA) | 66.7184
2016 | 22031 | CROPLAND (NON-IRRIGATED, USD/HA) | 69.1894
2016 | 28033 | CROPLAND (NON-IRRIGATED, USD/HA) | 156.9117
2014 | 12027 | CROPLAND (NON-IRRIGATED, USD/HA) | 84.0157
2014 | 22031 | CROPLAND (NON-IRRIGATED, USD/HA) | 59.3052
2014 | 28033 | CROPLAND (NON-IRRIGATED, USD/HA) | 252.0471
2013 | 22031 | CROPLAND (NON-IRRIGATED, USD/HA) | 55.5986
2013 | 28033 | CROPLAND (NON-IRRIGATED, USD/HA) | 177.9156
2012 | 28033 | CROPLAND (NON-IRRIGATED, USD/HA) | 174.209
2011 | 22031 | CROPLAND (NON-IRRIGATED, USD/HA) | 69.1894
2011 | 28033 | CROPLAND (NON-IRRIGATED, USD/HA) | 174.209
2010 | 28033 | CROPLAND (NON-IRRIGATED, USD/HA) | 153.2051
2009 | 28033 | CROPLAND (NON-IRRIGATED, USD/HA) | 161.8538
2024 | 17039 | CROPLAND (NON-IRRIGATED, USD/HA) | 840.157
2023 | 17039 | CROPLAND (NON-IRRIGATED, USD/HA) | 810.5044
2023 | 48123 | CROPLAND (NON-IRRIGATED, USD/HA) | 32.1236
2022 | 17039 | CROPLAND (NON-IRRIGATED, USD/HA) | 731.4308
2022 | 48123 | CROPLAND (NON-IRRIGATED, USD/HA) | 44.4789
2021 | 17039 | CROPLAND (NON-IRRIGATED, USD/HA) | 679.5387
2021 | 48123 | CROPLAND (NON-IRRIGATED, USD/HA) | 32.1236
2020 | 17039 | CROPLAND (NON-IRRIGATED, USD/HA) | 657.2993
2019 | 17039 | CROPLAND (NON-IRRIGATED, USD/HA) | 625.1757
2017 | 17039 | CROPLAND (NON-IRRIGATED, USD/HA) | 649.8862
2016 | 17039 | CROPLAND (NON-IRRIGATED, USD/HA) | 654.8283
2014 | 17039 | CROPLAND (NON-IRRIGATED, USD/HA) | 696.8361
2014 | 48123 | CROPLAND (NON-IRRIGATED, USD/HA) | 35.8302
2013 | 17039 | CROPLAND (NON-IRRIGATED, USD/HA) | 951.3542
2012 | 17039 | CROPLAND (NON-IRRIGATED, USD/HA) | 635.0598
2012 | 48123 | CROPLAND (NON-IRRIGATED, USD/HA) | 38.3013
2011 | 17039 | CROPLAND (NON-IRRIGATED, USD/HA) | 558.4573
2011 | 48123 | CROPLAND (NON-IRRIGATED, USD/HA) | 44.4789
2010 | 48123 | CROPLAND (NON-IRRIGATED, USD/HA) | 33.3592
2009 | 17039 | CROPLAND (NON-IRRIGATED, USD/HA) | 452.2022
2009 | 48123 | CROPLAND (NON-IRRIGATED, USD/HA) | 40.7723
2008 | 17039 | CROPLAND (NON-IRRIGATED, USD/HA) | 484.3258
2008 | 48123 | CROPLAND (NON-IRRIGATED, USD/HA) | 60.5407
2024 | 48117 | CROPLAND (NON-IRRIGATED, USD/HA) | 65.4828
2023 | 48117 | CROPLAND (NON-IRRIGATED, USD/HA) | 65.4828
2022 | 48117 | CROPLAND (NON-IRRIGATED, USD/HA) | 69.1894
2021 | 48117 | CROPLAND (NON-IRRIGATED, USD/HA) | 63.0118
2020 | 48117 | CROPLAND (NON-IRRIGATED, USD/HA) | 71.6604
2019 | 48117 | CROPLAND (NON-IRRIGATED, USD/HA) | 70.4249
2017 | 48117 | CROPLAND (NON-IRRIGATED, USD/HA) | 60.5407
2016 | 48117 | CROPLAND (NON-IRRIGATED, USD/HA) | 56.8342
2014 | 48117 | CROPLAND (NON-IRRIGATED, USD/HA) | 54.3631
2013 | 48117 | CROPLAND (NON-IRRIGATED, USD/HA) | 55.5986
2012 | 48117 | CROPLAND (NON-IRRIGATED, USD/HA) | 54.3631
2011 | 48117 | CROPLAND (NON-IRRIGATED, USD/HA) | 51.892
2010 | 48117 | CROPLAND (NON-IRRIGATED, USD/HA) | 55.5986
2009 | 48117 | CROPLAND (NON-IRRIGATED, USD/HA) | 56.8342
2024 | 18029 | CROPLAND (NON-IRRIGATED, USD/HA) | 370.6575
2023 | 18029 | CROPLAND (NON-IRRIGATED, USD/HA) | 370.6575
2022 | 18029 | CROPLAND (NON-IRRIGATED, USD/HA) | 333.5917
2021 | 18029 | CROPLAND (NON-IRRIGATED, USD/HA) | 318.7654
2020 | 18029 | CROPLAND (NON-IRRIGATED, USD/HA) | 338.5338
2013 | 18029 | CROPLAND (NON-IRRIGATED, USD/HA) | 296.526
2012 | 18029 | CROPLAND (NON-IRRIGATED, USD/HA) | 234.7498
2011 | 18029 | CROPLAND (NON-IRRIGATED, USD/HA) | 223.63
2010 | 18029 | CROPLAND (NON-IRRIGATED, USD/HA) | 252.0471
2009 | 18029 | CROPLAND (NON-IRRIGATED, USD/HA) | 208.8037
2008 | 18029 | CROPLAND (NON-IRRIGATED, USD/HA) | 186.5643
2024 | 13087 | CROPLAND (NON-IRRIGATED, USD/HA) | 247.105
2024 | 18031 | CROPLAND (NON-IRRIGATED, USD/HA) | 553.5152
2024 | 19053 | CROPLAND (NON-IRRIGATED, USD/HA) | 452.2022
2024 | 20039 | CROPLAND (NON-IRRIGATED, USD/HA) | 160.6182
2024 | 47039 | CROPLAND (NON-IRRIGATED, USD/HA) | 198.9195
2023 | 13087 | CROPLAND (NON-IRRIGATED, USD/HA) | 249.5761
2023 | 18031 | CROPLAND (NON-IRRIGATED, USD/HA) | 605.4072
2023 | 19053 | CROPLAND (NON-IRRIGATED, USD/HA) | 422.5496
2023 | 20039 | CROPLAND (NON-IRRIGATED, USD/HA) | 142.0854
2023 | 47039 | CROPLAND (NON-IRRIGATED, USD/HA) | 182.8577
2022 | 13087 | CROPLAND (NON-IRRIGATED, USD/HA) | 224.8655
2022 | 18031 | CROPLAND (NON-IRRIGATED, USD/HA) | 526.3337
2022 | 19053 | CROPLAND (NON-IRRIGATED, USD/HA) | 397.839
2022 | 20039 | CROPLAND (NON-IRRIGATED, USD/HA) | 139.6143
2022 | 47039 | CROPLAND (NON-IRRIGATED, USD/HA) | 145.7919
2021 | 13087 | CROPLAND (NON-IRRIGATED, USD/HA) | 227.3366
2021 | 18031 | CROPLAND (NON-IRRIGATED, USD/HA) | 518.9205
2021 | 19053 | CROPLAND (NON-IRRIGATED, USD/HA) | 395.368
2021 | 20039 | CROPLAND (NON-IRRIGATED, USD/HA) | 133.4367
2021 | 47039 | CROPLAND (NON-IRRIGATED, USD/HA) | 158.1472
2020 | 13087 | CROPLAND (NON-IRRIGATED, USD/HA) | 228.5721
2020 | 18031 | CROPLAND (NON-IRRIGATED, USD/HA) | 464.5574
2020 | 19053 | CROPLAND (NON-IRRIGATED, USD/HA) | 343.476
2020 | 20039 | CROPLAND (NON-IRRIGATED, USD/HA) | 121.0815
2019 | 13087 | CROPLAND (NON-IRRIGATED, USD/HA) | 234.7498
2019 | 18031 | CROPLAND (NON-IRRIGATED, USD/HA) | 459.6153
2019 | 19053 | CROPLAND (NON-IRRIGATED, USD/HA) | 375.5996
2019 | 20039 | CROPLAND (NON-IRRIGATED, USD/HA) | 98.842
2019 | 47039 | CROPLAND (NON-IRRIGATED, USD/HA) | 155.6762
2017 | 13087 | CROPLAND (NON-IRRIGATED, USD/HA) | 217.4524
2017 | 18031 | CROPLAND (NON-IRRIGATED, USD/HA) | 467.0285
2017 | 19053 | CROPLAND (NON-IRRIGATED, USD/HA) | 387.9549
2017 | 20039 | CROPLAND (NON-IRRIGATED, USD/HA) | 118.6104
2017 | 47039 | CROPLAND (NON-IRRIGATED, USD/HA) | 165.5603
2016 | 13087 | CROPLAND (NON-IRRIGATED, USD/HA) | 195.213
2016 | 18031 | CROPLAND (NON-IRRIGATED, USD/HA) | 449.7311
2016 | 19053 | CROPLAND (NON-IRRIGATED, USD/HA) | 402.7811
2016 | 20039 | CROPLAND (NON-IRRIGATED, USD/HA) | 105.0196
2016 | 47039 | CROPLAND (NON-IRRIGATED, USD/HA) | 143.3209
2014 | 13087 | CROPLAND (NON-IRRIGATED, USD/HA) | 185.3287
2014 | 18031 | CROPLAND (NON-IRRIGATED, USD/HA) | 457.1442
2014 | 19053 | CROPLAND (NON-IRRIGATED, USD/HA) | 454.6732
2014 | 20039 | CROPLAND (NON-IRRIGATED, USD/HA) | 105.0196
2014 | 47039 | CROPLAND (NON-IRRIGATED, USD/HA) | 140.8499
2013 | 13087 | CROPLAND (NON-IRRIGATED, USD/HA) | 195.213
2013 | 18031 | CROPLAND (NON-IRRIGATED, USD/HA) | 469.4995
2013 | 19053 | CROPLAND (NON-IRRIGATED, USD/HA) | 467.0285
2013 | 20039 | CROPLAND (NON-IRRIGATED, USD/HA) | 109.9617
2013 | 47039 | CROPLAND (NON-IRRIGATED, USD/HA) | 151.9696
2012 | 13087 | CROPLAND (NON-IRRIGATED, USD/HA) | 195.213
2012 | 18031 | CROPLAND (NON-IRRIGATED, USD/HA) | 417.6074
2012 | 19053 | CROPLAND (NON-IRRIGATED, USD/HA) | 392.897
2012 | 20039 | CROPLAND (NON-IRRIGATED, USD/HA) | 121.0815
2012 | 47039 | CROPLAND (NON-IRRIGATED, USD/HA) | 160.6182
2011 | 13087 | CROPLAND (NON-IRRIGATED, USD/HA) | 135.9077
2011 | 18031 | CROPLAND (NON-IRRIGATED, USD/HA) | 375.5996
2011 | 19053 | CROPLAND (NON-IRRIGATED, USD/HA) | 343.476
2011 | 20039 | CROPLAND (NON-IRRIGATED, USD/HA) | 93.8999
2011 | 47039 | CROPLAND (NON-IRRIGATED, USD/HA) | 121.0815
2010 | 13087 | CROPLAND (NON-IRRIGATED, USD/HA) | 135.9077
2010 | 18031 | CROPLAND (NON-IRRIGATED, USD/HA) | 368.1864
2010 | 19053 | CROPLAND (NON-IRRIGATED, USD/HA) | 355.8312
2010 | 20039 | CROPLAND (NON-IRRIGATED, USD/HA) | 90.1933
2009 | 13087 | CROPLAND (NON-IRRIGATED, USD/HA) | 132.2012
2009 | 18031 | CROPLAND (NON-IRRIGATED, USD/HA) | 370.6575
2009 | 19053 | CROPLAND (NON-IRRIGATED, USD/HA) | 358.3023
2009 | 20039 | CROPLAND (NON-IRRIGATED, USD/HA) | 88.9578
2009 | 47039 | CROPLAND (NON-IRRIGATED, USD/HA) | 134.6722
2008 | 18031 | CROPLAND (NON-IRRIGATED, USD/HA) | 373.1286
2008 | 19053 | CROPLAND (NON-IRRIGATED, USD/HA) | 271.8155
2024 | 39039 | CROPLAND (NON-IRRIGATED, USD/HA) | 397.839
2023 | 39039 | CROPLAND (NON-IRRIGATED, USD/HA) | 385.4838
2022 | 39039 | CROPLAND (NON-IRRIGATED, USD/HA) | 407.7233
2021 | 39039 | CROPLAND (NON-IRRIGATED, USD/HA) | 380.5417
2020 | 39039 | CROPLAND (NON-IRRIGATED, USD/HA) | 370.6575
2019 | 39039 | CROPLAND (NON-IRRIGATED, USD/HA) | 345.947
2017 | 39039 | CROPLAND (NON-IRRIGATED, USD/HA) | 350.8891
2014 | 39039 | CROPLAND (NON-IRRIGATED, USD/HA) | 368.1864
2013 | 39039 | CROPLAND (NON-IRRIGATED, USD/HA) | 370.6575
2012 | 39039 | CROPLAND (NON-IRRIGATED, USD/HA) | 289.1128
2011 | 39039 | CROPLAND (NON-IRRIGATED, USD/HA) | 279.2287
2010 | 39039 | CROPLAND (NON-IRRIGATED, USD/HA) | 243.3984
2009 | 39039 | CROPLAND (NON-IRRIGATED, USD/HA) | 242.1629
2008 | 39039 | CROPLAND (NON-IRRIGATED, USD/HA) | 244.6339
2024 | 18035 | CROPLAND (NON-IRRIGATED, USD/HA) | 585.6389
2024 | 19055 | CROPLAND (NON-IRRIGATED, USD/HA) | 706.7203
2024 | 36025 | CROPLAND (NON-IRRIGATED, USD/HA) | 103.7841
2024 | 39041 | CROPLAND (NON-IRRIGATED, USD/HA) | 452.2022
2024 | 40041 | CROPLAND (NON-IRRIGATED, USD/HA) | 126.0236
2023 | 18035 | CROPLAND (NON-IRRIGATED, USD/HA) | 600.4651
2023 | 19055 | CROPLAND (NON-IRRIGATED, USD/HA) | 728.9597
2023 | 36025 | CROPLAND (NON-IRRIGATED, USD/HA) | 60.5407
2023 | 39041 | CROPLAND (NON-IRRIGATED, USD/HA) | 489.2679
2023 | 40041 | CROPLAND (NON-IRRIGATED, USD/HA) | 107.4907
2022 | 18035 | CROPLAND (NON-IRRIGATED, USD/HA) | 531.2758
2022 | 19055 | CROPLAND (NON-IRRIGATED, USD/HA) | 667.1835
2022 | 36025 | CROPLAND (NON-IRRIGATED, USD/HA) | 84.0157
2022 | 39041 | CROPLAND (NON-IRRIGATED, USD/HA) | 447.26
2022 | 40041 | CROPLAND (NON-IRRIGATED, USD/HA) | 97.6065
2021 | 18035 | CROPLAND (NON-IRRIGATED, USD/HA) | 486.7969
2021 | 19055 | CROPLAND (NON-IRRIGATED, USD/HA) | 637.5309
2021 | 36025 | CROPLAND (NON-IRRIGATED, USD/HA) | 108.7262
2021 | 39041 | CROPLAND (NON-IRRIGATED, USD/HA) | 405.2522
2021 | 40041 | CROPLAND (NON-IRRIGATED, USD/HA) | 96.3709
2020 | 18035 | CROPLAND (NON-IRRIGATED, USD/HA) | 479.3837
2020 | 19055 | CROPLAND (NON-IRRIGATED, USD/HA) | 637.5309
2020 | 36025 | CROPLAND (NON-IRRIGATED, USD/HA) | 63.0118
2020 | 39041 | CROPLAND (NON-IRRIGATED, USD/HA) | 392.897
2020 | 40041 | CROPLAND (NON-IRRIGATED, USD/HA) | 72.896
2019 | 18035 | CROPLAND (NON-IRRIGATED, USD/HA) | 496.681
2019 | 19055 | CROPLAND (NON-IRRIGATED, USD/HA) | 637.5309
2019 | 36025 | CROPLAND (NON-IRRIGATED, USD/HA) | 59.3052
2019 | 39041 | CROPLAND (NON-IRRIGATED, USD/HA) | 400.3101
2019 | 40041 | CROPLAND (NON-IRRIGATED, USD/HA) | 77.8381
2017 | 18035 | CROPLAND (NON-IRRIGATED, USD/HA) | 526.3337
2017 | 19055 | CROPLAND (NON-IRRIGATED, USD/HA) | 610.3493
2017 | 36025 | CROPLAND (NON-IRRIGATED, USD/HA) | 85.2512
2017 | 39041 | CROPLAND (NON-IRRIGATED, USD/HA) | 368.1864
2017 | 40041 | CROPLAND (NON-IRRIGATED, USD/HA) | 80.3091
2016 | 18035 | CROPLAND (NON-IRRIGATED, USD/HA) | 489.2679
2016 | 19055 | CROPLAND (NON-IRRIGATED, USD/HA) | 607.8783
2016 | 36025 | CROPLAND (NON-IRRIGATED, USD/HA) | 67.9539
2016 | 39041 | CROPLAND (NON-IRRIGATED, USD/HA) | 338.5338
2016 | 40041 | CROPLAND (NON-IRRIGATED, USD/HA) | 70.4249
2014 | 18035 | CROPLAND (NON-IRRIGATED, USD/HA) | 474.4416
2014 | 19055 | CROPLAND (NON-IRRIGATED, USD/HA) | 659.7704
2014 | 36025 | CROPLAND (NON-IRRIGATED, USD/HA) | 100.0775
2014 | 39041 | CROPLAND (NON-IRRIGATED, USD/HA) | 333.5917
2014 | 40041 | CROPLAND (NON-IRRIGATED, USD/HA) | 79.0736
2013 | 18035 | CROPLAND (NON-IRRIGATED, USD/HA) | 457.1442
2013 | 19055 | CROPLAND (NON-IRRIGATED, USD/HA) | 630.1178
2013 | 36025 | CROPLAND (NON-IRRIGATED, USD/HA) | 70.4249
2013 | 39041 | CROPLAND (NON-IRRIGATED, USD/HA) | 321.2365
2013 | 40041 | CROPLAND (NON-IRRIGATED, USD/HA) | 50.6565
2012 | 19055 | CROPLAND (NON-IRRIGATED, USD/HA) | 662.2414
2012 | 36025 | CROPLAND (NON-IRRIGATED, USD/HA) | 49.421
2012 | 39041 | CROPLAND (NON-IRRIGATED, USD/HA) | 247.105
2012 | 40041 | CROPLAND (NON-IRRIGATED, USD/HA) | 70.4249
2011 | 18035 | CROPLAND (NON-IRRIGATED, USD/HA) | 368.1864
2011 | 19055 | CROPLAND (NON-IRRIGATED, USD/HA) | 523.8626
2011 | 36025 | CROPLAND (NON-IRRIGATED, USD/HA) | 61.7762
2011 | 39041 | CROPLAND (NON-IRRIGATED, USD/HA) | 249.5761
2011 | 40041 | CROPLAND (NON-IRRIGATED, USD/HA) | 72.896
2010 | 18035 | CROPLAND (NON-IRRIGATED, USD/HA) | 333.5917
2010 | 19055 | CROPLAND (NON-IRRIGATED, USD/HA) | 469.4995
2010 | 36025 | CROPLAND (NON-IRRIGATED, USD/HA) | 37.0658
2010 | 39041 | CROPLAND (NON-IRRIGATED, USD/HA) | 228.5721
2010 | 40041 | CROPLAND (NON-IRRIGATED, USD/HA) | 61.7762
2009 | 18035 | CROPLAND (NON-IRRIGATED, USD/HA) | 326.1786
2009 | 19055 | CROPLAND (NON-IRRIGATED, USD/HA) | 462.0863
2009 | 36025 | CROPLAND (NON-IRRIGATED, USD/HA) | 55.5986
2009 | 39041 | CROPLAND (NON-IRRIGATED, USD/HA) | 224.8655
2009 | 40041 | CROPLAND (NON-IRRIGATED, USD/HA) | 64.2473
2008 | 18035 | CROPLAND (NON-IRRIGATED, USD/HA) | 338.5338
2008 | 19055 | CROPLAND (NON-IRRIGATED, USD/HA) | 476.9126
2008 | 36025 | CROPLAND (NON-IRRIGATED, USD/HA) | 76.6025
2024 | 8029 | CROPLAND (NON-IRRIGATED, USD/HA) | 40.7723
2024 | 26041 | CROPLAND (NON-IRRIGATED, USD/HA) | 48.1855
2023 | 26041 | CROPLAND (NON-IRRIGATED, USD/HA) | 29.6526
2023 | 48119 | CROPLAND (NON-IRRIGATED, USD/HA) | 98.842
2022 | 8029 | CROPLAND (NON-IRRIGATED, USD/HA) | 51.892
2022 | 26041 | CROPLAND (NON-IRRIGATED, USD/HA) | 49.421
2022 | 48119 | CROPLAND (NON-IRRIGATED, USD/HA) | 84.0157
2021 | 8029 | CROPLAND (NON-IRRIGATED, USD/HA) | 50.6565
2021 | 26041 | CROPLAND (NON-IRRIGATED, USD/HA) | 58.0697
2020 | 8029 | CROPLAND (NON-IRRIGATED, USD/HA) | 37.0658
2020 | 26041 | CROPLAND (NON-IRRIGATED, USD/HA) | 55.5986
2020 | 48119 | CROPLAND (NON-IRRIGATED, USD/HA) | 74.1315
2019 | 8029 | CROPLAND (NON-IRRIGATED, USD/HA) | 39.5368
2019 | 26041 | CROPLAND (NON-IRRIGATED, USD/HA) | 53.1276
2019 | 48119 | CROPLAND (NON-IRRIGATED, USD/HA) | 61.7762
2017 | 8029 | CROPLAND (NON-IRRIGATED, USD/HA) | 54.3631
2017 | 26041 | CROPLAND (NON-IRRIGATED, USD/HA) | 65.4828
2016 | 26041 | CROPLAND (NON-IRRIGATED, USD/HA) | 64.2473
2016 | 48119 | CROPLAND (NON-IRRIGATED, USD/HA) | 65.4828
2014 | 8029 | CROPLAND (NON-IRRIGATED, USD/HA) | 74.1315
2014 | 26041 | CROPLAND (NON-IRRIGATED, USD/HA) | 69.1894
2014 | 48119 | CROPLAND (NON-IRRIGATED, USD/HA) | 63.0118
2013 | 8029 | CROPLAND (NON-IRRIGATED, USD/HA) | 69.1894
2013 | 26041 | CROPLAND (NON-IRRIGATED, USD/HA) | 59.3052
2013 | 48119 | CROPLAND (NON-IRRIGATED, USD/HA) | 56.8342
2012 | 8029 | CROPLAND (NON-IRRIGATED, USD/HA) | 69.1894
2012 | 26041 | CROPLAND (NON-IRRIGATED, USD/HA) | 59.3052
2012 | 48119 | CROPLAND (NON-IRRIGATED, USD/HA) | 51.892
2011 | 26041 | CROPLAND (NON-IRRIGATED, USD/HA) | 61.7762
2010 | 26041 | CROPLAND (NON-IRRIGATED, USD/HA) | 39.5368
2010 | 48119 | CROPLAND (NON-IRRIGATED, USD/HA) | 53.1276
2009 | 26041 | CROPLAND (NON-IRRIGATED, USD/HA) | 51.892
2009 | 48119 | CROPLAND (NON-IRRIGATED, USD/HA) | 54.3631
2008 | 26041 | CROPLAND (NON-IRRIGATED, USD/HA) | 49.421
2024 | 29065 | CROPLAND (NON-IRRIGATED, USD/HA) | 86.4868
2023 | 29065 | CROPLAND (NON-IRRIGATED, USD/HA) | 55.5986
2022 | 29065 | CROPLAND (NON-IRRIGATED, USD/HA) | 87.7223
2021 | 29065 | CROPLAND (NON-IRRIGATED, USD/HA) | 96.3709
2020 | 29065 | CROPLAND (NON-IRRIGATED, USD/HA) | 75.367
2019 | 29065 | CROPLAND (NON-IRRIGATED, USD/HA) | 76.6025
2017 | 29065 | CROPLAND (NON-IRRIGATED, USD/HA) | 74.1315
2016 | 29065 | CROPLAND (NON-IRRIGATED, USD/HA) | 65.4828
2014 | 29065 | CROPLAND (NON-IRRIGATED, USD/HA) | 70.4249
2013 | 29065 | CROPLAND (NON-IRRIGATED, USD/HA) | 72.896
2012 | 29065 | CROPLAND (NON-IRRIGATED, USD/HA) | 86.4868
2010 | 29065 | CROPLAND (NON-IRRIGATED, USD/HA) | 90.1933
2009 | 29065 | CROPLAND (NON-IRRIGATED, USD/HA) | 84.0157
2024 | 48121 | CROPLAND (NON-IRRIGATED, USD/HA) | 54.3631
2023 | 48121 | CROPLAND (NON-IRRIGATED, USD/HA) | 53.1276
2022 | 48121 | CROPLAND (NON-IRRIGATED, USD/HA) | 50.6565
2021 | 48121 | CROPLAND (NON-IRRIGATED, USD/HA) | 51.892
2020 | 48121 | CROPLAND (NON-IRRIGATED, USD/HA) | 44.4789
2019 | 48121 | CROPLAND (NON-IRRIGATED, USD/HA) | 42.0078
2017 | 48121 | CROPLAND (NON-IRRIGATED, USD/HA) | 44.4789
2016 | 48121 | CROPLAND (NON-IRRIGATED, USD/HA) | 49.421
2014 | 48121 | CROPLAND (NON-IRRIGATED, USD/HA) | 51.892
2013 | 48121 | CROPLAND (NON-IRRIGATED, USD/HA) | 39.5368
2012 | 48121 | CROPLAND (NON-IRRIGATED, USD/HA) | 37.0658
2011 | 48121 | CROPLAND (NON-IRRIGATED, USD/HA) | 32.1236
2010 | 48121 | CROPLAND (NON-IRRIGATED, USD/HA) | 37.0658
2009 | 48121 | CROPLAND (NON-IRRIGATED, USD/HA) | 39.5368
2008 | 48121 | CROPLAND (NON-IRRIGATED, USD/HA) | 39.5368
2024 | 19057 | CROPLAND (NON-IRRIGATED, USD/HA) | 585.6389
2023 | 19057 | CROPLAND (NON-IRRIGATED, USD/HA) | 605.4072
2022 | 19057 | CROPLAND (NON-IRRIGATED, USD/HA) | 543.631
2021 | 19057 | CROPLAND (NON-IRRIGATED, USD/HA) | 518.9205
2020 | 19057 | CROPLAND (NON-IRRIGATED, USD/HA) | 531.2758
2019 | 19057 | CROPLAND (NON-IRRIGATED, USD/HA) | 541.1599
2017 | 19057 | CROPLAND (NON-IRRIGATED, USD/HA) | 521.3915
2016 | 19057 | CROPLAND (NON-IRRIGATED, USD/HA) | 578.2257
2014 | 19057 | CROPLAND (NON-IRRIGATED, USD/HA) | 585.6389
2013 | 19057 | CROPLAND (NON-IRRIGATED, USD/HA) | 565.8705
2012 | 19057 | CROPLAND (NON-IRRIGATED, USD/HA) | 521.3915
2011 | 19057 | CROPLAND (NON-IRRIGATED, USD/HA) | 469.4995
2010 | 19057 | CROPLAND (NON-IRRIGATED, USD/HA) | 400.3101
2009 | 19057 | CROPLAND (NON-IRRIGATED, USD/HA) | 417.6074
2008 | 19057 | CROPLAND (NON-IRRIGATED, USD/HA) | 432.4337
2024 | 5041 | CROPLAND (NON-IRRIGATED, USD/HA) | 180.3867
2022 | 5041 | CROPLAND (NON-IRRIGATED, USD/HA) | 211.2748
2021 | 5041 | CROPLAND (NON-IRRIGATED, USD/HA) | 233.5142
2020 | 5041 | CROPLAND (NON-IRRIGATED, USD/HA) | 211.2748
2017 | 5041 | CROPLAND (NON-IRRIGATED, USD/HA) | 205.0971
2016 | 5041 | CROPLAND (NON-IRRIGATED, USD/HA) | 229.8076
2014 | 5041 | CROPLAND (NON-IRRIGATED, USD/HA) | 160.6182
2024 | 31049 | CROPLAND (NON-IRRIGATED, USD/HA) | 108.7262
2024 | 46039 | CROPLAND (NON-IRRIGATED, USD/HA) | 439.8469
2023 | 31049 | CROPLAND (NON-IRRIGATED, USD/HA) | 107.4907
2023 | 46039 | CROPLAND (NON-IRRIGATED, USD/HA) | 452.2022
2022 | 46039 | CROPLAND (NON-IRRIGATED, USD/HA) | 427.4916
2021 | 46039 | CROPLAND (NON-IRRIGATED, USD/HA) | 400.3101
2020 | 31049 | CROPLAND (NON-IRRIGATED, USD/HA) | 105.0196
2020 | 46039 | CROPLAND (NON-IRRIGATED, USD/HA) | 392.897
2019 | 31049 | CROPLAND (NON-IRRIGATED, USD/HA) | 91.4288
2019 | 46039 | CROPLAND (NON-IRRIGATED, USD/HA) | 392.897
2017 | 46039 | CROPLAND (NON-IRRIGATED, USD/HA) | 378.0707
2016 | 46039 | CROPLAND (NON-IRRIGATED, USD/HA) | 370.6575
2014 | 46039 | CROPLAND (NON-IRRIGATED, USD/HA) | 350.8891
2013 | 31049 | CROPLAND (NON-IRRIGATED, USD/HA) | 81.5447
2013 | 46039 | CROPLAND (NON-IRRIGATED, USD/HA) | 350.8891
2012 | 31049 | CROPLAND (NON-IRRIGATED, USD/HA) | 82.7802
2012 | 46039 | CROPLAND (NON-IRRIGATED, USD/HA) | 306.4102
2011 | 31049 | CROPLAND (NON-IRRIGATED, USD/HA) | 72.896
2011 | 46039 | CROPLAND (NON-IRRIGATED, USD/HA) | 252.0471
2010 | 31049 | CROPLAND (NON-IRRIGATED, USD/HA) | 69.1894
2010 | 46039 | CROPLAND (NON-IRRIGATED, USD/HA) | 226.1011
2009 | 31049 | CROPLAND (NON-IRRIGATED, USD/HA) | 69.1894
2009 | 46039 | CROPLAND (NON-IRRIGATED, USD/HA) | 228.5721
2008 | 46039 | CROPLAND (NON-IRRIGATED, USD/HA) | 203.8616
2024 | 40043 | CROPLAND (NON-IRRIGATED, USD/HA) | 84.0157
2024 | 46041 | CROPLAND (NON-IRRIGATED, USD/HA) | 100.0775
2023 | 40043 | CROPLAND (NON-IRRIGATED, USD/HA) | 72.896
2023 | 46041 | CROPLAND (NON-IRRIGATED, USD/HA) | 84.0157
2022 | 40043 | CROPLAND (NON-IRRIGATED, USD/HA) | 79.0736
2022 | 46041 | CROPLAND (NON-IRRIGATED, USD/HA) | 92.6644
2021 | 40043 | CROPLAND (NON-IRRIGATED, USD/HA) | 64.2473
2021 | 46041 | CROPLAND (NON-IRRIGATED, USD/HA) | 88.9578
2020 | 40043 | CROPLAND (NON-IRRIGATED, USD/HA) | 63.0118
2020 | 46041 | CROPLAND (NON-IRRIGATED, USD/HA) | 93.8999
2019 | 40043 | CROPLAND (NON-IRRIGATED, USD/HA) | 70.4249
2019 | 46041 | CROPLAND (NON-IRRIGATED, USD/HA) | 81.5447
2017 | 40043 | CROPLAND (NON-IRRIGATED, USD/HA) | 69.1894
2017 | 46041 | CROPLAND (NON-IRRIGATED, USD/HA) | 91.4288
2016 | 40043 | CROPLAND (NON-IRRIGATED, USD/HA) | 79.0736
2016 | 46041 | CROPLAND (NON-IRRIGATED, USD/HA) | 86.4868
2014 | 40043 | CROPLAND (NON-IRRIGATED, USD/HA) | 80.3091
2014 | 46041 | CROPLAND (NON-IRRIGATED, USD/HA) | 84.0157
2013 | 40043 | CROPLAND (NON-IRRIGATED, USD/HA) | 90.1933
2013 | 46041 | CROPLAND (NON-IRRIGATED, USD/HA) | 74.1315
2012 | 40043 | CROPLAND (NON-IRRIGATED, USD/HA) | 58.0697
2012 | 46041 | CROPLAND (NON-IRRIGATED, USD/HA) | 60.5407
2011 | 40043 | CROPLAND (NON-IRRIGATED, USD/HA) | 66.7184
2010 | 40043 | CROPLAND (NON-IRRIGATED, USD/HA) | 51.892
2010 | 46041 | CROPLAND (NON-IRRIGATED, USD/HA) | 58.0697
2009 | 40043 | CROPLAND (NON-IRRIGATED, USD/HA) | 69.1894
2009 | 46041 | CROPLAND (NON-IRRIGATED, USD/HA) | 60.5407
2008 | 40043 | CROPLAND (NON-IRRIGATED, USD/HA) | 74.1315
2008 | 46041 | CROPLAND (NON-IRRIGATED, USD/HA) | 54.3631
2024 | 48125 | CROPLAND (NON-IRRIGATED, USD/HA) | 33.3592
2023 | 48125 | CROPLAND (NON-IRRIGATED, USD/HA) | 58.0697
2022 | 48125 | CROPLAND (NON-IRRIGATED, USD/HA) | 45.7144
2021 | 48125 | CROPLAND (NON-IRRIGATED, USD/HA) | 42.0078
2020 | 48125 | CROPLAND (NON-IRRIGATED, USD/HA) | 67.9539
2019 | 48125 | CROPLAND (NON-IRRIGATED, USD/HA) | 55.5986
2016 | 48125 | CROPLAND (NON-IRRIGATED, USD/HA) | 24.7105
2014 | 48125 | CROPLAND (NON-IRRIGATED, USD/HA) | 28.4171
2013 | 48125 | CROPLAND (NON-IRRIGATED, USD/HA) | 29.6526
2011 | 48125 | CROPLAND (NON-IRRIGATED, USD/HA) | 33.3592
2010 | 48125 | CROPLAND (NON-IRRIGATED, USD/HA) | 42.0078
2009 | 48125 | CROPLAND (NON-IRRIGATED, USD/HA) | 30.8881
2024 | 38021 | CROPLAND (NON-IRRIGATED, USD/HA) | 296.526
2023 | 38021 | CROPLAND (NON-IRRIGATED, USD/HA) | 298.9971
2022 | 38021 | CROPLAND (NON-IRRIGATED, USD/HA) | 286.6418
2021 | 38021 | CROPLAND (NON-IRRIGATED, USD/HA) | 279.2287
2020 | 38021 | CROPLAND (NON-IRRIGATED, USD/HA) | 256.9892
2019 | 38021 | CROPLAND (NON-IRRIGATED, USD/HA) | 247.105
2017 | 38021 | CROPLAND (NON-IRRIGATED, USD/HA) | 238.4563
2016 | 38021 | CROPLAND (NON-IRRIGATED, USD/HA) | 237.2208
2014 | 38021 | CROPLAND (NON-IRRIGATED, USD/HA) | 254.5181
2013 | 38021 | CROPLAND (NON-IRRIGATED, USD/HA) | 254.5181
2012 | 38021 | CROPLAND (NON-IRRIGATED, USD/HA) | 190.2708
2011 | 38021 | CROPLAND (NON-IRRIGATED, USD/HA) | 203.8616
2010 | 38021 | CROPLAND (NON-IRRIGATED, USD/HA) | 170.5025
2009 | 38021 | CROPLAND (NON-IRRIGATED, USD/HA) | 161.8538
2008 | 38021 | CROPLAND (NON-IRRIGATED, USD/HA) | 150.734
2024 | 19059 | CROPLAND (NON-IRRIGATED, USD/HA) | 625.1757
2024 | 20041 | CROPLAND (NON-IRRIGATED, USD/HA) | 187.7998
2024 | 26043 | CROPLAND (NON-IRRIGATED, USD/HA) | 58.0697
2023 | 19059 | CROPLAND (NON-IRRIGATED, USD/HA) | 580.6967
2023 | 20041 | CROPLAND (NON-IRRIGATED, USD/HA) | 166.7959
2023 | 26043 | CROPLAND (NON-IRRIGATED, USD/HA) | 71.6604
2022 | 19059 | CROPLAND (NON-IRRIGATED, USD/HA) | 555.9863
2022 | 20041 | CROPLAND (NON-IRRIGATED, USD/HA) | 150.734
2022 | 26043 | CROPLAND (NON-IRRIGATED, USD/HA) | 58.0697
2021 | 19059 | CROPLAND (NON-IRRIGATED, USD/HA) | 509.0363
2021 | 20041 | CROPLAND (NON-IRRIGATED, USD/HA) | 139.6143
2021 | 26043 | CROPLAND (NON-IRRIGATED, USD/HA) | 37.0658
2020 | 19059 | CROPLAND (NON-IRRIGATED, USD/HA) | 506.5652
2020 | 20041 | CROPLAND (NON-IRRIGATED, USD/HA) | 150.734
2019 | 19059 | CROPLAND (NON-IRRIGATED, USD/HA) | 521.3915
2019 | 20041 | CROPLAND (NON-IRRIGATED, USD/HA) | 133.4367
2017 | 19059 | CROPLAND (NON-IRRIGATED, USD/HA) | 516.4494
2017 | 20041 | CROPLAND (NON-IRRIGATED, USD/HA) | 122.317
2016 | 19059 | CROPLAND (NON-IRRIGATED, USD/HA) | 543.631
2016 | 20041 | CROPLAND (NON-IRRIGATED, USD/HA) | 126.0236
2014 | 19059 | CROPLAND (NON-IRRIGATED, USD/HA) | 593.052
2014 | 20041 | CROPLAND (NON-IRRIGATED, USD/HA) | 130.9657
2013 | 19059 | CROPLAND (NON-IRRIGATED, USD/HA) | 551.0441
2013 | 20041 | CROPLAND (NON-IRRIGATED, USD/HA) | 129.7301
2012 | 19059 | CROPLAND (NON-IRRIGATED, USD/HA) | 499.1521
2012 | 20041 | CROPLAND (NON-IRRIGATED, USD/HA) | 121.0815
2011 | 19059 | CROPLAND (NON-IRRIGATED, USD/HA) | 417.6074
2011 | 20041 | CROPLAND (NON-IRRIGATED, USD/HA) | 97.6065
2010 | 19059 | CROPLAND (NON-IRRIGATED, USD/HA) | 402.7811
2010 | 20041 | CROPLAND (NON-IRRIGATED, USD/HA) | 96.3709
2009 | 19059 | CROPLAND (NON-IRRIGATED, USD/HA) | 407.7233
2009 | 20041 | CROPLAND (NON-IRRIGATED, USD/HA) | 98.842
2008 | 19059 | CROPLAND (NON-IRRIGATED, USD/HA) | 425.0206
2008 | 20041 | CROPLAND (NON-IRRIGATED, USD/HA) | 107.4907
2024 | 47043 | CROPLAND (NON-IRRIGATED, USD/HA) | 126.0236
2023 | 47043 | CROPLAND (NON-IRRIGATED, USD/HA) | 150.734
2022 | 47043 | CROPLAND (NON-IRRIGATED, USD/HA) | 126.0236
2021 | 47043 | CROPLAND (NON-IRRIGATED, USD/HA) | 121.0815
2020 | 47043 | CROPLAND (NON-IRRIGATED, USD/HA) | 145.7919
2019 | 47043 | CROPLAND (NON-IRRIGATED, USD/HA) | 143.3209
2017 | 47043 | CROPLAND (NON-IRRIGATED, USD/HA) | 180.3867
2016 | 47043 | CROPLAND (NON-IRRIGATED, USD/HA) | 155.6762
2013 | 47043 | CROPLAND (NON-IRRIGATED, USD/HA) | 113.6683
2012 | 47043 | CROPLAND (NON-IRRIGATED, USD/HA) | 98.842
2010 | 47043 | CROPLAND (NON-IRRIGATED, USD/HA) | 118.6104
2009 | 47043 | CROPLAND (NON-IRRIGATED, USD/HA) | 101.3131
2024 | 45033 | CROPLAND (NON-IRRIGATED, USD/HA) | 145.7919
2023 | 45033 | CROPLAND (NON-IRRIGATED, USD/HA) | 148.263
2022 | 45033 | CROPLAND (NON-IRRIGATED, USD/HA) | 135.9077
2021 | 45033 | CROPLAND (NON-IRRIGATED, USD/HA) | 129.7301
2020 | 45033 | CROPLAND (NON-IRRIGATED, USD/HA) | 123.5525
2019 | 45033 | CROPLAND (NON-IRRIGATED, USD/HA) | 113.6683
2017 | 45033 | CROPLAND (NON-IRRIGATED, USD/HA) | 113.6683
2016 | 45033 | CROPLAND (NON-IRRIGATED, USD/HA) | 124.788
2014 | 45033 | CROPLAND (NON-IRRIGATED, USD/HA) | 123.5525
2013 | 45033 | CROPLAND (NON-IRRIGATED, USD/HA) | 133.4367
2012 | 45033 | CROPLAND (NON-IRRIGATED, USD/HA) | 117.3749
2011 | 45033 | CROPLAND (NON-IRRIGATED, USD/HA) | 101.3131
2010 | 45033 | CROPLAND (NON-IRRIGATED, USD/HA) | 91.4288
2009 | 45033 | CROPLAND (NON-IRRIGATED, USD/HA) | 98.842
2020 | 48127 | CROPLAND (NON-IRRIGATED, USD/HA) | 43.2434
2017 | 48127 | CROPLAND (NON-IRRIGATED, USD/HA) | 37.0658
2016 | 48127 | CROPLAND (NON-IRRIGATED, USD/HA) | 27.1816
2011 | 48127 | CROPLAND (NON-IRRIGATED, USD/HA) | 34.5947
2010 | 48127 | CROPLAND (NON-IRRIGATED, USD/HA) | 35.8302
2009 | 48127 | CROPLAND (NON-IRRIGATED, USD/HA) | 32.1236
2024 | 51053 | CROPLAND (NON-IRRIGATED, USD/HA) | 166.7959
2023 | 51053 | CROPLAND (NON-IRRIGATED, USD/HA) | 129.7301
2022 | 51053 | CROPLAND (NON-IRRIGATED, USD/HA) | 132.2012
2021 | 51053 | CROPLAND (NON-IRRIGATED, USD/HA) | 119.8459
2020 | 51053 | CROPLAND (NON-IRRIGATED, USD/HA) | 111.1972
2019 | 51053 | CROPLAND (NON-IRRIGATED, USD/HA) | 122.317
2016 | 51053 | CROPLAND (NON-IRRIGATED, USD/HA) | 97.6065
2014 | 51053 | CROPLAND (NON-IRRIGATED, USD/HA) | 98.842
2013 | 51053 | CROPLAND (NON-IRRIGATED, USD/HA) | 91.4288
2011 | 51053 | CROPLAND (NON-IRRIGATED, USD/HA) | 81.5447
2010 | 51053 | CROPLAND (NON-IRRIGATED, USD/HA) | 95.1354
2009 | 51053 | CROPLAND (NON-IRRIGATED, USD/HA) | 84.0157
2008 | 51053 | CROPLAND (NON-IRRIGATED, USD/HA) | 64.2473
2024 | 38023 | CROPLAND (NON-IRRIGATED, USD/HA) | 91.4288
2023 | 38023 | CROPLAND (NON-IRRIGATED, USD/HA) | 82.7802
2022 | 38023 | CROPLAND (NON-IRRIGATED, USD/HA) | 84.0157
2021 | 38023 | CROPLAND (NON-IRRIGATED, USD/HA) | 86.4868
2020 | 38023 | CROPLAND (NON-IRRIGATED, USD/HA) | 84.0157
2019 | 38023 | CROPLAND (NON-IRRIGATED, USD/HA) | 87.7223
2017 | 38023 | CROPLAND (NON-IRRIGATED, USD/HA) | 80.3091
2016 | 38023 | CROPLAND (NON-IRRIGATED, USD/HA) | 80.3091
2014 | 38023 | CROPLAND (NON-IRRIGATED, USD/HA) | 82.7802
2013 | 38023 | CROPLAND (NON-IRRIGATED, USD/HA) | 79.0736
2012 | 38023 | CROPLAND (NON-IRRIGATED, USD/HA) | 72.896
2011 | 38023 | CROPLAND (NON-IRRIGATED, USD/HA) | 70.4249
2010 | 38023 | CROPLAND (NON-IRRIGATED, USD/HA) | 70.4249
2009 | 38023 | CROPLAND (NON-IRRIGATED, USD/HA) | 69.1894
2008 | 38023 | CROPLAND (NON-IRRIGATED, USD/HA) | 70.4249
2012 | 12029 | CROPLAND (NON-IRRIGATED, USD/HA) | 130.9657
2024 | 31051 | CROPLAND (NON-IRRIGATED, USD/HA) | 580.6967
2023 | 31051 | CROPLAND (NON-IRRIGATED, USD/HA) | 575.7546
2022 | 31051 | CROPLAND (NON-IRRIGATED, USD/HA) | 580.6967
2021 | 31051 | CROPLAND (NON-IRRIGATED, USD/HA) | 558.4573
2020 | 31051 | CROPLAND (NON-IRRIGATED, USD/HA) | 551.0441
2019 | 31051 | CROPLAND (NON-IRRIGATED, USD/HA) | 538.6889
2017 | 31051 | CROPLAND (NON-IRRIGATED, USD/HA) | 612.8204
2016 | 31051 | CROPLAND (NON-IRRIGATED, USD/HA) | 620.2336
2014 | 31051 | CROPLAND (NON-IRRIGATED, USD/HA) | 632.5888
2013 | 31051 | CROPLAND (NON-IRRIGATED, USD/HA) | 667.1835
2009 | 31051 | CROPLAND (NON-IRRIGATED, USD/HA) | 338.5338
2021 | 54017 | CROPLAND (NON-IRRIGATED, USD/HA) | 33.3592
2014 | 54017 | CROPLAND (NON-IRRIGATED, USD/HA) | 27.1816
2013 | 54017 | CROPLAND (NON-IRRIGATED, USD/HA) | 24.7105
2024 | 13091 | CROPLAND (NON-IRRIGATED, USD/HA) | 139.6143
2024 | 27039 | CROPLAND (NON-IRRIGATED, USD/HA) | 701.7782
2024 | 31053 | CROPLAND (NON-IRRIGATED, USD/HA) | 565.8705
2023 | 13091 | CROPLAND (NON-IRRIGATED, USD/HA) | 182.8577
2023 | 27039 | CROPLAND (NON-IRRIGATED, USD/HA) | 682.0098
2023 | 31053 | CROPLAND (NON-IRRIGATED, USD/HA) | 568.3415
2022 | 13091 | CROPLAND (NON-IRRIGATED, USD/HA) | 129.7301
2022 | 27039 | CROPLAND (NON-IRRIGATED, USD/HA) | 662.2414
2022 | 31053 | CROPLAND (NON-IRRIGATED, USD/HA) | 543.631
2021 | 13091 | CROPLAND (NON-IRRIGATED, USD/HA) | 166.7959
2021 | 27039 | CROPLAND (NON-IRRIGATED, USD/HA) | 573.2836
2021 | 31053 | CROPLAND (NON-IRRIGATED, USD/HA) | 531.2758
2021 | 55027 | CROPLAND (NON-IRRIGATED, USD/HA) | 402.7811
2020 | 13091 | CROPLAND (NON-IRRIGATED, USD/HA) | 168.0314
2020 | 27039 | CROPLAND (NON-IRRIGATED, USD/HA) | 518.9205
2020 | 31053 | CROPLAND (NON-IRRIGATED, USD/HA) | 523.8626
2020 | 55027 | CROPLAND (NON-IRRIGATED, USD/HA) | 427.4916
2019 | 13091 | CROPLAND (NON-IRRIGATED, USD/HA) | 170.5025
2019 | 27039 | CROPLAND (NON-IRRIGATED, USD/HA) | 538.6889
2019 | 31053 | CROPLAND (NON-IRRIGATED, USD/HA) | 513.9784
2019 | 55027 | CROPLAND (NON-IRRIGATED, USD/HA) | 467.0285
2017 | 13091 | CROPLAND (NON-IRRIGATED, USD/HA) | 171.738
2017 | 27039 | CROPLAND (NON-IRRIGATED, USD/HA) | 511.5073
2017 | 31053 | CROPLAND (NON-IRRIGATED, USD/HA) | 518.9205
2017 | 55027 | CROPLAND (NON-IRRIGATED, USD/HA) | 491.7389
2016 | 13091 | CROPLAND (NON-IRRIGATED, USD/HA) | 154.4406
2016 | 27039 | CROPLAND (NON-IRRIGATED, USD/HA) | 625.1757
2016 | 31053 | CROPLAND (NON-IRRIGATED, USD/HA) | 511.5073
2016 | 55027 | CROPLAND (NON-IRRIGATED, USD/HA) | 434.9048
2014 | 13091 | CROPLAND (NON-IRRIGATED, USD/HA) | 126.0236
2014 | 27039 | CROPLAND (NON-IRRIGATED, USD/HA) | 677.0677
2014 | 31053 | CROPLAND (NON-IRRIGATED, USD/HA) | 513.9784
2014 | 55027 | CROPLAND (NON-IRRIGATED, USD/HA) | 407.7233
2013 | 13091 | CROPLAND (NON-IRRIGATED, USD/HA) | 98.842
2013 | 27039 | CROPLAND (NON-IRRIGATED, USD/HA) | 652.3572
2013 | 31053 | CROPLAND (NON-IRRIGATED, USD/HA) | 521.3915
2013 | 55027 | CROPLAND (NON-IRRIGATED, USD/HA) | 387.9549
2012 | 13091 | CROPLAND (NON-IRRIGATED, USD/HA) | 113.6683
2012 | 27039 | CROPLAND (NON-IRRIGATED, USD/HA) | 506.5652
2012 | 31053 | CROPLAND (NON-IRRIGATED, USD/HA) | 457.1442
2012 | 55027 | CROPLAND (NON-IRRIGATED, USD/HA) | 355.8312
2011 | 13091 | CROPLAND (NON-IRRIGATED, USD/HA) | 132.2012
2011 | 27039 | CROPLAND (NON-IRRIGATED, USD/HA) | 481.8547
2011 | 31053 | CROPLAND (NON-IRRIGATED, USD/HA) | 400.3101
2011 | 55027 | CROPLAND (NON-IRRIGATED, USD/HA) | 311.3523
2010 | 13091 | CROPLAND (NON-IRRIGATED, USD/HA) | 87.7223
2010 | 27039 | CROPLAND (NON-IRRIGATED, USD/HA) | 496.681
2010 | 31053 | CROPLAND (NON-IRRIGATED, USD/HA) | 345.947
2010 | 55027 | CROPLAND (NON-IRRIGATED, USD/HA) | 296.526
2009 | 13091 | CROPLAND (NON-IRRIGATED, USD/HA) | 95.1354
2009 | 27039 | CROPLAND (NON-IRRIGATED, USD/HA) | 437.3759
2009 | 31053 | CROPLAND (NON-IRRIGATED, USD/HA) | 345.947
2009 | 55027 | CROPLAND (NON-IRRIGATED, USD/HA) | 296.526
2008 | 27039 | CROPLAND (NON-IRRIGATED, USD/HA) | 385.4838
2008 | 31053 | CROPLAND (NON-IRRIGATED, USD/HA) | 343.476
2008 | 55027 | CROPLAND (NON-IRRIGATED, USD/HA) | 298.9971
2024 | 20043 | CROPLAND (NON-IRRIGATED, USD/HA) | 479.3837
2023 | 20043 | CROPLAND (NON-IRRIGATED, USD/HA) | 476.9126
2022 | 20043 | CROPLAND (NON-IRRIGATED, USD/HA) | 467.0285
2021 | 20043 | CROPLAND (NON-IRRIGATED, USD/HA) | 439.8469
2020 | 20043 | CROPLAND (NON-IRRIGATED, USD/HA) | 434.9048
2019 | 20043 | CROPLAND (NON-IRRIGATED, USD/HA) | 452.2022
2017 | 20043 | CROPLAND (NON-IRRIGATED, USD/HA) | 415.1364
2016 | 20043 | CROPLAND (NON-IRRIGATED, USD/HA) | 405.2522
2014 | 20043 | CROPLAND (NON-IRRIGATED, USD/HA) | 437.3759
2013 | 20043 | CROPLAND (NON-IRRIGATED, USD/HA) | 318.7654
2012 | 20043 | CROPLAND (NON-IRRIGATED, USD/HA) | 353.3601
2010 | 20043 | CROPLAND (NON-IRRIGATED, USD/HA) | 274.2865
2009 | 20043 | CROPLAND (NON-IRRIGATED, USD/HA) | 279.2287
2008 | 20043 | CROPLAND (NON-IRRIGATED, USD/HA) | 294.055
2024 | 48129 | CROPLAND (NON-IRRIGATED, USD/HA) | 45.7144
2022 | 48129 | CROPLAND (NON-IRRIGATED, USD/HA) | 51.892
2021 | 48129 | CROPLAND (NON-IRRIGATED, USD/HA) | 69.1894
2020 | 48129 | CROPLAND (NON-IRRIGATED, USD/HA) | 43.2434
2019 | 48129 | CROPLAND (NON-IRRIGATED, USD/HA) | 30.8881
2016 | 48129 | CROPLAND (NON-IRRIGATED, USD/HA) | 38.3013
2014 | 48129 | CROPLAND (NON-IRRIGATED, USD/HA) | 49.421
2013 | 48129 | CROPLAND (NON-IRRIGATED, USD/HA) | 44.4789
2011 | 48129 | CROPLAND (NON-IRRIGATED, USD/HA) | 43.2434
2010 | 48129 | CROPLAND (NON-IRRIGATED, USD/HA) | 51.892
2009 | 48129 | CROPLAND (NON-IRRIGATED, USD/HA) | 48.1855
2023 | 13093 | CROPLAND (NON-IRRIGATED, USD/HA) | 187.7998
2022 | 13093 | CROPLAND (NON-IRRIGATED, USD/HA) | 189.0353
2021 | 13093 | CROPLAND (NON-IRRIGATED, USD/HA) | 214.9813
2020 | 13093 | CROPLAND (NON-IRRIGATED, USD/HA) | 226.1011
2019 | 13093 | CROPLAND (NON-IRRIGATED, USD/HA) | 232.2787
2017 | 13093 | CROPLAND (NON-IRRIGATED, USD/HA) | 192.7419
2016 | 13093 | CROPLAND (NON-IRRIGATED, USD/HA) | 156.9117
2014 | 13093 | CROPLAND (NON-IRRIGATED, USD/HA) | 181.6222
2013 | 13093 | CROPLAND (NON-IRRIGATED, USD/HA) | 168.0314
2012 | 13093 | CROPLAND (NON-IRRIGATED, USD/HA) | 159.3827
2011 | 13093 | CROPLAND (NON-IRRIGATED, USD/HA) | 150.734
2010 | 13093 | CROPLAND (NON-IRRIGATED, USD/HA) | 154.4406
2009 | 13093 | CROPLAND (NON-IRRIGATED, USD/HA) | 151.9696
2024 | 55029 | CROPLAND (NON-IRRIGATED, USD/HA) | 279.2287
2023 | 55029 | CROPLAND (NON-IRRIGATED, USD/HA) | 256.9892
2022 | 55029 | CROPLAND (NON-IRRIGATED, USD/HA) | 247.105
2021 | 55029 | CROPLAND (NON-IRRIGATED, USD/HA) | 256.9892
2020 | 55029 | CROPLAND (NON-IRRIGATED, USD/HA) | 264.4024
2019 | 55029 | CROPLAND (NON-IRRIGATED, USD/HA) | 207.5682
2016 | 55029 | CROPLAND (NON-IRRIGATED, USD/HA) | 200.155
2014 | 55029 | CROPLAND (NON-IRRIGATED, USD/HA) | 219.9235
2013 | 55029 | CROPLAND (NON-IRRIGATED, USD/HA) | 231.0432
2012 | 55029 | CROPLAND (NON-IRRIGATED, USD/HA) | 159.3827
2011 | 55029 | CROPLAND (NON-IRRIGATED, USD/HA) | 166.7959
2010 | 55029 | CROPLAND (NON-IRRIGATED, USD/HA) | 126.0236
2009 | 55029 | CROPLAND (NON-IRRIGATED, USD/HA) | 128.4946
2008 | 55029 | CROPLAND (NON-IRRIGATED, USD/HA) | 133.4367
2024 | 24019 | CROPLAND (NON-IRRIGATED, USD/HA) | 266.8734
2024 | 45035 | CROPLAND (NON-IRRIGATED, USD/HA) | 103.7841
2023 | 24019 | CROPLAND (NON-IRRIGATED, USD/HA) | 205.0971
2023 | 45035 | CROPLAND (NON-IRRIGATED, USD/HA) | 97.6065
2022 | 24019 | CROPLAND (NON-IRRIGATED, USD/HA) | 195.213
2022 | 45035 | CROPLAND (NON-IRRIGATED, USD/HA) | 107.4907
2021 | 24019 | CROPLAND (NON-IRRIGATED, USD/HA) | 224.8655
2021 | 45035 | CROPLAND (NON-IRRIGATED, USD/HA) | 84.0157
2020 | 24019 | CROPLAND (NON-IRRIGATED, USD/HA) | 224.8655
2020 | 45035 | CROPLAND (NON-IRRIGATED, USD/HA) | 80.3091
2019 | 24019 | CROPLAND (NON-IRRIGATED, USD/HA) | 218.6879
2019 | 45035 | CROPLAND (NON-IRRIGATED, USD/HA) | 81.5447
2017 | 24019 | CROPLAND (NON-IRRIGATED, USD/HA) | 266.8734
2017 | 45035 | CROPLAND (NON-IRRIGATED, USD/HA) | 84.0157
2016 | 24019 | CROPLAND (NON-IRRIGATED, USD/HA) | 264.4024
2016 | 45035 | CROPLAND (NON-IRRIGATED, USD/HA) | 79.0736
2014 | 24019 | CROPLAND (NON-IRRIGATED, USD/HA) | 235.9853
2014 | 45035 | CROPLAND (NON-IRRIGATED, USD/HA) | 77.8381
2013 | 24019 | CROPLAND (NON-IRRIGATED, USD/HA) | 205.0971
2013 | 45035 | CROPLAND (NON-IRRIGATED, USD/HA) | 70.4249
2012 | 24019 | CROPLAND (NON-IRRIGATED, USD/HA) | 163.0893
2012 | 45035 | CROPLAND (NON-IRRIGATED, USD/HA) | 69.1894
2011 | 24019 | CROPLAND (NON-IRRIGATED, USD/HA) | 186.5643
2011 | 45035 | CROPLAND (NON-IRRIGATED, USD/HA) | 75.367
2010 | 24019 | CROPLAND (NON-IRRIGATED, USD/HA) | 169.2669
2010 | 45035 | CROPLAND (NON-IRRIGATED, USD/HA) | 67.9539
2009 | 24019 | CROPLAND (NON-IRRIGATED, USD/HA) | 187.7998
2009 | 45035 | CROPLAND (NON-IRRIGATED, USD/HA) | 79.0736
2008 | 24019 | CROPLAND (NON-IRRIGATED, USD/HA) | 161.8538
2017 | 13095 | CROPLAND (NON-IRRIGATED, USD/HA) | 143.3209
2012 | 13095 | CROPLAND (NON-IRRIGATED, USD/HA) | 185.3287
2011 | 13095 | CROPLAND (NON-IRRIGATED, USD/HA) | 186.5643
2010 | 13095 | CROPLAND (NON-IRRIGATED, USD/HA) | 134.6722
2009 | 13095 | CROPLAND (NON-IRRIGATED, USD/HA) | 158.1472
2024 | 17041 | CROPLAND (NON-IRRIGATED, USD/HA) | 815.4465
2024 | 20045 | CROPLAND (NON-IRRIGATED, USD/HA) | 207.5682
2024 | 27041 | CROPLAND (NON-IRRIGATED, USD/HA) | 343.476
2024 | 29067 | CROPLAND (NON-IRRIGATED, USD/HA) | 85.2512
2024 | 31055 | CROPLAND (NON-IRRIGATED, USD/HA) | 590.581
2024 | 46043 | CROPLAND (NON-IRRIGATED, USD/HA) | 355.8312
2024 | 53017 | CROPLAND (NON-IRRIGATED, USD/HA) | 97.6065
2024 | 55031 | CROPLAND (NON-IRRIGATED, USD/HA) | 34.5947
2023 | 17041 | CROPLAND (NON-IRRIGATED, USD/HA) | 778.3808
2023 | 20045 | CROPLAND (NON-IRRIGATED, USD/HA) | 192.7419
2023 | 27041 | CROPLAND (NON-IRRIGATED, USD/HA) | 355.8312
2023 | 29067 | CROPLAND (NON-IRRIGATED, USD/HA) | 61.7762
2023 | 31055 | CROPLAND (NON-IRRIGATED, USD/HA) | 590.581
2023 | 41019 | CROPLAND (NON-IRRIGATED, USD/HA) | 113.6683
2023 | 46043 | CROPLAND (NON-IRRIGATED, USD/HA) | 360.7733
2023 | 53017 | CROPLAND (NON-IRRIGATED, USD/HA) | 117.3749
2023 | 55031 | CROPLAND (NON-IRRIGATED, USD/HA) | 49.421
2022 | 17041 | CROPLAND (NON-IRRIGATED, USD/HA) | 736.3729
2022 | 20045 | CROPLAND (NON-IRRIGATED, USD/HA) | 189.0353
2022 | 27041 | CROPLAND (NON-IRRIGATED, USD/HA) | 338.5338
2022 | 29067 | CROPLAND (NON-IRRIGATED, USD/HA) | 100.0775
2022 | 31055 | CROPLAND (NON-IRRIGATED, USD/HA) | 568.3415
2022 | 41019 | CROPLAND (NON-IRRIGATED, USD/HA) | 93.8999
2022 | 46043 | CROPLAND (NON-IRRIGATED, USD/HA) | 343.476
2022 | 53017 | CROPLAND (NON-IRRIGATED, USD/HA) | 113.6683
2022 | 55031 | CROPLAND (NON-IRRIGATED, USD/HA) | 58.0697
2021 | 17041 | CROPLAND (NON-IRRIGATED, USD/HA) | 659.7704
2021 | 20045 | CROPLAND (NON-IRRIGATED, USD/HA) | 182.8577
2021 | 27041 | CROPLAND (NON-IRRIGATED, USD/HA) | 271.8155
2021 | 31055 | CROPLAND (NON-IRRIGATED, USD/HA) | 546.102
2021 | 41019 | CROPLAND (NON-IRRIGATED, USD/HA) | 91.4288
2021 | 46043 | CROPLAND (NON-IRRIGATED, USD/HA) | 328.6497
2021 | 53017 | CROPLAND (NON-IRRIGATED, USD/HA) | 98.842
2021 | 55031 | CROPLAND (NON-IRRIGATED, USD/HA) | 51.892
2020 | 17041 | CROPLAND (NON-IRRIGATED, USD/HA) | 649.8862
2020 | 20045 | CROPLAND (NON-IRRIGATED, USD/HA) | 164.3248
2020 | 27041 | CROPLAND (NON-IRRIGATED, USD/HA) | 298.9971
2020 | 29067 | CROPLAND (NON-IRRIGATED, USD/HA) | 58.0697
2020 | 31055 | CROPLAND (NON-IRRIGATED, USD/HA) | 521.3915
2020 | 46043 | CROPLAND (NON-IRRIGATED, USD/HA) | 321.2365
2020 | 55031 | CROPLAND (NON-IRRIGATED, USD/HA) | 54.3631
2019 | 17041 | CROPLAND (NON-IRRIGATED, USD/HA) | 644.944
2019 | 20045 | CROPLAND (NON-IRRIGATED, USD/HA) | 163.0893
2019 | 29067 | CROPLAND (NON-IRRIGATED, USD/HA) | 54.3631
2019 | 31055 | CROPLAND (NON-IRRIGATED, USD/HA) | 501.6232
2019 | 41019 | CROPLAND (NON-IRRIGATED, USD/HA) | 87.7223
2019 | 46043 | CROPLAND (NON-IRRIGATED, USD/HA) | 294.055
2019 | 55031 | CROPLAND (NON-IRRIGATED, USD/HA) | 81.5447
2017 | 17041 | CROPLAND (NON-IRRIGATED, USD/HA) | 640.0019
2017 | 20045 | CROPLAND (NON-IRRIGATED, USD/HA) | 168.0314
2017 | 27041 | CROPLAND (NON-IRRIGATED, USD/HA) | 318.7654
2017 | 29067 | CROPLAND (NON-IRRIGATED, USD/HA) | 56.8342
2017 | 31055 | CROPLAND (NON-IRRIGATED, USD/HA) | 501.6232
2017 | 41019 | CROPLAND (NON-IRRIGATED, USD/HA) | 93.8999
2017 | 46043 | CROPLAND (NON-IRRIGATED, USD/HA) | 291.5839
2016 | 17041 | CROPLAND (NON-IRRIGATED, USD/HA) | 684.4809
2016 | 20045 | CROPLAND (NON-IRRIGATED, USD/HA) | 171.738
2016 | 27041 | CROPLAND (NON-IRRIGATED, USD/HA) | 291.5839
2016 | 29067 | CROPLAND (NON-IRRIGATED, USD/HA) | 60.5407
2016 | 31055 | CROPLAND (NON-IRRIGATED, USD/HA) | 489.2679
2016 | 41019 | CROPLAND (NON-IRRIGATED, USD/HA) | 92.6644
2016 | 46043 | CROPLAND (NON-IRRIGATED, USD/HA) | 341.0049
2016 | 53017 | CROPLAND (NON-IRRIGATED, USD/HA) | 102.5486
2016 | 55031 | CROPLAND (NON-IRRIGATED, USD/HA) | 37.0658
2014 | 17041 | CROPLAND (NON-IRRIGATED, USD/HA) | 726.4887
2014 | 20045 | CROPLAND (NON-IRRIGATED, USD/HA) | 186.5643
2014 | 27041 | CROPLAND (NON-IRRIGATED, USD/HA) | 289.1128
2014 | 29067 | CROPLAND (NON-IRRIGATED, USD/HA) | 71.6604
2014 | 31055 | CROPLAND (NON-IRRIGATED, USD/HA) | 526.3337
2014 | 46043 | CROPLAND (NON-IRRIGATED, USD/HA) | 301.4681
2014 | 53017 | CROPLAND (NON-IRRIGATED, USD/HA) | 87.7223
2014 | 55031 | CROPLAND (NON-IRRIGATED, USD/HA) | 55.5986
2013 | 17041 | CROPLAND (NON-IRRIGATED, USD/HA) | 691.894
2013 | 20045 | CROPLAND (NON-IRRIGATED, USD/HA) | 148.263
2013 | 27041 | CROPLAND (NON-IRRIGATED, USD/HA) | 234.7498
2013 | 29067 | CROPLAND (NON-IRRIGATED, USD/HA) | 77.8381
2013 | 31055 | CROPLAND (NON-IRRIGATED, USD/HA) | 496.681
2013 | 46043 | CROPLAND (NON-IRRIGATED, USD/HA) | 243.3984
2013 | 53017 | CROPLAND (NON-IRRIGATED, USD/HA) | 111.1972
2012 | 8035 | CROPLAND (NON-IRRIGATED, USD/HA) | 34.5947
2012 | 17041 | CROPLAND (NON-IRRIGATED, USD/HA) | 588.1099
2012 | 20045 | CROPLAND (NON-IRRIGATED, USD/HA) | 150.734
2012 | 27041 | CROPLAND (NON-IRRIGATED, USD/HA) | 234.7498
2012 | 29067 | CROPLAND (NON-IRRIGATED, USD/HA) | 49.421
2012 | 31055 | CROPLAND (NON-IRRIGATED, USD/HA) | 479.3837
2012 | 46043 | CROPLAND (NON-IRRIGATED, USD/HA) | 244.6339
2012 | 55031 | CROPLAND (NON-IRRIGATED, USD/HA) | 59.3052
2011 | 17041 | CROPLAND (NON-IRRIGATED, USD/HA) | 546.102
2011 | 20045 | CROPLAND (NON-IRRIGATED, USD/HA) | 130.9657
2011 | 27041 | CROPLAND (NON-IRRIGATED, USD/HA) | 196.4485
2011 | 29067 | CROPLAND (NON-IRRIGATED, USD/HA) | 80.3091
2011 | 31055 | CROPLAND (NON-IRRIGATED, USD/HA) | 439.8469
2011 | 46043 | CROPLAND (NON-IRRIGATED, USD/HA) | 182.8577
2011 | 55031 | CROPLAND (NON-IRRIGATED, USD/HA) | 33.3592
2010 | 17041 | CROPLAND (NON-IRRIGATED, USD/HA) | 457.1442
2010 | 20045 | CROPLAND (NON-IRRIGATED, USD/HA) | 140.8499
2010 | 27041 | CROPLAND (NON-IRRIGATED, USD/HA) | 184.0932
2010 | 31055 | CROPLAND (NON-IRRIGATED, USD/HA) | 370.6575
2010 | 46043 | CROPLAND (NON-IRRIGATED, USD/HA) | 166.7959
2010 | 55031 | CROPLAND (NON-IRRIGATED, USD/HA) | 37.0658
2009 | 8035 | CROPLAND (NON-IRRIGATED, USD/HA) | 51.892
2009 | 17041 | CROPLAND (NON-IRRIGATED, USD/HA) | 459.6153
2009 | 20045 | CROPLAND (NON-IRRIGATED, USD/HA) | 140.8499
2009 | 27041 | CROPLAND (NON-IRRIGATED, USD/HA) | 172.9735
2009 | 41019 | CROPLAND (NON-IRRIGATED, USD/HA) | 137.1433
2009 | 46043 | CROPLAND (NON-IRRIGATED, USD/HA) | 174.209
2009 | 55031 | CROPLAND (NON-IRRIGATED, USD/HA) | 42.0078
2008 | 17041 | CROPLAND (NON-IRRIGATED, USD/HA) | 469.4995
2008 | 20045 | CROPLAND (NON-IRRIGATED, USD/HA) | 119.8459
2008 | 27041 | CROPLAND (NON-IRRIGATED, USD/HA) | 165.5603
2008 | 46043 | CROPLAND (NON-IRRIGATED, USD/HA) | 164.3248
2024 | 5043 | CROPLAND (NON-IRRIGATED, USD/HA) | 87.7223
2023 | 5043 | CROPLAND (NON-IRRIGATED, USD/HA) | 82.7802
2022 | 5043 | CROPLAND (NON-IRRIGATED, USD/HA) | 45.7144
2021 | 5043 | CROPLAND (NON-IRRIGATED, USD/HA) | 59.3052
2020 | 5043 | CROPLAND (NON-IRRIGATED, USD/HA) | 44.4789
2019 | 5043 | CROPLAND (NON-IRRIGATED, USD/HA) | 37.0658
2017 | 5043 | CROPLAND (NON-IRRIGATED, USD/HA) | 39.5368
2016 | 5043 | CROPLAND (NON-IRRIGATED, USD/HA) | 39.5368
2014 | 5043 | CROPLAND (NON-IRRIGATED, USD/HA) | 42.0078
2013 | 5043 | CROPLAND (NON-IRRIGATED, USD/HA) | 43.2434
2012 | 5043 | CROPLAND (NON-IRRIGATED, USD/HA) | 55.5986
2011 | 5043 | CROPLAND (NON-IRRIGATED, USD/HA) | 42.0078
2010 | 5043 | CROPLAND (NON-IRRIGATED, USD/HA) | 54.3631
2024 | 17043 | CROPLAND (NON-IRRIGATED, USD/HA) | 370.6575
2024 | 18037 | CROPLAND (NON-IRRIGATED, USD/HA) | 491.7389
2023 | 18037 | CROPLAND (NON-IRRIGATED, USD/HA) | 449.7311
2022 | 18037 | CROPLAND (NON-IRRIGATED, USD/HA) | 437.3759
2021 | 18037 | CROPLAND (NON-IRRIGATED, USD/HA) | 412.6653
2020 | 18037 | CROPLAND (NON-IRRIGATED, USD/HA) | 412.6653
2019 | 18037 | CROPLAND (NON-IRRIGATED, USD/HA) | 407.7233
2017 | 18037 | CROPLAND (NON-IRRIGATED, USD/HA) | 385.4838
2016 | 18037 | CROPLAND (NON-IRRIGATED, USD/HA) | 395.368
2014 | 18037 | CROPLAND (NON-IRRIGATED, USD/HA) | 383.0127
2013 | 18037 | CROPLAND (NON-IRRIGATED, USD/HA) | 383.0127
2012 | 18037 | CROPLAND (NON-IRRIGATED, USD/HA) | 390.4259
2011 | 18037 | CROPLAND (NON-IRRIGATED, USD/HA) | 261.9313
2010 | 18037 | CROPLAND (NON-IRRIGATED, USD/HA) | 289.1128
2009 | 18037 | CROPLAND (NON-IRRIGATED, USD/HA) | 289.1128
2008 | 18037 | CROPLAND (NON-IRRIGATED, USD/HA) | 281.6997
2024 | 19061 | CROPLAND (NON-IRRIGATED, USD/HA) | 682.0098
2023 | 19061 | CROPLAND (NON-IRRIGATED, USD/HA) | 714.1335
2022 | 19061 | CROPLAND (NON-IRRIGATED, USD/HA) | 677.0677
2021 | 19061 | CROPLAND (NON-IRRIGATED, USD/HA) | 602.9362
2020 | 19061 | CROPLAND (NON-IRRIGATED, USD/HA) | 590.581
2019 | 19061 | CROPLAND (NON-IRRIGATED, USD/HA) | 642.473
2017 | 19061 | CROPLAND (NON-IRRIGATED, USD/HA) | 570.8125
2016 | 19061 | CROPLAND (NON-IRRIGATED, USD/HA) | 644.944
2014 | 19061 | CROPLAND (NON-IRRIGATED, USD/HA) | 637.5309
2013 | 19061 | CROPLAND (NON-IRRIGATED, USD/HA) | 640.0019
2012 | 19061 | CROPLAND (NON-IRRIGATED, USD/HA) | 548.5731
2011 | 19061 | CROPLAND (NON-IRRIGATED, USD/HA) | 499.1521
2010 | 19061 | CROPLAND (NON-IRRIGATED, USD/HA) | 449.7311
2009 | 19061 | CROPLAND (NON-IRRIGATED, USD/HA) | 420.0785
2008 | 19061 | CROPLAND (NON-IRRIGATED, USD/HA) | 434.9048
2024 | 49013 | CROPLAND (NON-IRRIGATED, USD/HA) | 44.4789
2023 | 49013 | CROPLAND (NON-IRRIGATED, USD/HA) | 54.3631
2022 | 49013 | CROPLAND (NON-IRRIGATED, USD/HA) | 80.3091
2020 | 49013 | CROPLAND (NON-IRRIGATED, USD/HA) | 61.7762
2019 | 49013 | CROPLAND (NON-IRRIGATED, USD/HA) | 54.3631
2017 | 49013 | CROPLAND (NON-IRRIGATED, USD/HA) | 54.3631
2013 | 49013 | CROPLAND (NON-IRRIGATED, USD/HA) | 54.3631
2024 | 31057 | CROPLAND (NON-IRRIGATED, USD/HA) | 118.6104
2023 | 31057 | CROPLAND (NON-IRRIGATED, USD/HA) | 111.1972
2022 | 31057 | CROPLAND (NON-IRRIGATED, USD/HA) | 109.9617
2021 | 31057 | CROPLAND (NON-IRRIGATED, USD/HA) | 106.2552
2020 | 31057 | CROPLAND (NON-IRRIGATED, USD/HA) | 105.0196
2019 | 31057 | CROPLAND (NON-IRRIGATED, USD/HA) | 106.2552
2017 | 31057 | CROPLAND (NON-IRRIGATED, USD/HA) | 98.842
2016 | 31057 | CROPLAND (NON-IRRIGATED, USD/HA) | 108.7262
2014 | 31057 | CROPLAND (NON-IRRIGATED, USD/HA) | 103.7841
2013 | 31057 | CROPLAND (NON-IRRIGATED, USD/HA) | 93.8999
2012 | 31057 | CROPLAND (NON-IRRIGATED, USD/HA) | 95.1354
2011 | 31057 | CROPLAND (NON-IRRIGATED, USD/HA) | 132.2012
2010 | 31057 | CROPLAND (NON-IRRIGATED, USD/HA) | 84.0157
2009 | 31057 | CROPLAND (NON-IRRIGATED, USD/HA) | 84.0157
2024 | 29069 | CROPLAND (NON-IRRIGATED, USD/HA) | 308.8813
2023 | 29069 | CROPLAND (NON-IRRIGATED, USD/HA) | 254.5181
2022 | 29069 | CROPLAND (NON-IRRIGATED, USD/HA) | 311.3523
2021 | 29069 | CROPLAND (NON-IRRIGATED, USD/HA) | 271.8155
2020 | 29069 | CROPLAND (NON-IRRIGATED, USD/HA) | 274.2865
2019 | 29069 | CROPLAND (NON-IRRIGATED, USD/HA) | 274.2865
2017 | 29069 | CROPLAND (NON-IRRIGATED, USD/HA) | 284.1707
2016 | 29069 | CROPLAND (NON-IRRIGATED, USD/HA) | 289.1128
2014 | 29069 | CROPLAND (NON-IRRIGATED, USD/HA) | 301.4681
2013 | 29069 | CROPLAND (NON-IRRIGATED, USD/HA) | 318.7654
2012 | 29069 | CROPLAND (NON-IRRIGATED, USD/HA) | 259.4602
2011 | 29069 | CROPLAND (NON-IRRIGATED, USD/HA) | 259.4602
2010 | 29069 | CROPLAND (NON-IRRIGATED, USD/HA) | 247.105
2009 | 29069 | CROPLAND (NON-IRRIGATED, USD/HA) | 242.1629
2008 | 29069 | CROPLAND (NON-IRRIGATED, USD/HA) | 219.9235
2024 | 38025 | CROPLAND (NON-IRRIGATED, USD/HA) | 90.1933
2024 | 55033 | CROPLAND (NON-IRRIGATED, USD/HA) | 323.7075
2023 | 38025 | CROPLAND (NON-IRRIGATED, USD/HA) | 85.2512
2023 | 55033 | CROPLAND (NON-IRRIGATED, USD/HA) | 333.5917
2022 | 38025 | CROPLAND (NON-IRRIGATED, USD/HA) | 87.7223
2022 | 55033 | CROPLAND (NON-IRRIGATED, USD/HA) | 301.4681
2021 | 38025 | CROPLAND (NON-IRRIGATED, USD/HA) | 77.8381
2021 | 55033 | CROPLAND (NON-IRRIGATED, USD/HA) | 274.2865
2020 | 38025 | CROPLAND (NON-IRRIGATED, USD/HA) | 77.8381
2020 | 55033 | CROPLAND (NON-IRRIGATED, USD/HA) | 249.5761
2019 | 38025 | CROPLAND (NON-IRRIGATED, USD/HA) | 66.7184
2019 | 55033 | CROPLAND (NON-IRRIGATED, USD/HA) | 252.0471
2017 | 38025 | CROPLAND (NON-IRRIGATED, USD/HA) | 67.9539
2017 | 55033 | CROPLAND (NON-IRRIGATED, USD/HA) | 252.0471
2016 | 38025 | CROPLAND (NON-IRRIGATED, USD/HA) | 79.0736
2016 | 55033 | CROPLAND (NON-IRRIGATED, USD/HA) | 245.8695
2014 | 38025 | CROPLAND (NON-IRRIGATED, USD/HA) | 70.4249
2014 | 55033 | CROPLAND (NON-IRRIGATED, USD/HA) | 256.9892
2013 | 38025 | CROPLAND (NON-IRRIGATED, USD/HA) | 72.896
2013 | 55033 | CROPLAND (NON-IRRIGATED, USD/HA) | 239.6918
2012 | 38025 | CROPLAND (NON-IRRIGATED, USD/HA) | 70.4249
2012 | 55033 | CROPLAND (NON-IRRIGATED, USD/HA) | 224.8655
2011 | 38025 | CROPLAND (NON-IRRIGATED, USD/HA) | 65.4828
2011 | 55033 | CROPLAND (NON-IRRIGATED, USD/HA) | 214.9813
2010 | 38025 | CROPLAND (NON-IRRIGATED, USD/HA) | 64.2473
2010 | 55033 | CROPLAND (NON-IRRIGATED, USD/HA) | 163.0893
2009 | 38025 | CROPLAND (NON-IRRIGATED, USD/HA) | 60.5407
2009 | 55033 | CROPLAND (NON-IRRIGATED, USD/HA) | 153.2051
2008 | 38025 | CROPLAND (NON-IRRIGATED, USD/HA) | 53.1276
2008 | 55033 | CROPLAND (NON-IRRIGATED, USD/HA) | 163.0893
2024 | 37061 | CROPLAND (NON-IRRIGATED, USD/HA) | 207.5682
2023 | 37061 | CROPLAND (NON-IRRIGATED, USD/HA) | 214.9813
2022 | 37061 | CROPLAND (NON-IRRIGATED, USD/HA) | 227.3366
2021 | 37061 | CROPLAND (NON-IRRIGATED, USD/HA) | 208.8037
2020 | 37061 | CROPLAND (NON-IRRIGATED, USD/HA) | 202.6261
2019 | 37061 | CROPLAND (NON-IRRIGATED, USD/HA) | 197.684
2017 | 37061 | CROPLAND (NON-IRRIGATED, USD/HA) | 197.684
2016 | 37061 | CROPLAND (NON-IRRIGATED, USD/HA) | 207.5682
2014 | 37061 | CROPLAND (NON-IRRIGATED, USD/HA) | 195.213
2013 | 37061 | CROPLAND (NON-IRRIGATED, USD/HA) | 201.3906
2012 | 37061 | CROPLAND (NON-IRRIGATED, USD/HA) | 164.3248
2011 | 37061 | CROPLAND (NON-IRRIGATED, USD/HA) | 164.3248
2010 | 37061 | CROPLAND (NON-IRRIGATED, USD/HA) | 135.9077
2009 | 37061 | CROPLAND (NON-IRRIGATED, USD/HA) | 145.7919
2008 | 37061 | CROPLAND (NON-IRRIGATED, USD/HA) | 151.9696
2024 | 37063 | CROPLAND (NON-IRRIGATED, USD/HA) | 92.6644
2023 | 37063 | CROPLAND (NON-IRRIGATED, USD/HA) | 82.7802
2022 | 37063 | CROPLAND (NON-IRRIGATED, USD/HA) | 82.7802
2024 | 36027 | CROPLAND (NON-IRRIGATED, USD/HA) | 80.3091
2023 | 36027 | CROPLAND (NON-IRRIGATED, USD/HA) | 61.7762
2020 | 36027 | CROPLAND (NON-IRRIGATED, USD/HA) | 92.6644
2017 | 36027 | CROPLAND (NON-IRRIGATED, USD/HA) | 85.2512
2016 | 36027 | CROPLAND (NON-IRRIGATED, USD/HA) | 75.367
2012 | 36027 | CROPLAND (NON-IRRIGATED, USD/HA) | 58.0697
2009 | 36027 | CROPLAND (NON-IRRIGATED, USD/HA) | 72.896
2024 | 48131 | CROPLAND (NON-IRRIGATED, USD/HA) | 46.95
2023 | 48131 | CROPLAND (NON-IRRIGATED, USD/HA) | 38.3013
2022 | 48131 | CROPLAND (NON-IRRIGATED, USD/HA) | 35.8302
2021 | 48131 | CROPLAND (NON-IRRIGATED, USD/HA) | 37.0658
2020 | 48131 | CROPLAND (NON-IRRIGATED, USD/HA) | 37.0658
2019 | 48131 | CROPLAND (NON-IRRIGATED, USD/HA) | 37.0658
2016 | 48131 | CROPLAND (NON-IRRIGATED, USD/HA) | 42.0078
2014 | 48131 | CROPLAND (NON-IRRIGATED, USD/HA) | 40.7723
2013 | 48131 | CROPLAND (NON-IRRIGATED, USD/HA) | 42.0078
2012 | 48131 | CROPLAND (NON-IRRIGATED, USD/HA) | 34.5947
2011 | 48131 | CROPLAND (NON-IRRIGATED, USD/HA) | 61.7762
2010 | 48131 | CROPLAND (NON-IRRIGATED, USD/HA) | 63.0118
2009 | 48131 | CROPLAND (NON-IRRIGATED, USD/HA) | 65.4828
2024 | 47045 | CROPLAND (NON-IRRIGATED, USD/HA) | 353.3601
2023 | 47045 | CROPLAND (NON-IRRIGATED, USD/HA) | 353.3601
2022 | 47045 | CROPLAND (NON-IRRIGATED, USD/HA) | 355.8312
2021 | 47045 | CROPLAND (NON-IRRIGATED, USD/HA) | 336.0628
2020 | 47045 | CROPLAND (NON-IRRIGATED, USD/HA) | 313.8234
2019 | 47045 | CROPLAND (NON-IRRIGATED, USD/HA) | 311.3523
2017 | 47045 | CROPLAND (NON-IRRIGATED, USD/HA) | 308.8813
2016 | 47045 | CROPLAND (NON-IRRIGATED, USD/HA) | 321.2365
2014 | 47045 | CROPLAND (NON-IRRIGATED, USD/HA) | 316.2944
2013 | 47045 | CROPLAND (NON-IRRIGATED, USD/HA) | 289.1128
2012 | 47045 | CROPLAND (NON-IRRIGATED, USD/HA) | 266.8734
2011 | 47045 | CROPLAND (NON-IRRIGATED, USD/HA) | 266.8734
2009 | 47045 | CROPLAND (NON-IRRIGATED, USD/HA) | 235.9853
2024 | 13099 | CROPLAND (NON-IRRIGATED, USD/HA) | 227.3366
2023 | 13099 | CROPLAND (NON-IRRIGATED, USD/HA) | 201.3906
2022 | 13099 | CROPLAND (NON-IRRIGATED, USD/HA) | 187.7998
2021 | 13099 | CROPLAND (NON-IRRIGATED, USD/HA) | 179.1511
2020 | 13099 | CROPLAND (NON-IRRIGATED, USD/HA) | 158.1472
2019 | 13099 | CROPLAND (NON-IRRIGATED, USD/HA) | 160.6182
2017 | 13099 | CROPLAND (NON-IRRIGATED, USD/HA) | 148.263
2016 | 13099 | CROPLAND (NON-IRRIGATED, USD/HA) | 159.3827
2014 | 13099 | CROPLAND (NON-IRRIGATED, USD/HA) | 153.2051
2013 | 13099 | CROPLAND (NON-IRRIGATED, USD/HA) | 159.3827
2012 | 13099 | CROPLAND (NON-IRRIGATED, USD/HA) | 135.9077
2011 | 13099 | CROPLAND (NON-IRRIGATED, USD/HA) | 137.1433
2010 | 13099 | CROPLAND (NON-IRRIGATED, USD/HA) | 137.1433
2009 | 13099 | CROPLAND (NON-IRRIGATED, USD/HA) | 106.2552
2023 | 22033 | CROPLAND (NON-IRRIGATED, USD/HA) | 37.0658
2022 | 22033 | CROPLAND (NON-IRRIGATED, USD/HA) | 39.5368
2020 | 22033 | CROPLAND (NON-IRRIGATED, USD/HA) | 48.1855
2019 | 22033 | CROPLAND (NON-IRRIGATED, USD/HA) | 51.892
2017 | 22033 | CROPLAND (NON-IRRIGATED, USD/HA) | 25.946
2016 | 22033 | CROPLAND (NON-IRRIGATED, USD/HA) | 28.4171
2014 | 22033 | CROPLAND (NON-IRRIGATED, USD/HA) | 27.1816
2013 | 22033 | CROPLAND (NON-IRRIGATED, USD/HA) | 32.1236
2012 | 22033 | CROPLAND (NON-IRRIGATED, USD/HA) | 39.5368
2010 | 22033 | CROPLAND (NON-IRRIGATED, USD/HA) | 51.892
2009 | 22033 | CROPLAND (NON-IRRIGATED, USD/HA) | 37.0658
2024 | 22035 | CROPLAND (NON-IRRIGATED, USD/HA) | 348.418
2023 | 22035 | CROPLAND (NON-IRRIGATED, USD/HA) | 321.2365
2022 | 22035 | CROPLAND (NON-IRRIGATED, USD/HA) | 331.1207
2021 | 22035 | CROPLAND (NON-IRRIGATED, USD/HA) | 336.0628
2020 | 22035 | CROPLAND (NON-IRRIGATED, USD/HA) | 355.8312
2019 | 22035 | CROPLAND (NON-IRRIGATED, USD/HA) | 331.1207
2017 | 22035 | CROPLAND (NON-IRRIGATED, USD/HA) | 284.1707
2016 | 22035 | CROPLAND (NON-IRRIGATED, USD/HA) | 284.1707
2014 | 22035 | CROPLAND (NON-IRRIGATED, USD/HA) | 261.9313
2013 | 22035 | CROPLAND (NON-IRRIGATED, USD/HA) | 256.9892
2012 | 22035 | CROPLAND (NON-IRRIGATED, USD/HA) | 242.1629
2011 | 22035 | CROPLAND (NON-IRRIGATED, USD/HA) | 232.2787
2010 | 22035 | CROPLAND (NON-IRRIGATED, USD/HA) | 222.3945
2009 | 22035 | CROPLAND (NON-IRRIGATED, USD/HA) | 200.155
2008 | 22035 | CROPLAND (NON-IRRIGATED, USD/HA) | 234.7498
2023 | 22037 | CROPLAND (NON-IRRIGATED, USD/HA) | 55.5986
2022 | 22037 | CROPLAND (NON-IRRIGATED, USD/HA) | 45.7144
2021 | 22037 | CROPLAND (NON-IRRIGATED, USD/HA) | 46.95
2020 | 22037 | CROPLAND (NON-IRRIGATED, USD/HA) | 48.1855
2019 | 22037 | CROPLAND (NON-IRRIGATED, USD/HA) | 37.0658
2017 | 22037 | CROPLAND (NON-IRRIGATED, USD/HA) | 34.5947
2016 | 22037 | CROPLAND (NON-IRRIGATED, USD/HA) | 34.5947
2014 | 22037 | CROPLAND (NON-IRRIGATED, USD/HA) | 29.6526
2013 | 22037 | CROPLAND (NON-IRRIGATED, USD/HA) | 28.4171
2012 | 22037 | CROPLAND (NON-IRRIGATED, USD/HA) | 45.7144
2024 | 48133 | CROPLAND (NON-IRRIGATED, USD/HA) | 35.8302
2022 | 48133 | CROPLAND (NON-IRRIGATED, USD/HA) | 45.7144
2021 | 48133 | CROPLAND (NON-IRRIGATED, USD/HA) | 40.7723
2020 | 48133 | CROPLAND (NON-IRRIGATED, USD/HA) | 40.7723
2017 | 48133 | CROPLAND (NON-IRRIGATED, USD/HA) | 34.5947
2016 | 48133 | CROPLAND (NON-IRRIGATED, USD/HA) | 29.6526
2014 | 48133 | CROPLAND (NON-IRRIGATED, USD/HA) | 29.6526
2013 | 48133 | CROPLAND (NON-IRRIGATED, USD/HA) | 27.1816
2012 | 48133 | CROPLAND (NON-IRRIGATED, USD/HA) | 30.8881
2011 | 48133 | CROPLAND (NON-IRRIGATED, USD/HA) | 29.6526
2010 | 48133 | CROPLAND (NON-IRRIGATED, USD/HA) | 37.0658
2009 | 48133 | CROPLAND (NON-IRRIGATED, USD/HA) | 35.8302
2008 | 48133 | CROPLAND (NON-IRRIGATED, USD/HA) | 40.7723
2023 | 26045 | CROPLAND (NON-IRRIGATED, USD/HA) | 350.8891
2022 | 26045 | CROPLAND (NON-IRRIGATED, USD/HA) | 336.0628
2021 | 26045 | CROPLAND (NON-IRRIGATED, USD/HA) | 296.526
2020 | 26045 | CROPLAND (NON-IRRIGATED, USD/HA) | 294.055
2019 | 26045 | CROPLAND (NON-IRRIGATED, USD/HA) | 321.2365
2017 | 26045 | CROPLAND (NON-IRRIGATED, USD/HA) | 296.526
2016 | 26045 | CROPLAND (NON-IRRIGATED, USD/HA) | 326.1786
2014 | 26045 | CROPLAND (NON-IRRIGATED, USD/HA) | 256.9892
2013 | 26045 | CROPLAND (NON-IRRIGATED, USD/HA) | 247.105
2012 | 26045 | CROPLAND (NON-IRRIGATED, USD/HA) | 254.5181
2011 | 26045 | CROPLAND (NON-IRRIGATED, USD/HA) | 202.6261
2010 | 26045 | CROPLAND (NON-IRRIGATED, USD/HA) | 185.3287
2009 | 26045 | CROPLAND (NON-IRRIGATED, USD/HA) | 208.8037
2008 | 26045 | CROPLAND (NON-IRRIGATED, USD/HA) | 193.9774
2024 | 55035 | CROPLAND (NON-IRRIGATED, USD/HA) | 286.6418
2023 | 55035 | CROPLAND (NON-IRRIGATED, USD/HA) | 284.1707
2022 | 55035 | CROPLAND (NON-IRRIGATED, USD/HA) | 264.4024
2021 | 55035 | CROPLAND (NON-IRRIGATED, USD/HA) | 227.3366
2020 | 55035 | CROPLAND (NON-IRRIGATED, USD/HA) | 217.4524
2019 | 55035 | CROPLAND (NON-IRRIGATED, USD/HA) | 216.2169
2017 | 55035 | CROPLAND (NON-IRRIGATED, USD/HA) | 218.6879
2016 | 55035 | CROPLAND (NON-IRRIGATED, USD/HA) | 212.5103
2014 | 55035 | CROPLAND (NON-IRRIGATED, USD/HA) | 306.4102
2013 | 55035 | CROPLAND (NON-IRRIGATED, USD/HA) | 296.526
2012 | 55035 | CROPLAND (NON-IRRIGATED, USD/HA) | 219.9235
2011 | 55035 | CROPLAND (NON-IRRIGATED, USD/HA) | 172.9735
2010 | 55035 | CROPLAND (NON-IRRIGATED, USD/HA) | 163.0893
2009 | 55035 | CROPLAND (NON-IRRIGATED, USD/HA) | 155.6762
2008 | 55035 | CROPLAND (NON-IRRIGATED, USD/HA) | 163.0893
2021 | 13101 | CROPLAND (NON-IRRIGATED, USD/HA) | 180.3867
2024 | 38027 | CROPLAND (NON-IRRIGATED, USD/HA) | 166.7959
2023 | 38027 | CROPLAND (NON-IRRIGATED, USD/HA) | 163.0893
2022 | 38027 | CROPLAND (NON-IRRIGATED, USD/HA) | 150.734
2021 | 38027 | CROPLAND (NON-IRRIGATED, USD/HA) | 150.734
2020 | 38027 | CROPLAND (NON-IRRIGATED, USD/HA) | 137.1433
2019 | 38027 | CROPLAND (NON-IRRIGATED, USD/HA) | 142.0854
2017 | 38027 | CROPLAND (NON-IRRIGATED, USD/HA) | 130.9657
2016 | 38027 | CROPLAND (NON-IRRIGATED, USD/HA) | 124.788
2014 | 38027 | CROPLAND (NON-IRRIGATED, USD/HA) | 129.7301
2013 | 38027 | CROPLAND (NON-IRRIGATED, USD/HA) | 122.317
2012 | 38027 | CROPLAND (NON-IRRIGATED, USD/HA) | 105.0196
2011 | 38027 | CROPLAND (NON-IRRIGATED, USD/HA) | 98.842
2010 | 38027 | CROPLAND (NON-IRRIGATED, USD/HA) | 91.4288
2009 | 38027 | CROPLAND (NON-IRRIGATED, USD/HA) | 87.7223
2008 | 38027 | CROPLAND (NON-IRRIGATED, USD/HA) | 81.5447
2024 | 17045 | CROPLAND (NON-IRRIGATED, USD/HA) | 808.0334
2023 | 17045 | CROPLAND (NON-IRRIGATED, USD/HA) | 696.8361
2022 | 17045 | CROPLAND (NON-IRRIGATED, USD/HA) | 691.894
2021 | 17045 | CROPLAND (NON-IRRIGATED, USD/HA) | 632.5888
2020 | 17045 | CROPLAND (NON-IRRIGATED, USD/HA) | 590.581
2017 | 17045 | CROPLAND (NON-IRRIGATED, USD/HA) | 610.3493
2016 | 17045 | CROPLAND (NON-IRRIGATED, USD/HA) | 667.1835
2014 | 17045 | CROPLAND (NON-IRRIGATED, USD/HA) | 647.4151
2013 | 17045 | CROPLAND (NON-IRRIGATED, USD/HA) | 600.4651
2012 | 17045 | CROPLAND (NON-IRRIGATED, USD/HA) | 602.9362
2011 | 17045 | CROPLAND (NON-IRRIGATED, USD/HA) | 457.1442
2010 | 17045 | CROPLAND (NON-IRRIGATED, USD/HA) | 425.0206
2009 | 17045 | CROPLAND (NON-IRRIGATED, USD/HA) | 402.7811
2008 | 17045 | CROPLAND (NON-IRRIGATED, USD/HA) | 452.2022
2024 | 37065 | CROPLAND (NON-IRRIGATED, USD/HA) | 289.1128
2023 | 37065 | CROPLAND (NON-IRRIGATED, USD/HA) | 264.4024
2022 | 37065 | CROPLAND (NON-IRRIGATED, USD/HA) | 266.8734
2021 | 37065 | CROPLAND (NON-IRRIGATED, USD/HA) | 279.2287
2020 | 37065 | CROPLAND (NON-IRRIGATED, USD/HA) | 252.0471
2019 | 37065 | CROPLAND (NON-IRRIGATED, USD/HA) | 256.9892
2017 | 37065 | CROPLAND (NON-IRRIGATED, USD/HA) | 247.105
2016 | 37065 | CROPLAND (NON-IRRIGATED, USD/HA) | 242.1629
2014 | 37065 | CROPLAND (NON-IRRIGATED, USD/HA) | 237.2208
2013 | 37065 | CROPLAND (NON-IRRIGATED, USD/HA) | 214.9813
2012 | 37065 | CROPLAND (NON-IRRIGATED, USD/HA) | 176.6801
2011 | 37065 | CROPLAND (NON-IRRIGATED, USD/HA) | 181.6222
2010 | 37065 | CROPLAND (NON-IRRIGATED, USD/HA) | 163.0893
2009 | 37065 | CROPLAND (NON-IRRIGATED, USD/HA) | 163.0893
2008 | 37065 | CROPLAND (NON-IRRIGATED, USD/HA) | 149.4985
2024 | 45037 | CROPLAND (NON-IRRIGATED, USD/HA) | 54.3631
2023 | 45037 | CROPLAND (NON-IRRIGATED, USD/HA) | 67.9539
2022 | 45037 | CROPLAND (NON-IRRIGATED, USD/HA) | 34.5947
2021 | 45037 | CROPLAND (NON-IRRIGATED, USD/HA) | 48.1855
2017 | 45037 | CROPLAND (NON-IRRIGATED, USD/HA) | 53.1276
2016 | 45037 | CROPLAND (NON-IRRIGATED, USD/HA) | 56.8342
2014 | 45037 | CROPLAND (NON-IRRIGATED, USD/HA) | 71.6604
2013 | 45037 | CROPLAND (NON-IRRIGATED, USD/HA) | 64.2473
2012 | 45037 | CROPLAND (NON-IRRIGATED, USD/HA) | 87.7223
2010 | 45037 | CROPLAND (NON-IRRIGATED, USD/HA) | 56.8342
2024 | 21061 | CROPLAND (NON-IRRIGATED, USD/HA) | 323.7075
2023 | 21061 | CROPLAND (NON-IRRIGATED, USD/HA) | 281.6997
2022 | 21061 | CROPLAND (NON-IRRIGATED, USD/HA) | 249.5761
2021 | 21061 | CROPLAND (NON-IRRIGATED, USD/HA) | 261.9313
2020 | 21061 | CROPLAND (NON-IRRIGATED, USD/HA) | 259.4602
2019 | 21061 | CROPLAND (NON-IRRIGATED, USD/HA) | 208.8037
2017 | 21061 | CROPLAND (NON-IRRIGATED, USD/HA) | 208.8037
2016 | 21061 | CROPLAND (NON-IRRIGATED, USD/HA) | 207.5682
2014 | 21061 | CROPLAND (NON-IRRIGATED, USD/HA) | 214.9813
2013 | 21061 | CROPLAND (NON-IRRIGATED, USD/HA) | 228.5721
2012 | 21061 | CROPLAND (NON-IRRIGATED, USD/HA) | 206.3327
2011 | 21061 | CROPLAND (NON-IRRIGATED, USD/HA) | 185.3287
2010 | 21061 | CROPLAND (NON-IRRIGATED, USD/HA) | 190.2708
2009 | 21061 | CROPLAND (NON-IRRIGATED, USD/HA) | 187.7998
2024 | 46045 | CROPLAND (NON-IRRIGATED, USD/HA) | 269.3444
2023 | 46045 | CROPLAND (NON-IRRIGATED, USD/HA) | 259.4602
2022 | 46045 | CROPLAND (NON-IRRIGATED, USD/HA) | 244.6339
2021 | 46045 | CROPLAND (NON-IRRIGATED, USD/HA) | 245.8695
2020 | 46045 | CROPLAND (NON-IRRIGATED, USD/HA) | 238.4563
2019 | 46045 | CROPLAND (NON-IRRIGATED, USD/HA) | 231.0432
2017 | 46045 | CROPLAND (NON-IRRIGATED, USD/HA) | 216.2169
2016 | 46045 | CROPLAND (NON-IRRIGATED, USD/HA) | 233.5142
2014 | 46045 | CROPLAND (NON-IRRIGATED, USD/HA) | 223.63
2013 | 46045 | CROPLAND (NON-IRRIGATED, USD/HA) | 202.6261
2012 | 46045 | CROPLAND (NON-IRRIGATED, USD/HA) | 168.0314
2011 | 46045 | CROPLAND (NON-IRRIGATED, USD/HA) | 168.0314
2010 | 46045 | CROPLAND (NON-IRRIGATED, USD/HA) | 144.5564
2009 | 46045 | CROPLAND (NON-IRRIGATED, USD/HA) | 149.4985
2008 | 46045 | CROPLAND (NON-IRRIGATED, USD/HA) | 123.5525
2024 | 17047 | CROPLAND (NON-IRRIGATED, USD/HA) | 407.7233
2024 | 20047 | CROPLAND (NON-IRRIGATED, USD/HA) | 109.9617
2023 | 17047 | CROPLAND (NON-IRRIGATED, USD/HA) | 385.4838
2023 | 20047 | CROPLAND (NON-IRRIGATED, USD/HA) | 100.0775
2022 | 17047 | CROPLAND (NON-IRRIGATED, USD/HA) | 365.7154
2022 | 20047 | CROPLAND (NON-IRRIGATED, USD/HA) | 93.8999
2021 | 17047 | CROPLAND (NON-IRRIGATED, USD/HA) | 355.8312
2021 | 20047 | CROPLAND (NON-IRRIGATED, USD/HA) | 100.0775
2020 | 17047 | CROPLAND (NON-IRRIGATED, USD/HA) | 311.3523
2020 | 20047 | CROPLAND (NON-IRRIGATED, USD/HA) | 96.3709
2019 | 17047 | CROPLAND (NON-IRRIGATED, USD/HA) | 264.4024
2019 | 20047 | CROPLAND (NON-IRRIGATED, USD/HA) | 103.7841
2017 | 17047 | CROPLAND (NON-IRRIGATED, USD/HA) | 301.4681
2017 | 20047 | CROPLAND (NON-IRRIGATED, USD/HA) | 106.2552
2016 | 17047 | CROPLAND (NON-IRRIGATED, USD/HA) | 308.8813
2016 | 20047 | CROPLAND (NON-IRRIGATED, USD/HA) | 95.1354
2016 | 48137 | CROPLAND (NON-IRRIGATED, USD/HA) | 12.3552
2014 | 17047 | CROPLAND (NON-IRRIGATED, USD/HA) | 294.055
2014 | 20047 | CROPLAND (NON-IRRIGATED, USD/HA) | 95.1354
2013 | 17047 | CROPLAND (NON-IRRIGATED, USD/HA) | 306.4102
2013 | 20047 | CROPLAND (NON-IRRIGATED, USD/HA) | 97.6065
2012 | 17047 | CROPLAND (NON-IRRIGATED, USD/HA) | 266.8734
2012 | 20047 | CROPLAND (NON-IRRIGATED, USD/HA) | 111.1972
2011 | 17047 | CROPLAND (NON-IRRIGATED, USD/HA) | 254.5181
2011 | 20047 | CROPLAND (NON-IRRIGATED, USD/HA) | 79.0736
2010 | 17047 | CROPLAND (NON-IRRIGATED, USD/HA) | 249.5761
2010 | 20047 | CROPLAND (NON-IRRIGATED, USD/HA) | 80.3091
2009 | 17047 | CROPLAND (NON-IRRIGATED, USD/HA) | 216.2169
2009 | 20047 | CROPLAND (NON-IRRIGATED, USD/HA) | 77.8381
2024 | 13103 | CROPLAND (NON-IRRIGATED, USD/HA) | 95.1354
2023 | 13103 | CROPLAND (NON-IRRIGATED, USD/HA) | 105.0196
2022 | 13103 | CROPLAND (NON-IRRIGATED, USD/HA) | 85.2512
2021 | 13103 | CROPLAND (NON-IRRIGATED, USD/HA) | 96.3709
2021 | 17049 | CROPLAND (NON-IRRIGATED, USD/HA) | 422.5496
2020 | 13103 | CROPLAND (NON-IRRIGATED, USD/HA) | 96.3709
2020 | 17049 | CROPLAND (NON-IRRIGATED, USD/HA) | 405.2522
2019 | 13103 | CROPLAND (NON-IRRIGATED, USD/HA) | 112.4328
2019 | 17049 | CROPLAND (NON-IRRIGATED, USD/HA) | 407.7233
2017 | 13103 | CROPLAND (NON-IRRIGATED, USD/HA) | 103.7841
2017 | 17049 | CROPLAND (NON-IRRIGATED, USD/HA) | 383.0127
2016 | 13103 | CROPLAND (NON-IRRIGATED, USD/HA) | 81.5447
2016 | 17049 | CROPLAND (NON-IRRIGATED, USD/HA) | 370.6575
2014 | 13103 | CROPLAND (NON-IRRIGATED, USD/HA) | 98.842
2014 | 17049 | CROPLAND (NON-IRRIGATED, USD/HA) | 373.1286
2013 | 17049 | CROPLAND (NON-IRRIGATED, USD/HA) | 321.2365
2012 | 17049 | CROPLAND (NON-IRRIGATED, USD/HA) | 400.3101
2011 | 17049 | CROPLAND (NON-IRRIGATED, USD/HA) | 311.3523
2010 | 17049 | CROPLAND (NON-IRRIGATED, USD/HA) | 291.5839
2009 | 17049 | CROPLAND (NON-IRRIGATED, USD/HA) | 284.1707
2008 | 17049 | CROPLAND (NON-IRRIGATED, USD/HA) | 284.1707
2024 | 6017 | CROPLAND (NON-IRRIGATED, USD/HA) | 98.842
2021 | 6017 | CROPLAND (NON-IRRIGATED, USD/HA) | 63.0118
2019 | 6017 | CROPLAND (NON-IRRIGATED, USD/HA) | 102.5486
2017 | 6017 | CROPLAND (NON-IRRIGATED, USD/HA) | 102.5486
2011 | 6017 | CROPLAND (NON-IRRIGATED, USD/HA) | 98.842
2024 | 8041 | CROPLAND (NON-IRRIGATED, USD/HA) | 16.556
2023 | 8041 | CROPLAND (NON-IRRIGATED, USD/HA) | 19.5213
2013 | 8041 | CROPLAND (NON-IRRIGATED, USD/HA) | 33.3592
2010 | 8041 | CROPLAND (NON-IRRIGATED, USD/HA) | 76.6025
2024 | 8039 | CROPLAND (NON-IRRIGATED, USD/HA) | 79.0736
2024 | 13105 | CROPLAND (NON-IRRIGATED, USD/HA) | 66.7184
2023 | 8039 | CROPLAND (NON-IRRIGATED, USD/HA) | 69.1894
2023 | 13105 | CROPLAND (NON-IRRIGATED, USD/HA) | 85.2512
2022 | 13105 | CROPLAND (NON-IRRIGATED, USD/HA) | 46.95
2021 | 8039 | CROPLAND (NON-IRRIGATED, USD/HA) | 55.5986
2021 | 13105 | CROPLAND (NON-IRRIGATED, USD/HA) | 67.9539
2020 | 8039 | CROPLAND (NON-IRRIGATED, USD/HA) | 44.4789
2020 | 13105 | CROPLAND (NON-IRRIGATED, USD/HA) | 71.6604
2019 | 8039 | CROPLAND (NON-IRRIGATED, USD/HA) | 58.0697
2019 | 13105 | CROPLAND (NON-IRRIGATED, USD/HA) | 54.3631
2017 | 8039 | CROPLAND (NON-IRRIGATED, USD/HA) | 51.892
2017 | 13105 | CROPLAND (NON-IRRIGATED, USD/HA) | 58.0697
2016 | 8039 | CROPLAND (NON-IRRIGATED, USD/HA) | 46.95
2016 | 13105 | CROPLAND (NON-IRRIGATED, USD/HA) | 55.5986
2014 | 8039 | CROPLAND (NON-IRRIGATED, USD/HA) | 29.6526
2014 | 13105 | CROPLAND (NON-IRRIGATED, USD/HA) | 56.8342
2013 | 13105 | CROPLAND (NON-IRRIGATED, USD/HA) | 61.7762
2012 | 13105 | CROPLAND (NON-IRRIGATED, USD/HA) | 59.3052
2011 | 8039 | CROPLAND (NON-IRRIGATED, USD/HA) | 35.8302
2011 | 13105 | CROPLAND (NON-IRRIGATED, USD/HA) | 56.8342
2010 | 8039 | CROPLAND (NON-IRRIGATED, USD/HA) | 44.4789
2010 | 13105 | CROPLAND (NON-IRRIGATED, USD/HA) | 44.4789
2009 | 13105 | CROPLAND (NON-IRRIGATED, USD/HA) | 50.6565
2024 | 20049 | CROPLAND (NON-IRRIGATED, USD/HA) | 127.2591
2023 | 20049 | CROPLAND (NON-IRRIGATED, USD/HA) | 113.6683
2022 | 20049 | CROPLAND (NON-IRRIGATED, USD/HA) | 130.9657
2021 | 20049 | CROPLAND (NON-IRRIGATED, USD/HA) | 114.9038
2021 | 42047 | CROPLAND (NON-IRRIGATED, USD/HA) | 44.4789
2020 | 20049 | CROPLAND (NON-IRRIGATED, USD/HA) | 126.0236
2019 | 20049 | CROPLAND (NON-IRRIGATED, USD/HA) | 127.2591
2014 | 20049 | CROPLAND (NON-IRRIGATED, USD/HA) | 79.0736
2013 | 20049 | CROPLAND (NON-IRRIGATED, USD/HA) | 103.7841
2012 | 20049 | CROPLAND (NON-IRRIGATED, USD/HA) | 101.3131
2011 | 20049 | CROPLAND (NON-IRRIGATED, USD/HA) | 101.3131
2010 | 20049 | CROPLAND (NON-IRRIGATED, USD/HA) | 109.9617
2009 | 20049 | CROPLAND (NON-IRRIGATED, USD/HA) | 93.8999
2024 | 18039 | CROPLAND (NON-IRRIGATED, USD/HA) | 434.9048
2023 | 18039 | CROPLAND (NON-IRRIGATED, USD/HA) | 481.8547
2022 | 18039 | CROPLAND (NON-IRRIGATED, USD/HA) | 420.0785
2021 | 18039 | CROPLAND (NON-IRRIGATED, USD/HA) | 437.3759
2020 | 18039 | CROPLAND (NON-IRRIGATED, USD/HA) | 447.26
2019 | 18039 | CROPLAND (NON-IRRIGATED, USD/HA) | 412.6653
2017 | 18039 | CROPLAND (NON-IRRIGATED, USD/HA) | 395.368
2016 | 18039 | CROPLAND (NON-IRRIGATED, USD/HA) | 395.368
2014 | 18039 | CROPLAND (NON-IRRIGATED, USD/HA) | 407.7233
2013 | 18039 | CROPLAND (NON-IRRIGATED, USD/HA) | 363.2443
2012 | 18039 | CROPLAND (NON-IRRIGATED, USD/HA) | 365.7154
2011 | 18039 | CROPLAND (NON-IRRIGATED, USD/HA) | 308.8813
2010 | 18039 | CROPLAND (NON-IRRIGATED, USD/HA) | 271.8155
2009 | 18039 | CROPLAND (NON-IRRIGATED, USD/HA) | 254.5181
2008 | 18039 | CROPLAND (NON-IRRIGATED, USD/HA) | 284.1707
2021 | 21063 | CROPLAND (NON-IRRIGATED, USD/HA) | 93.8999
2016 | 21063 | CROPLAND (NON-IRRIGATED, USD/HA) | 61.7762
2013 | 21063 | CROPLAND (NON-IRRIGATED, USD/HA) | 61.7762
2012 | 21063 | CROPLAND (NON-IRRIGATED, USD/HA) | 82.7802
2024 | 40045 | CROPLAND (NON-IRRIGATED, USD/HA) | 37.0658
2024 | 48139 | CROPLAND (NON-IRRIGATED, USD/HA) | 59.3052
2023 | 20051 | CROPLAND (NON-IRRIGATED, USD/HA) | 102.5486
2023 | 40045 | CROPLAND (NON-IRRIGATED, USD/HA) | 32.1236
2023 | 48139 | CROPLAND (NON-IRRIGATED, USD/HA) | 63.0118
2022 | 20051 | CROPLAND (NON-IRRIGATED, USD/HA) | 92.6644
2022 | 40045 | CROPLAND (NON-IRRIGATED, USD/HA) | 45.7144
2022 | 48139 | CROPLAND (NON-IRRIGATED, USD/HA) | 69.1894
2021 | 20051 | CROPLAND (NON-IRRIGATED, USD/HA) | 93.8999
2021 | 40045 | CROPLAND (NON-IRRIGATED, USD/HA) | 50.6565
2021 | 48139 | CROPLAND (NON-IRRIGATED, USD/HA) | 70.4249
2020 | 20051 | CROPLAND (NON-IRRIGATED, USD/HA) | 84.0157
2020 | 40045 | CROPLAND (NON-IRRIGATED, USD/HA) | 49.421
2020 | 48139 | CROPLAND (NON-IRRIGATED, USD/HA) | 56.8342
2019 | 40045 | CROPLAND (NON-IRRIGATED, USD/HA) | 49.421
2019 | 48139 | CROPLAND (NON-IRRIGATED, USD/HA) | 61.7762
2017 | 20051 | CROPLAND (NON-IRRIGATED, USD/HA) | 91.4288
2017 | 40045 | CROPLAND (NON-IRRIGATED, USD/HA) | 39.5368
2017 | 48139 | CROPLAND (NON-IRRIGATED, USD/HA) | 63.0118
2016 | 40045 | CROPLAND (NON-IRRIGATED, USD/HA) | 39.5368
2016 | 48139 | CROPLAND (NON-IRRIGATED, USD/HA) | 60.5407
2014 | 20051 | CROPLAND (NON-IRRIGATED, USD/HA) | 91.4288
2014 | 40045 | CROPLAND (NON-IRRIGATED, USD/HA) | 50.6565
2014 | 48139 | CROPLAND (NON-IRRIGATED, USD/HA) | 53.1276
2013 | 20051 | CROPLAND (NON-IRRIGATED, USD/HA) | 86.4868
2013 | 40045 | CROPLAND (NON-IRRIGATED, USD/HA) | 48.1855
2013 | 48139 | CROPLAND (NON-IRRIGATED, USD/HA) | 51.892
2012 | 40045 | CROPLAND (NON-IRRIGATED, USD/HA) | 49.421
2012 | 48139 | CROPLAND (NON-IRRIGATED, USD/HA) | 49.421
2011 | 20051 | CROPLAND (NON-IRRIGATED, USD/HA) | 77.8381
2011 | 48139 | CROPLAND (NON-IRRIGATED, USD/HA) | 49.421
2010 | 20051 | CROPLAND (NON-IRRIGATED, USD/HA) | 76.6025
2010 | 40045 | CROPLAND (NON-IRRIGATED, USD/HA) | 54.3631
2010 | 48139 | CROPLAND (NON-IRRIGATED, USD/HA) | 54.3631
2009 | 20051 | CROPLAND (NON-IRRIGATED, USD/HA) | 80.3091
2009 | 40045 | CROPLAND (NON-IRRIGATED, USD/HA) | 40.7723
2009 | 48139 | CROPLAND (NON-IRRIGATED, USD/HA) | 44.4789
2008 | 20051 | CROPLAND (NON-IRRIGATED, USD/HA) | 77.8381
2008 | 48139 | CROPLAND (NON-IRRIGATED, USD/HA) | 44.4789
2024 | 20053 | CROPLAND (NON-IRRIGATED, USD/HA) | 133.4367
2023 | 20053 | CROPLAND (NON-IRRIGATED, USD/HA) | 116.1393
2022 | 20053 | CROPLAND (NON-IRRIGATED, USD/HA) | 133.4367
2021 | 20053 | CROPLAND (NON-IRRIGATED, USD/HA) | 106.2552
2020 | 20053 | CROPLAND (NON-IRRIGATED, USD/HA) | 98.842
2014 | 20053 | CROPLAND (NON-IRRIGATED, USD/HA) | 118.6104
2011 | 20053 | CROPLAND (NON-IRRIGATED, USD/HA) | 102.5486
2010 | 20053 | CROPLAND (NON-IRRIGATED, USD/HA) | 98.842
2009 | 20053 | CROPLAND (NON-IRRIGATED, USD/HA) | 98.842
2024 | 1051 | CROPLAND (NON-IRRIGATED, USD/HA) | 88.9578
2024 | 16039 | CROPLAND (NON-IRRIGATED, USD/HA) | 111.1972
2023 | 1051 | CROPLAND (NON-IRRIGATED, USD/HA) | 95.1354
2022 | 1051 | CROPLAND (NON-IRRIGATED, USD/HA) | 96.3709
2022 | 16039 | CROPLAND (NON-IRRIGATED, USD/HA) | 53.1276
2021 | 1051 | CROPLAND (NON-IRRIGATED, USD/HA) | 113.6683
2021 | 16039 | CROPLAND (NON-IRRIGATED, USD/HA) | 48.1855
2020 | 1051 | CROPLAND (NON-IRRIGATED, USD/HA) | 132.2012
2019 | 1051 | CROPLAND (NON-IRRIGATED, USD/HA) | 132.2012
2017 | 1051 | CROPLAND (NON-IRRIGATED, USD/HA) | 108.7262
2016 | 1051 | CROPLAND (NON-IRRIGATED, USD/HA) | 95.1354
2014 | 1051 | CROPLAND (NON-IRRIGATED, USD/HA) | 84.0157
2013 | 1051 | CROPLAND (NON-IRRIGATED, USD/HA) | 107.4907
2012 | 1051 | CROPLAND (NON-IRRIGATED, USD/HA) | 106.2552
2011 | 1051 | CROPLAND (NON-IRRIGATED, USD/HA) | 108.7262
2010 | 1051 | CROPLAND (NON-IRRIGATED, USD/HA) | 111.1972
2009 | 1051 | CROPLAND (NON-IRRIGATED, USD/HA) | 111.1972
2024 | 13107 | CROPLAND (NON-IRRIGATED, USD/HA) | 147.0275
2023 | 13107 | CROPLAND (NON-IRRIGATED, USD/HA) | 149.4985
2022 | 13107 | CROPLAND (NON-IRRIGATED, USD/HA) | 145.7919
2021 | 13107 | CROPLAND (NON-IRRIGATED, USD/HA) | 119.8459
2020 | 13107 | CROPLAND (NON-IRRIGATED, USD/HA) | 122.317
2019 | 13107 | CROPLAND (NON-IRRIGATED, USD/HA) | 121.0815
2017 | 13107 | CROPLAND (NON-IRRIGATED, USD/HA) | 123.5525
2016 | 13107 | CROPLAND (NON-IRRIGATED, USD/HA) | 127.2591
2014 | 13107 | CROPLAND (NON-IRRIGATED, USD/HA) | 116.1393
2013 | 13107 | CROPLAND (NON-IRRIGATED, USD/HA) | 118.6104
2012 | 13107 | CROPLAND (NON-IRRIGATED, USD/HA) | 95.1354
2011 | 13107 | CROPLAND (NON-IRRIGATED, USD/HA) | 113.6683
2010 | 13107 | CROPLAND (NON-IRRIGATED, USD/HA) | 121.0815
2009 | 13107 | CROPLAND (NON-IRRIGATED, USD/HA) | 102.5486
2008 | 13107 | CROPLAND (NON-IRRIGATED, USD/HA) | 96.3709
2024 | 49015 | CROPLAND (NON-IRRIGATED, USD/HA) | 44.4789
2022 | 49015 | CROPLAND (NON-IRRIGATED, USD/HA) | 44.4789
2020 | 49015 | CROPLAND (NON-IRRIGATED, USD/HA) | 28.4171
2019 | 49015 | CROPLAND (NON-IRRIGATED, USD/HA) | 25.946
2017 | 49015 | CROPLAND (NON-IRRIGATED, USD/HA) | 34.5947
2016 | 49015 | CROPLAND (NON-IRRIGATED, USD/HA) | 28.4171
2013 | 49015 | CROPLAND (NON-IRRIGATED, USD/HA) | 34.5947
2011 | 49015 | CROPLAND (NON-IRRIGATED, USD/HA) | 39.5368
2024 | 19063 | CROPLAND (NON-IRRIGATED, USD/HA) | 595.5231
2023 | 19063 | CROPLAND (NON-IRRIGATED, USD/HA) | 612.8204
2023 | 26047 | CROPLAND (NON-IRRIGATED, USD/HA) | 77.8381
2022 | 19063 | CROPLAND (NON-IRRIGATED, USD/HA) | 555.9863
2021 | 19063 | CROPLAND (NON-IRRIGATED, USD/HA) | 528.8047
2021 | 26047 | CROPLAND (NON-IRRIGATED, USD/HA) | 74.1315
2020 | 19063 | CROPLAND (NON-IRRIGATED, USD/HA) | 511.5073
2020 | 26047 | CROPLAND (NON-IRRIGATED, USD/HA) | 64.2473
2019 | 19063 | CROPLAND (NON-IRRIGATED, USD/HA) | 501.6232
2019 | 26047 | CROPLAND (NON-IRRIGATED, USD/HA) | 69.1894
2017 | 19063 | CROPLAND (NON-IRRIGATED, USD/HA) | 504.0942
2017 | 26047 | CROPLAND (NON-IRRIGATED, USD/HA) | 74.1315
2016 | 19063 | CROPLAND (NON-IRRIGATED, USD/HA) | 553.5152
2016 | 26047 | CROPLAND (NON-IRRIGATED, USD/HA) | 98.842
2014 | 19063 | CROPLAND (NON-IRRIGATED, USD/HA) | 620.2336
2014 | 26047 | CROPLAND (NON-IRRIGATED, USD/HA) | 50.6565
2013 | 19063 | CROPLAND (NON-IRRIGATED, USD/HA) | 622.7046
2012 | 19063 | CROPLAND (NON-IRRIGATED, USD/HA) | 536.2178
2012 | 26047 | CROPLAND (NON-IRRIGATED, USD/HA) | 46.95
2011 | 19063 | CROPLAND (NON-IRRIGATED, USD/HA) | 429.9627
2011 | 26047 | CROPLAND (NON-IRRIGATED, USD/HA) | 48.1855
2010 | 19063 | CROPLAND (NON-IRRIGATED, USD/HA) | 417.6074
2010 | 26047 | CROPLAND (NON-IRRIGATED, USD/HA) | 42.0078
2009 | 19063 | CROPLAND (NON-IRRIGATED, USD/HA) | 415.1364
2009 | 26047 | CROPLAND (NON-IRRIGATED, USD/HA) | 55.5986
2008 | 19063 | CROPLAND (NON-IRRIGATED, USD/HA) | 425.0206
2024 | 38029 | CROPLAND (NON-IRRIGATED, USD/HA) | 221.159
2023 | 38029 | CROPLAND (NON-IRRIGATED, USD/HA) | 216.2169
2022 | 38029 | CROPLAND (NON-IRRIGATED, USD/HA) | 201.3906
2021 | 38029 | CROPLAND (NON-IRRIGATED, USD/HA) | 190.2708
2020 | 38029 | CROPLAND (NON-IRRIGATED, USD/HA) | 176.6801
2019 | 38029 | CROPLAND (NON-IRRIGATED, USD/HA) | 164.3248
2017 | 38029 | CROPLAND (NON-IRRIGATED, USD/HA) | 161.8538
2016 | 38029 | CROPLAND (NON-IRRIGATED, USD/HA) | 175.4445
2014 | 38029 | CROPLAND (NON-IRRIGATED, USD/HA) | 159.3827
2013 | 38029 | CROPLAND (NON-IRRIGATED, USD/HA) | 148.263
2012 | 38029 | CROPLAND (NON-IRRIGATED, USD/HA) | 153.2051
2011 | 38029 | CROPLAND (NON-IRRIGATED, USD/HA) | 105.0196
2010 | 38029 | CROPLAND (NON-IRRIGATED, USD/HA) | 92.6644
2009 | 38029 | CROPLAND (NON-IRRIGATED, USD/HA) | 88.9578
2008 | 38029 | CROPLAND (NON-IRRIGATED, USD/HA) | 84.0157
2023 | 48143 | CROPLAND (NON-IRRIGATED, USD/HA) | 40.7723
2022 | 48143 | CROPLAND (NON-IRRIGATED, USD/HA) | 42.0078
2021 | 48143 | CROPLAND (NON-IRRIGATED, USD/HA) | 64.2473
2020 | 48143 | CROPLAND (NON-IRRIGATED, USD/HA) | 53.1276
2019 | 48143 | CROPLAND (NON-IRRIGATED, USD/HA) | 43.2434
2016 | 48143 | CROPLAND (NON-IRRIGATED, USD/HA) | 42.0078
2013 | 48143 | CROPLAND (NON-IRRIGATED, USD/HA) | 43.2434
2012 | 48143 | CROPLAND (NON-IRRIGATED, USD/HA) | 44.4789
2011 | 48143 | CROPLAND (NON-IRRIGATED, USD/HA) | 49.421
2010 | 48143 | CROPLAND (NON-IRRIGATED, USD/HA) | 60.5407
2009 | 48143 | CROPLAND (NON-IRRIGATED, USD/HA) | 56.8342
2008 | 48143 | CROPLAND (NON-IRRIGATED, USD/HA) | 56.8342
2024 | 36029 | CROPLAND (NON-IRRIGATED, USD/HA) | 181.6222
2024 | 39043 | CROPLAND (NON-IRRIGATED, USD/HA) | 405.2522
2024 | 42049 | CROPLAND (NON-IRRIGATED, USD/HA) | 135.9077
2023 | 36029 | CROPLAND (NON-IRRIGATED, USD/HA) | 179.1511
2023 | 39043 | CROPLAND (NON-IRRIGATED, USD/HA) | 454.6732
2023 | 42049 | CROPLAND (NON-IRRIGATED, USD/HA) | 149.4985
2022 | 36029 | CROPLAND (NON-IRRIGATED, USD/HA) | 155.6762
2022 | 39043 | CROPLAND (NON-IRRIGATED, USD/HA) | 417.6074
2022 | 42049 | CROPLAND (NON-IRRIGATED, USD/HA) | 112.4328
2021 | 36029 | CROPLAND (NON-IRRIGATED, USD/HA) | 159.3827
2021 | 39043 | CROPLAND (NON-IRRIGATED, USD/HA) | 410.1943
2021 | 42049 | CROPLAND (NON-IRRIGATED, USD/HA) | 124.788
2020 | 36029 | CROPLAND (NON-IRRIGATED, USD/HA) | 128.4946
2020 | 39043 | CROPLAND (NON-IRRIGATED, USD/HA) | 380.5417
2019 | 39043 | CROPLAND (NON-IRRIGATED, USD/HA) | 383.0127
2017 | 36029 | CROPLAND (NON-IRRIGATED, USD/HA) | 150.734
2017 | 39043 | CROPLAND (NON-IRRIGATED, USD/HA) | 350.8891
2016 | 36029 | CROPLAND (NON-IRRIGATED, USD/HA) | 149.4985
2016 | 39043 | CROPLAND (NON-IRRIGATED, USD/HA) | 345.947
2016 | 42049 | CROPLAND (NON-IRRIGATED, USD/HA) | 112.4328
2014 | 36029 | CROPLAND (NON-IRRIGATED, USD/HA) | 140.8499
2014 | 39043 | CROPLAND (NON-IRRIGATED, USD/HA) | 348.418
2014 | 42049 | CROPLAND (NON-IRRIGATED, USD/HA) | 114.9038
2013 | 36029 | CROPLAND (NON-IRRIGATED, USD/HA) | 133.4367
2013 | 39043 | CROPLAND (NON-IRRIGATED, USD/HA) | 345.947
2013 | 42049 | CROPLAND (NON-IRRIGATED, USD/HA) | 96.3709
2012 | 36029 | CROPLAND (NON-IRRIGATED, USD/HA) | 127.2591
2012 | 39043 | CROPLAND (NON-IRRIGATED, USD/HA) | 274.2865
2012 | 42049 | CROPLAND (NON-IRRIGATED, USD/HA) | 116.1393
2011 | 36029 | CROPLAND (NON-IRRIGATED, USD/HA) | 118.6104
2011 | 39043 | CROPLAND (NON-IRRIGATED, USD/HA) | 244.6339
2011 | 42049 | CROPLAND (NON-IRRIGATED, USD/HA) | 106.2552
2010 | 36029 | CROPLAND (NON-IRRIGATED, USD/HA) | 117.3749
2010 | 42049 | CROPLAND (NON-IRRIGATED, USD/HA) | 117.3749
2009 | 36029 | CROPLAND (NON-IRRIGATED, USD/HA) | 112.4328
2009 | 39043 | CROPLAND (NON-IRRIGATED, USD/HA) | 247.105
2009 | 42049 | CROPLAND (NON-IRRIGATED, USD/HA) | 118.6104
2008 | 36029 | CROPLAND (NON-IRRIGATED, USD/HA) | 111.1972
2008 | 39043 | CROPLAND (NON-IRRIGATED, USD/HA) | 245.8695
2008 | 42049 | CROPLAND (NON-IRRIGATED, USD/HA) | 106.2552
2024 | 1053 | CROPLAND (NON-IRRIGATED, USD/HA) | 233.5142
2023 | 1053 | CROPLAND (NON-IRRIGATED, USD/HA) | 232.2787
2023 | 12033 | CROPLAND (NON-IRRIGATED, USD/HA) | 286.6418
2022 | 1053 | CROPLAND (NON-IRRIGATED, USD/HA) | 197.684
2022 | 12033 | CROPLAND (NON-IRRIGATED, USD/HA) | 212.5103
2021 | 1053 | CROPLAND (NON-IRRIGATED, USD/HA) | 247.105
2021 | 12033 | CROPLAND (NON-IRRIGATED, USD/HA) | 252.0471
2020 | 1053 | CROPLAND (NON-IRRIGATED, USD/HA) | 252.0471
2020 | 12033 | CROPLAND (NON-IRRIGATED, USD/HA) | 249.5761
2019 | 1053 | CROPLAND (NON-IRRIGATED, USD/HA) | 247.105
2019 | 12033 | CROPLAND (NON-IRRIGATED, USD/HA) | 223.63
2017 | 1053 | CROPLAND (NON-IRRIGATED, USD/HA) | 218.6879
2017 | 12033 | CROPLAND (NON-IRRIGATED, USD/HA) | 216.2169
2016 | 1053 | CROPLAND (NON-IRRIGATED, USD/HA) | 211.2748
2016 | 12033 | CROPLAND (NON-IRRIGATED, USD/HA) | 227.3366
2014 | 1053 | CROPLAND (NON-IRRIGATED, USD/HA) | 160.6182
2014 | 12033 | CROPLAND (NON-IRRIGATED, USD/HA) | 217.4524
2013 | 1053 | CROPLAND (NON-IRRIGATED, USD/HA) | 189.0353
2013 | 12033 | CROPLAND (NON-IRRIGATED, USD/HA) | 206.3327
2012 | 1053 | CROPLAND (NON-IRRIGATED, USD/HA) | 187.7998
2012 | 12033 | CROPLAND (NON-IRRIGATED, USD/HA) | 189.0353
2011 | 1053 | CROPLAND (NON-IRRIGATED, USD/HA) | 197.684
2011 | 12033 | CROPLAND (NON-IRRIGATED, USD/HA) | 177.9156
2010 | 1053 | CROPLAND (NON-IRRIGATED, USD/HA) | 187.7998
2010 | 12033 | CROPLAND (NON-IRRIGATED, USD/HA) | 168.0314
2009 | 1053 | CROPLAND (NON-IRRIGATED, USD/HA) | 185.3287
2009 | 12033 | CROPLAND (NON-IRRIGATED, USD/HA) | 160.6182
2008 | 1053 | CROPLAND (NON-IRRIGATED, USD/HA) | 163.0893
2024 | 36031 | CROPLAND (NON-IRRIGATED, USD/HA) | 74.1315
2024 | 51057 | CROPLAND (NON-IRRIGATED, USD/HA) | 213.7458
2023 | 36031 | CROPLAND (NON-IRRIGATED, USD/HA) | 40.7723
2023 | 51057 | CROPLAND (NON-IRRIGATED, USD/HA) | 221.159
2022 | 36031 | CROPLAND (NON-IRRIGATED, USD/HA) | 53.1276
2022 | 51057 | CROPLAND (NON-IRRIGATED, USD/HA) | 211.2748
2021 | 36031 | CROPLAND (NON-IRRIGATED, USD/HA) | 58.0697
2021 | 51057 | CROPLAND (NON-IRRIGATED, USD/HA) | 219.9235
2020 | 51057 | CROPLAND (NON-IRRIGATED, USD/HA) | 210.0393
2019 | 51057 | CROPLAND (NON-IRRIGATED, USD/HA) | 197.684
2017 | 51057 | CROPLAND (NON-IRRIGATED, USD/HA) | 177.9156
2016 | 51057 | CROPLAND (NON-IRRIGATED, USD/HA) | 190.2708
2014 | 36031 | CROPLAND (NON-IRRIGATED, USD/HA) | 33.3592
2014 | 51057 | CROPLAND (NON-IRRIGATED, USD/HA) | 185.3287
2013 | 36031 | CROPLAND (NON-IRRIGATED, USD/HA) | 35.8302
2013 | 51057 | CROPLAND (NON-IRRIGATED, USD/HA) | 177.9156
2012 | 51057 | CROPLAND (NON-IRRIGATED, USD/HA) | 175.4445
2011 | 36031 | CROPLAND (NON-IRRIGATED, USD/HA) | 25.946
2011 | 51057 | CROPLAND (NON-IRRIGATED, USD/HA) | 168.0314
2010 | 51057 | CROPLAND (NON-IRRIGATED, USD/HA) | 150.734
2009 | 36031 | CROPLAND (NON-IRRIGATED, USD/HA) | 44.4789
2009 | 51057 | CROPLAND (NON-IRRIGATED, USD/HA) | 168.0314
2024 | 21065 | CROPLAND (NON-IRRIGATED, USD/HA) | 88.9578
2023 | 21065 | CROPLAND (NON-IRRIGATED, USD/HA) | 65.4828
2022 | 21065 | CROPLAND (NON-IRRIGATED, USD/HA) | 77.8381
2021 | 21065 | CROPLAND (NON-IRRIGATED, USD/HA) | 118.6104
2020 | 21065 | CROPLAND (NON-IRRIGATED, USD/HA) | 111.1972
2019 | 21065 | CROPLAND (NON-IRRIGATED, USD/HA) | 105.0196
2017 | 21065 | CROPLAND (NON-IRRIGATED, USD/HA) | 106.2552
2016 | 21065 | CROPLAND (NON-IRRIGATED, USD/HA) | 84.0157
2014 | 21065 | CROPLAND (NON-IRRIGATED, USD/HA) | 86.4868
2013 | 21065 | CROPLAND (NON-IRRIGATED, USD/HA) | 81.5447
2012 | 21065 | CROPLAND (NON-IRRIGATED, USD/HA) | 90.1933
2011 | 21065 | CROPLAND (NON-IRRIGATED, USD/HA) | 76.6025
2024 | 1055 | CROPLAND (NON-IRRIGATED, USD/HA) | 133.4367
2023 | 1055 | CROPLAND (NON-IRRIGATED, USD/HA) | 124.788
2022 | 1055 | CROPLAND (NON-IRRIGATED, USD/HA) | 119.8459
2021 | 1055 | CROPLAND (NON-IRRIGATED, USD/HA) | 100.0775
2020 | 1055 | CROPLAND (NON-IRRIGATED, USD/HA) | 119.8459
2019 | 1055 | CROPLAND (NON-IRRIGATED, USD/HA) | 105.0196
2017 | 1055 | CROPLAND (NON-IRRIGATED, USD/HA) | 71.6604
2016 | 1055 | CROPLAND (NON-IRRIGATED, USD/HA) | 90.1933
2014 | 1055 | CROPLAND (NON-IRRIGATED, USD/HA) | 88.9578
2013 | 1055 | CROPLAND (NON-IRRIGATED, USD/HA) | 60.5407
2012 | 1055 | CROPLAND (NON-IRRIGATED, USD/HA) | 91.4288
2011 | 1055 | CROPLAND (NON-IRRIGATED, USD/HA) | 93.8999
2010 | 1055 | CROPLAND (NON-IRRIGATED, USD/HA) | 86.4868
2009 | 1055 | CROPLAND (NON-IRRIGATED, USD/HA) | 69.1894
2024 | 22039 | CROPLAND (NON-IRRIGATED, USD/HA) | 238.4563
2023 | 22039 | CROPLAND (NON-IRRIGATED, USD/HA) | 158.1472
2022 | 22039 | CROPLAND (NON-IRRIGATED, USD/HA) | 147.0275
2021 | 22039 | CROPLAND (NON-IRRIGATED, USD/HA) | 176.6801
2020 | 22039 | CROPLAND (NON-IRRIGATED, USD/HA) | 137.1433
2019 | 22039 | CROPLAND (NON-IRRIGATED, USD/HA) | 140.8499
2017 | 22039 | CROPLAND (NON-IRRIGATED, USD/HA) | 93.8999
2016 | 22039 | CROPLAND (NON-IRRIGATED, USD/HA) | 252.0471
2014 | 22039 | CROPLAND (NON-IRRIGATED, USD/HA) | 106.2552
2013 | 22039 | CROPLAND (NON-IRRIGATED, USD/HA) | 91.4288
2012 | 22039 | CROPLAND (NON-IRRIGATED, USD/HA) | 93.8999
2011 | 22039 | CROPLAND (NON-IRRIGATED, USD/HA) | 101.3131
2010 | 22039 | CROPLAND (NON-IRRIGATED, USD/HA) | 84.0157
2009 | 22039 | CROPLAND (NON-IRRIGATED, USD/HA) | 111.1972
2023 | 13109 | CROPLAND (NON-IRRIGATED, USD/HA) | 140.8499
2013 | 13109 | CROPLAND (NON-IRRIGATED, USD/HA) | 126.0236
2012 | 13109 | CROPLAND (NON-IRRIGATED, USD/HA) | 128.4946
2011 | 13109 | CROPLAND (NON-IRRIGATED, USD/HA) | 114.9038
2010 | 13109 | CROPLAND (NON-IRRIGATED, USD/HA) | 79.0736
2009 | 13109 | CROPLAND (NON-IRRIGATED, USD/HA) | 92.6644
2024 | 39045 | CROPLAND (NON-IRRIGATED, USD/HA) | 420.0785
2024 | 45039 | CROPLAND (NON-IRRIGATED, USD/HA) | 30.8881
2023 | 39045 | CROPLAND (NON-IRRIGATED, USD/HA) | 434.9048
2022 | 39045 | CROPLAND (NON-IRRIGATED, USD/HA) | 400.3101
2022 | 45039 | CROPLAND (NON-IRRIGATED, USD/HA) | 23.9692
2021 | 39045 | CROPLAND (NON-IRRIGATED, USD/HA) | 385.4838
2020 | 39045 | CROPLAND (NON-IRRIGATED, USD/HA) | 378.0707
2020 | 45039 | CROPLAND (NON-IRRIGATED, USD/HA) | 39.5368
2019 | 39045 | CROPLAND (NON-IRRIGATED, USD/HA) | 400.3101
2019 | 45039 | CROPLAND (NON-IRRIGATED, USD/HA) | 40.7723
2017 | 39045 | CROPLAND (NON-IRRIGATED, USD/HA) | 383.0127
2017 | 45039 | CROPLAND (NON-IRRIGATED, USD/HA) | 33.3592
2016 | 39045 | CROPLAND (NON-IRRIGATED, USD/HA) | 345.947
2016 | 45039 | CROPLAND (NON-IRRIGATED, USD/HA) | 38.3013
2014 | 39045 | CROPLAND (NON-IRRIGATED, USD/HA) | 348.418
2014 | 45039 | CROPLAND (NON-IRRIGATED, USD/HA) | 38.3013
2013 | 39045 | CROPLAND (NON-IRRIGATED, USD/HA) | 348.418
2013 | 45039 | CROPLAND (NON-IRRIGATED, USD/HA) | 53.1276
2012 | 39045 | CROPLAND (NON-IRRIGATED, USD/HA) | 303.9391
2011 | 39045 | CROPLAND (NON-IRRIGATED, USD/HA) | 252.0471
2010 | 39045 | CROPLAND (NON-IRRIGATED, USD/HA) | 211.2748
2010 | 45039 | CROPLAND (NON-IRRIGATED, USD/HA) | 58.0697
2009 | 39045 | CROPLAND (NON-IRRIGATED, USD/HA) | 207.5682
2008 | 39045 | CROPLAND (NON-IRRIGATED, USD/HA) | 197.684
2024 | 46047 | CROPLAND (NON-IRRIGATED, USD/HA) | 65.4828
2021 | 46047 | CROPLAND (NON-IRRIGATED, USD/HA) | 54.3631
2020 | 46047 | CROPLAND (NON-IRRIGATED, USD/HA) | 53.1276
2019 | 46047 | CROPLAND (NON-IRRIGATED, USD/HA) | 60.5407
2017 | 46047 | CROPLAND (NON-IRRIGATED, USD/HA) | 39.5368
2012 | 46047 | CROPLAND (NON-IRRIGATED, USD/HA) | 45.7144
2011 | 46047 | CROPLAND (NON-IRRIGATED, USD/HA) | 45.7144
2010 | 46047 | CROPLAND (NON-IRRIGATED, USD/HA) | 51.892
2009 | 46047 | CROPLAND (NON-IRRIGATED, USD/HA) | 34.5947
2024 | 30025 | CROPLAND (NON-IRRIGATED, USD/HA) | 42.0078
2023 | 30025 | CROPLAND (NON-IRRIGATED, USD/HA) | 54.3631
2022 | 30025 | CROPLAND (NON-IRRIGATED, USD/HA) | 56.8342
2021 | 30025 | CROPLAND (NON-IRRIGATED, USD/HA) | 59.3052
2020 | 30025 | CROPLAND (NON-IRRIGATED, USD/HA) | 51.892
2019 | 30025 | CROPLAND (NON-IRRIGATED, USD/HA) | 51.892
2017 | 30025 | CROPLAND (NON-IRRIGATED, USD/HA) | 43.2434
2016 | 30025 | CROPLAND (NON-IRRIGATED, USD/HA) | 45.7144
2014 | 30025 | CROPLAND (NON-IRRIGATED, USD/HA) | 46.95
2013 | 30025 | CROPLAND (NON-IRRIGATED, USD/HA) | 38.3013
2012 | 30025 | CROPLAND (NON-IRRIGATED, USD/HA) | 40.7723
2010 | 30025 | CROPLAND (NON-IRRIGATED, USD/HA) | 32.1236
2009 | 30025 | CROPLAND (NON-IRRIGATED, USD/HA) | 32.1236
2024 | 48145 | CROPLAND (NON-IRRIGATED, USD/HA) | 74.1315
2023 | 48145 | CROPLAND (NON-IRRIGATED, USD/HA) | 97.6065
2022 | 48145 | CROPLAND (NON-IRRIGATED, USD/HA) | 85.2512
2021 | 48145 | CROPLAND (NON-IRRIGATED, USD/HA) | 96.3709
2020 | 48145 | CROPLAND (NON-IRRIGATED, USD/HA) | 88.9578
2019 | 48145 | CROPLAND (NON-IRRIGATED, USD/HA) | 92.6644
2017 | 48145 | CROPLAND (NON-IRRIGATED, USD/HA) | 93.8999
2014 | 48145 | CROPLAND (NON-IRRIGATED, USD/HA) | 85.2512
2013 | 48145 | CROPLAND (NON-IRRIGATED, USD/HA) | 80.3091
2012 | 48145 | CROPLAND (NON-IRRIGATED, USD/HA) | 93.8999
2011 | 48145 | CROPLAND (NON-IRRIGATED, USD/HA) | 128.4946
2010 | 48145 | CROPLAND (NON-IRRIGATED, USD/HA) | 80.3091
2009 | 48145 | CROPLAND (NON-IRRIGATED, USD/HA) | 74.1315
2008 | 48145 | CROPLAND (NON-IRRIGATED, USD/HA) | 59.3052
2024 | 48147 | CROPLAND (NON-IRRIGATED, USD/HA) | 86.4868
2023 | 48147 | CROPLAND (NON-IRRIGATED, USD/HA) | 69.1894
2022 | 48147 | CROPLAND (NON-IRRIGATED, USD/HA) | 69.1894
2021 | 48147 | CROPLAND (NON-IRRIGATED, USD/HA) | 50.6565
2020 | 48147 | CROPLAND (NON-IRRIGATED, USD/HA) | 59.3052
2019 | 48147 | CROPLAND (NON-IRRIGATED, USD/HA) | 55.5986
2017 | 48147 | CROPLAND (NON-IRRIGATED, USD/HA) | 45.7144
2016 | 48147 | CROPLAND (NON-IRRIGATED, USD/HA) | 51.892
2014 | 48147 | CROPLAND (NON-IRRIGATED, USD/HA) | 51.892
2013 | 48147 | CROPLAND (NON-IRRIGATED, USD/HA) | 50.6565
2012 | 48147 | CROPLAND (NON-IRRIGATED, USD/HA) | 54.3631
2011 | 48147 | CROPLAND (NON-IRRIGATED, USD/HA) | 51.892
2010 | 48147 | CROPLAND (NON-IRRIGATED, USD/HA) | 54.3631
2009 | 48147 | CROPLAND (NON-IRRIGATED, USD/HA) | 51.892
2008 | 48147 | CROPLAND (NON-IRRIGATED, USD/HA) | 49.421
2023 | 27043 | CROPLAND (NON-IRRIGATED, USD/HA) | 672.1256
2021 | 27043 | CROPLAND (NON-IRRIGATED, USD/HA) | 585.6389
2020 | 27043 | CROPLAND (NON-IRRIGATED, USD/HA) | 551.0441
2019 | 27043 | CROPLAND (NON-IRRIGATED, USD/HA) | 526.3337
2017 | 27043 | CROPLAND (NON-IRRIGATED, USD/HA) | 541.1599
2016 | 27043 | CROPLAND (NON-IRRIGATED, USD/HA) | 588.1099
2014 | 27043 | CROPLAND (NON-IRRIGATED, USD/HA) | 652.3572
2013 | 27043 | CROPLAND (NON-IRRIGATED, USD/HA) | 664.7124
2012 | 27043 | CROPLAND (NON-IRRIGATED, USD/HA) | 528.8047
2011 | 27043 | CROPLAND (NON-IRRIGATED, USD/HA) | 489.2679
2010 | 27043 | CROPLAND (NON-IRRIGATED, USD/HA) | 405.2522
2009 | 27043 | CROPLAND (NON-IRRIGATED, USD/HA) | 383.0127
2008 | 27043 | CROPLAND (NON-IRRIGATED, USD/HA) | 392.897
2024 | 46049 | CROPLAND (NON-IRRIGATED, USD/HA) | 254.5181
2023 | 46049 | CROPLAND (NON-IRRIGATED, USD/HA) | 252.0471
2022 | 46049 | CROPLAND (NON-IRRIGATED, USD/HA) | 239.6918
2021 | 46049 | CROPLAND (NON-IRRIGATED, USD/HA) | 238.4563
2020 | 46049 | CROPLAND (NON-IRRIGATED, USD/HA) | 240.9274
2019 | 46049 | CROPLAND (NON-IRRIGATED, USD/HA) | 237.2208
2017 | 46049 | CROPLAND (NON-IRRIGATED, USD/HA) | 212.5103
2016 | 46049 | CROPLAND (NON-IRRIGATED, USD/HA) | 240.9274
2014 | 46049 | CROPLAND (NON-IRRIGATED, USD/HA) | 212.5103
2013 | 46049 | CROPLAND (NON-IRRIGATED, USD/HA) | 202.6261
2012 | 46049 | CROPLAND (NON-IRRIGATED, USD/HA) | 163.0893
2011 | 46049 | CROPLAND (NON-IRRIGATED, USD/HA) | 153.2051
2010 | 46049 | CROPLAND (NON-IRRIGATED, USD/HA) | 132.2012
2009 | 46049 | CROPLAND (NON-IRRIGATED, USD/HA) | 134.6722
2008 | 46049 | CROPLAND (NON-IRRIGATED, USD/HA) | 122.317
2024 | 5045 | CROPLAND (NON-IRRIGATED, USD/HA) | 82.7802
2023 | 5045 | CROPLAND (NON-IRRIGATED, USD/HA) | 72.896
2022 | 5045 | CROPLAND (NON-IRRIGATED, USD/HA) | 54.3631
2021 | 5045 | CROPLAND (NON-IRRIGATED, USD/HA) | 74.1315
2020 | 5045 | CROPLAND (NON-IRRIGATED, USD/HA) | 54.3631
2019 | 5045 | CROPLAND (NON-IRRIGATED, USD/HA) | 76.6025
2017 | 5045 | CROPLAND (NON-IRRIGATED, USD/HA) | 71.6604
2016 | 5045 | CROPLAND (NON-IRRIGATED, USD/HA) | 80.3091
2014 | 5045 | CROPLAND (NON-IRRIGATED, USD/HA) | 54.3631
2013 | 5045 | CROPLAND (NON-IRRIGATED, USD/HA) | 42.0078
2011 | 5045 | CROPLAND (NON-IRRIGATED, USD/HA) | 48.1855
2010 | 5045 | CROPLAND (NON-IRRIGATED, USD/HA) | 72.896
2009 | 5045 | CROPLAND (NON-IRRIGATED, USD/HA) | 88.9578
2024 | 51061 | CROPLAND (NON-IRRIGATED, USD/HA) | 159.3827
2023 | 51061 | CROPLAND (NON-IRRIGATED, USD/HA) | 153.2051
2022 | 51061 | CROPLAND (NON-IRRIGATED, USD/HA) | 142.0854
2021 | 51061 | CROPLAND (NON-IRRIGATED, USD/HA) | 140.8499
2020 | 51061 | CROPLAND (NON-IRRIGATED, USD/HA) | 132.2012
2019 | 51061 | CROPLAND (NON-IRRIGATED, USD/HA) | 138.3788
2017 | 51061 | CROPLAND (NON-IRRIGATED, USD/HA) | 121.0815
2016 | 51061 | CROPLAND (NON-IRRIGATED, USD/HA) | 108.7262
2014 | 51061 | CROPLAND (NON-IRRIGATED, USD/HA) | 88.9578
2013 | 51061 | CROPLAND (NON-IRRIGATED, USD/HA) | 75.367
2012 | 51061 | CROPLAND (NON-IRRIGATED, USD/HA) | 84.0157
2011 | 51061 | CROPLAND (NON-IRRIGATED, USD/HA) | 93.8999
2010 | 51061 | CROPLAND (NON-IRRIGATED, USD/HA) | 92.6644
2009 | 51061 | CROPLAND (NON-IRRIGATED, USD/HA) | 90.1933
2008 | 51061 | CROPLAND (NON-IRRIGATED, USD/HA) | 71.6604
2024 | 1057 | CROPLAND (NON-IRRIGATED, USD/HA) | 87.7223
2024 | 17051 | CROPLAND (NON-IRRIGATED, USD/HA) | 469.4995
2024 | 18041 | CROPLAND (NON-IRRIGATED, USD/HA) | 543.631
2024 | 19065 | CROPLAND (NON-IRRIGATED, USD/HA) | 691.894
2024 | 21067 | CROPLAND (NON-IRRIGATED, USD/HA) | 227.3366
2024 | 39047 | CROPLAND (NON-IRRIGATED, USD/HA) | 588.1099
2024 | 42051 | CROPLAND (NON-IRRIGATED, USD/HA) | 70.4249
2024 | 47047 | CROPLAND (NON-IRRIGATED, USD/HA) | 223.63
2024 | 48149 | CROPLAND (NON-IRRIGATED, USD/HA) | 65.4828
2023 | 1057 | CROPLAND (NON-IRRIGATED, USD/HA) | 118.6104
2023 | 17051 | CROPLAND (NON-IRRIGATED, USD/HA) | 496.681
2023 | 18041 | CROPLAND (NON-IRRIGATED, USD/HA) | 509.0363
2023 | 19065 | CROPLAND (NON-IRRIGATED, USD/HA) | 657.2993
2023 | 21067 | CROPLAND (NON-IRRIGATED, USD/HA) | 237.2208
2023 | 39047 | CROPLAND (NON-IRRIGATED, USD/HA) | 555.9863
2023 | 42051 | CROPLAND (NON-IRRIGATED, USD/HA) | 76.6025
2023 | 47047 | CROPLAND (NON-IRRIGATED, USD/HA) | 234.7498
2023 | 48149 | CROPLAND (NON-IRRIGATED, USD/HA) | 55.5986
2022 | 1057 | CROPLAND (NON-IRRIGATED, USD/HA) | 87.7223
2022 | 17051 | CROPLAND (NON-IRRIGATED, USD/HA) | 425.0206
2022 | 18041 | CROPLAND (NON-IRRIGATED, USD/HA) | 476.9126
2022 | 19065 | CROPLAND (NON-IRRIGATED, USD/HA) | 625.1757
2022 | 21067 | CROPLAND (NON-IRRIGATED, USD/HA) | 210.0393
2022 | 39047 | CROPLAND (NON-IRRIGATED, USD/HA) | 560.9284
2022 | 42051 | CROPLAND (NON-IRRIGATED, USD/HA) | 76.6025
2022 | 47047 | CROPLAND (NON-IRRIGATED, USD/HA) | 192.7419
2022 | 48149 | CROPLAND (NON-IRRIGATED, USD/HA) | 44.4789
2021 | 1057 | CROPLAND (NON-IRRIGATED, USD/HA) | 67.9539
2021 | 17051 | CROPLAND (NON-IRRIGATED, USD/HA) | 422.5496
2021 | 18041 | CROPLAND (NON-IRRIGATED, USD/HA) | 457.1442
2021 | 19065 | CROPLAND (NON-IRRIGATED, USD/HA) | 565.8705
2021 | 21067 | CROPLAND (NON-IRRIGATED, USD/HA) | 221.159
2021 | 39047 | CROPLAND (NON-IRRIGATED, USD/HA) | 521.3915
2021 | 42051 | CROPLAND (NON-IRRIGATED, USD/HA) | 66.7184
2021 | 47047 | CROPLAND (NON-IRRIGATED, USD/HA) | 207.5682
2021 | 48149 | CROPLAND (NON-IRRIGATED, USD/HA) | 67.9539
2020 | 1057 | CROPLAND (NON-IRRIGATED, USD/HA) | 97.6065
2020 | 17051 | CROPLAND (NON-IRRIGATED, USD/HA) | 427.4916
2020 | 18041 | CROPLAND (NON-IRRIGATED, USD/HA) | 459.6153
2020 | 19065 | CROPLAND (NON-IRRIGATED, USD/HA) | 593.052
2020 | 21067 | CROPLAND (NON-IRRIGATED, USD/HA) | 227.3366
2020 | 39047 | CROPLAND (NON-IRRIGATED, USD/HA) | 504.0942
2020 | 42051 | CROPLAND (NON-IRRIGATED, USD/HA) | 65.4828
2020 | 47047 | CROPLAND (NON-IRRIGATED, USD/HA) | 197.684
2020 | 48149 | CROPLAND (NON-IRRIGATED, USD/HA) | 63.0118
2019 | 1057 | CROPLAND (NON-IRRIGATED, USD/HA) | 66.7184
2019 | 17051 | CROPLAND (NON-IRRIGATED, USD/HA) | 402.7811
2019 | 18041 | CROPLAND (NON-IRRIGATED, USD/HA) | 447.26
2019 | 19065 | CROPLAND (NON-IRRIGATED, USD/HA) | 593.052
2019 | 21067 | CROPLAND (NON-IRRIGATED, USD/HA) | 252.0471
2019 | 39047 | CROPLAND (NON-IRRIGATED, USD/HA) | 501.6232
2019 | 42051 | CROPLAND (NON-IRRIGATED, USD/HA) | 67.9539
2019 | 47047 | CROPLAND (NON-IRRIGATED, USD/HA) | 202.6261
2019 | 48149 | CROPLAND (NON-IRRIGATED, USD/HA) | 56.8342
2017 | 1057 | CROPLAND (NON-IRRIGATED, USD/HA) | 75.367
2017 | 18041 | CROPLAND (NON-IRRIGATED, USD/HA) | 432.4337
2017 | 19065 | CROPLAND (NON-IRRIGATED, USD/HA) | 597.9941
2017 | 21067 | CROPLAND (NON-IRRIGATED, USD/HA) | 289.1128
2017 | 39047 | CROPLAND (NON-IRRIGATED, USD/HA) | 489.2679
2017 | 42051 | CROPLAND (NON-IRRIGATED, USD/HA) | 75.367
2017 | 47047 | CROPLAND (NON-IRRIGATED, USD/HA) | 202.6261
2017 | 48149 | CROPLAND (NON-IRRIGATED, USD/HA) | 56.8342
2016 | 1057 | CROPLAND (NON-IRRIGATED, USD/HA) | 55.5986
2016 | 17051 | CROPLAND (NON-IRRIGATED, USD/HA) | 360.7733
2016 | 18041 | CROPLAND (NON-IRRIGATED, USD/HA) | 447.26
2016 | 19065 | CROPLAND (NON-IRRIGATED, USD/HA) | 590.581
2016 | 21067 | CROPLAND (NON-IRRIGATED, USD/HA) | 338.5338
2016 | 39047 | CROPLAND (NON-IRRIGATED, USD/HA) | 439.8469
2016 | 42051 | CROPLAND (NON-IRRIGATED, USD/HA) | 64.2473
2016 | 47047 | CROPLAND (NON-IRRIGATED, USD/HA) | 172.9735
2016 | 48149 | CROPLAND (NON-IRRIGATED, USD/HA) | 63.0118
2014 | 1057 | CROPLAND (NON-IRRIGATED, USD/HA) | 75.367
2014 | 17051 | CROPLAND (NON-IRRIGATED, USD/HA) | 363.2443
2014 | 18041 | CROPLAND (NON-IRRIGATED, USD/HA) | 444.789
2014 | 19065 | CROPLAND (NON-IRRIGATED, USD/HA) | 642.473
2014 | 21067 | CROPLAND (NON-IRRIGATED, USD/HA) | 350.8891
2014 | 39047 | CROPLAND (NON-IRRIGATED, USD/HA) | 434.9048
2014 | 42051 | CROPLAND (NON-IRRIGATED, USD/HA) | 55.5986
2014 | 47047 | CROPLAND (NON-IRRIGATED, USD/HA) | 165.5603
2013 | 1057 | CROPLAND (NON-IRRIGATED, USD/HA) | 66.7184
2013 | 17051 | CROPLAND (NON-IRRIGATED, USD/HA) | 373.1286
2013 | 18041 | CROPLAND (NON-IRRIGATED, USD/HA) | 392.897
2013 | 19065 | CROPLAND (NON-IRRIGATED, USD/HA) | 625.1757
2013 | 21067 | CROPLAND (NON-IRRIGATED, USD/HA) | 291.5839
2013 | 39047 | CROPLAND (NON-IRRIGATED, USD/HA) | 434.9048
2013 | 42051 | CROPLAND (NON-IRRIGATED, USD/HA) | 58.0697
2013 | 47047 | CROPLAND (NON-IRRIGATED, USD/HA) | 177.9156
2013 | 48149 | CROPLAND (NON-IRRIGATED, USD/HA) | 44.4789
2012 | 1057 | CROPLAND (NON-IRRIGATED, USD/HA) | 74.1315
2012 | 17051 | CROPLAND (NON-IRRIGATED, USD/HA) | 355.8312
2012 | 18041 | CROPLAND (NON-IRRIGATED, USD/HA) | 392.897
2012 | 19065 | CROPLAND (NON-IRRIGATED, USD/HA) | 568.3415
2012 | 21067 | CROPLAND (NON-IRRIGATED, USD/HA) | 294.055
2012 | 39047 | CROPLAND (NON-IRRIGATED, USD/HA) | 360.7733
2012 | 42051 | CROPLAND (NON-IRRIGATED, USD/HA) | 60.5407
2012 | 47047 | CROPLAND (NON-IRRIGATED, USD/HA) | 190.2708
2012 | 48149 | CROPLAND (NON-IRRIGATED, USD/HA) | 56.8342
2011 | 1057 | CROPLAND (NON-IRRIGATED, USD/HA) | 80.3091
2011 | 17051 | CROPLAND (NON-IRRIGATED, USD/HA) | 316.2944
2011 | 19065 | CROPLAND (NON-IRRIGATED, USD/HA) | 452.2022
2011 | 21067 | CROPLAND (NON-IRRIGATED, USD/HA) | 185.3287
2011 | 39047 | CROPLAND (NON-IRRIGATED, USD/HA) | 311.3523
2011 | 42051 | CROPLAND (NON-IRRIGATED, USD/HA) | 60.5407
2011 | 47047 | CROPLAND (NON-IRRIGATED, USD/HA) | 176.6801
2011 | 48149 | CROPLAND (NON-IRRIGATED, USD/HA) | 60.5407
2010 | 1057 | CROPLAND (NON-IRRIGATED, USD/HA) | 81.5447
2010 | 17051 | CROPLAND (NON-IRRIGATED, USD/HA) | 276.7576
2010 | 18041 | CROPLAND (NON-IRRIGATED, USD/HA) | 318.7654
2010 | 19065 | CROPLAND (NON-IRRIGATED, USD/HA) | 452.2022
2010 | 21067 | CROPLAND (NON-IRRIGATED, USD/HA) | 163.0893
2010 | 39047 | CROPLAND (NON-IRRIGATED, USD/HA) | 313.8234
2010 | 42051 | CROPLAND (NON-IRRIGATED, USD/HA) | 46.95
2010 | 47047 | CROPLAND (NON-IRRIGATED, USD/HA) | 177.9156
2010 | 48149 | CROPLAND (NON-IRRIGATED, USD/HA) | 60.5407
2009 | 1057 | CROPLAND (NON-IRRIGATED, USD/HA) | 79.0736
2009 | 17051 | CROPLAND (NON-IRRIGATED, USD/HA) | 269.3444
2009 | 18041 | CROPLAND (NON-IRRIGATED, USD/HA) | 311.3523
2009 | 19065 | CROPLAND (NON-IRRIGATED, USD/HA) | 425.0206
2009 | 21067 | CROPLAND (NON-IRRIGATED, USD/HA) | 185.3287
2009 | 39047 | CROPLAND (NON-IRRIGATED, USD/HA) | 313.8234
2009 | 42051 | CROPLAND (NON-IRRIGATED, USD/HA) | 53.1276
2009 | 47047 | CROPLAND (NON-IRRIGATED, USD/HA) | 172.9735
2009 | 48149 | CROPLAND (NON-IRRIGATED, USD/HA) | 67.9539
2008 | 17051 | CROPLAND (NON-IRRIGATED, USD/HA) | 269.3444
2008 | 18041 | CROPLAND (NON-IRRIGATED, USD/HA) | 331.1207
2008 | 19065 | CROPLAND (NON-IRRIGATED, USD/HA) | 417.6074
2008 | 39047 | CROPLAND (NON-IRRIGATED, USD/HA) | 316.2944
2008 | 47047 | CROPLAND (NON-IRRIGATED, USD/HA) | 172.9735
2008 | 48149 | CROPLAND (NON-IRRIGATED, USD/HA) | 64.2473
2024 | 47049 | CROPLAND (NON-IRRIGATED, USD/HA) | 103.7841
2023 | 47049 | CROPLAND (NON-IRRIGATED, USD/HA) | 105.0196
2022 | 47049 | CROPLAND (NON-IRRIGATED, USD/HA) | 96.3709
2021 | 47049 | CROPLAND (NON-IRRIGATED, USD/HA) | 95.1354
2020 | 47049 | CROPLAND (NON-IRRIGATED, USD/HA) | 101.3131
2019 | 47049 | CROPLAND (NON-IRRIGATED, USD/HA) | 126.0236
2017 | 47049 | CROPLAND (NON-IRRIGATED, USD/HA) | 101.3131
2016 | 47049 | CROPLAND (NON-IRRIGATED, USD/HA) | 150.734
2014 | 47049 | CROPLAND (NON-IRRIGATED, USD/HA) | 126.0236
2013 | 47049 | CROPLAND (NON-IRRIGATED, USD/HA) | 103.7841
2012 | 47049 | CROPLAND (NON-IRRIGATED, USD/HA) | 106.2552
2011 | 47049 | CROPLAND (NON-IRRIGATED, USD/HA) | 93.8999
2010 | 47049 | CROPLAND (NON-IRRIGATED, USD/HA) | 98.842
2009 | 47049 | CROPLAND (NON-IRRIGATED, USD/HA) | 77.8381
2024 | 30027 | CROPLAND (NON-IRRIGATED, USD/HA) | 75.367
2023 | 30027 | CROPLAND (NON-IRRIGATED, USD/HA) | 69.1894
2022 | 30027 | CROPLAND (NON-IRRIGATED, USD/HA) | 80.3091
2021 | 30027 | CROPLAND (NON-IRRIGATED, USD/HA) | 64.2473
2020 | 30027 | CROPLAND (NON-IRRIGATED, USD/HA) | 71.6604
2019 | 30027 | CROPLAND (NON-IRRIGATED, USD/HA) | 61.7762
2017 | 30027 | CROPLAND (NON-IRRIGATED, USD/HA) | 56.8342
2016 | 30027 | CROPLAND (NON-IRRIGATED, USD/HA) | 65.4828
2014 | 30027 | CROPLAND (NON-IRRIGATED, USD/HA) | 60.5407
2013 | 30027 | CROPLAND (NON-IRRIGATED, USD/HA) | 61.7762
2012 | 30027 | CROPLAND (NON-IRRIGATED, USD/HA) | 63.0118
2011 | 30027 | CROPLAND (NON-IRRIGATED, USD/HA) | 51.892
2010 | 30027 | CROPLAND (NON-IRRIGATED, USD/HA) | 56.8342
2009 | 30027 | CROPLAND (NON-IRRIGATED, USD/HA) | 54.3631
2008 | 30027 | CROPLAND (NON-IRRIGATED, USD/HA) | 50.6565
2020 | 53019 | CROPLAND (NON-IRRIGATED, USD/HA) | 51.892
2024 | 27045 | CROPLAND (NON-IRRIGATED, USD/HA) | 570.8125
2024 | 31059 | CROPLAND (NON-IRRIGATED, USD/HA) | 407.7233
2023 | 27045 | CROPLAND (NON-IRRIGATED, USD/HA) | 578.2257
2023 | 31059 | CROPLAND (NON-IRRIGATED, USD/HA) | 380.5417
2022 | 27045 | CROPLAND (NON-IRRIGATED, USD/HA) | 528.8047
2022 | 31059 | CROPLAND (NON-IRRIGATED, USD/HA) | 397.839
2021 | 27045 | CROPLAND (NON-IRRIGATED, USD/HA) | 523.8626
2021 | 31059 | CROPLAND (NON-IRRIGATED, USD/HA) | 387.9549
2020 | 27045 | CROPLAND (NON-IRRIGATED, USD/HA) | 471.9706
2020 | 31059 | CROPLAND (NON-IRRIGATED, USD/HA) | 358.3023
2019 | 27045 | CROPLAND (NON-IRRIGATED, USD/HA) | 513.9784
2019 | 31059 | CROPLAND (NON-IRRIGATED, USD/HA) | 336.0628
2017 | 27045 | CROPLAND (NON-IRRIGATED, USD/HA) | 471.9706
2017 | 31059 | CROPLAND (NON-IRRIGATED, USD/HA) | 341.0049
2016 | 27045 | CROPLAND (NON-IRRIGATED, USD/HA) | 528.8047
2016 | 31059 | CROPLAND (NON-IRRIGATED, USD/HA) | 328.6497
2014 | 27045 | CROPLAND (NON-IRRIGATED, USD/HA) | 583.1678
2014 | 31059 | CROPLAND (NON-IRRIGATED, USD/HA) | 331.1207
2013 | 27045 | CROPLAND (NON-IRRIGATED, USD/HA) | 605.4072
2013 | 31059 | CROPLAND (NON-IRRIGATED, USD/HA) | 338.5338
2012 | 27045 | CROPLAND (NON-IRRIGATED, USD/HA) | 459.6153
2012 | 31059 | CROPLAND (NON-IRRIGATED, USD/HA) | 323.7075
2011 | 27045 | CROPLAND (NON-IRRIGATED, USD/HA) | 434.9048
2011 | 31059 | CROPLAND (NON-IRRIGATED, USD/HA) | 256.9892
2010 | 27045 | CROPLAND (NON-IRRIGATED, USD/HA) | 348.418
2010 | 31059 | CROPLAND (NON-IRRIGATED, USD/HA) | 237.2208
2009 | 27045 | CROPLAND (NON-IRRIGATED, USD/HA) | 368.1864
2009 | 31059 | CROPLAND (NON-IRRIGATED, USD/HA) | 239.6918
2008 | 27045 | CROPLAND (NON-IRRIGATED, USD/HA) | 353.3601
2008 | 31059 | CROPLAND (NON-IRRIGATED, USD/HA) | 249.5761
2024 | 20055 | CROPLAND (NON-IRRIGATED, USD/HA) | 111.1972
2023 | 20055 | CROPLAND (NON-IRRIGATED, USD/HA) | 101.3131
2022 | 20055 | CROPLAND (NON-IRRIGATED, USD/HA) | 109.9617
2021 | 20055 | CROPLAND (NON-IRRIGATED, USD/HA) | 101.3131
2020 | 20055 | CROPLAND (NON-IRRIGATED, USD/HA) | 86.4868
2019 | 20055 | CROPLAND (NON-IRRIGATED, USD/HA) | 93.8999
2016 | 20055 | CROPLAND (NON-IRRIGATED, USD/HA) | 86.4868
2011 | 20055 | CROPLAND (NON-IRRIGATED, USD/HA) | 84.0157
2010 | 20055 | CROPLAND (NON-IRRIGATED, USD/HA) | 85.2512
2009 | 20055 | CROPLAND (NON-IRRIGATED, USD/HA) | 87.7223
2024 | 48151 | CROPLAND (NON-IRRIGATED, USD/HA) | 81.5447
2023 | 48151 | CROPLAND (NON-IRRIGATED, USD/HA) | 71.6604
2022 | 48151 | CROPLAND (NON-IRRIGATED, USD/HA) | 66.7184
2021 | 48151 | CROPLAND (NON-IRRIGATED, USD/HA) | 69.1894
2020 | 48151 | CROPLAND (NON-IRRIGATED, USD/HA) | 79.0736
2019 | 48151 | CROPLAND (NON-IRRIGATED, USD/HA) | 69.1894
2017 | 48151 | CROPLAND (NON-IRRIGATED, USD/HA) | 61.7762
2016 | 48151 | CROPLAND (NON-IRRIGATED, USD/HA) | 61.7762
2014 | 48151 | CROPLAND (NON-IRRIGATED, USD/HA) | 70.4249
2013 | 48151 | CROPLAND (NON-IRRIGATED, USD/HA) | 63.0118
2012 | 48151 | CROPLAND (NON-IRRIGATED, USD/HA) | 61.7762
2011 | 48151 | CROPLAND (NON-IRRIGATED, USD/HA) | 58.0697
2010 | 48151 | CROPLAND (NON-IRRIGATED, USD/HA) | 60.5407
2009 | 48151 | CROPLAND (NON-IRRIGATED, USD/HA) | 55.5986
2008 | 48151 | CROPLAND (NON-IRRIGATED, USD/HA) | 54.3631
2024 | 30029 | CROPLAND (NON-IRRIGATED, USD/HA) | 100.0775
2023 | 30029 | CROPLAND (NON-IRRIGATED, USD/HA) | 88.9578
2022 | 30029 | CROPLAND (NON-IRRIGATED, USD/HA) | 82.7802
2021 | 30029 | CROPLAND (NON-IRRIGATED, USD/HA) | 84.0157
2020 | 30029 | CROPLAND (NON-IRRIGATED, USD/HA) | 91.4288
2019 | 30029 | CROPLAND (NON-IRRIGATED, USD/HA) | 91.4288
2017 | 30029 | CROPLAND (NON-IRRIGATED, USD/HA) | 84.0157
2016 | 30029 | CROPLAND (NON-IRRIGATED, USD/HA) | 87.7223
2014 | 30029 | CROPLAND (NON-IRRIGATED, USD/HA) | 90.1933
2013 | 30029 | CROPLAND (NON-IRRIGATED, USD/HA) | 90.1933
2009 | 30029 | CROPLAND (NON-IRRIGATED, USD/HA) | 75.367
2024 | 21069 | CROPLAND (NON-IRRIGATED, USD/HA) | 338.5338
2023 | 21069 | CROPLAND (NON-IRRIGATED, USD/HA) | 301.4681
2022 | 21069 | CROPLAND (NON-IRRIGATED, USD/HA) | 306.4102
2021 | 21069 | CROPLAND (NON-IRRIGATED, USD/HA) | 279.2287
2020 | 21069 | CROPLAND (NON-IRRIGATED, USD/HA) | 259.4602
2019 | 21069 | CROPLAND (NON-IRRIGATED, USD/HA) | 259.4602
2017 | 21069 | CROPLAND (NON-IRRIGATED, USD/HA) | 237.2208
2016 | 21069 | CROPLAND (NON-IRRIGATED, USD/HA) | 308.8813
2013 | 21069 | CROPLAND (NON-IRRIGATED, USD/HA) | 232.2787
2012 | 21069 | CROPLAND (NON-IRRIGATED, USD/HA) | 216.2169
2011 | 21069 | CROPLAND (NON-IRRIGATED, USD/HA) | 135.9077
2010 | 21069 | CROPLAND (NON-IRRIGATED, USD/HA) | 150.734
2009 | 21069 | CROPLAND (NON-IRRIGATED, USD/HA) | 126.0236
2024 | 45041 | CROPLAND (NON-IRRIGATED, USD/HA) | 114.9038
2024 | 55037 | CROPLAND (NON-IRRIGATED, USD/HA) | 49.421
2023 | 45041 | CROPLAND (NON-IRRIGATED, USD/HA) | 117.3749
2023 | 55037 | CROPLAND (NON-IRRIGATED, USD/HA) | 56.8342
2022 | 45041 | CROPLAND (NON-IRRIGATED, USD/HA) | 111.1972
2022 | 55037 | CROPLAND (NON-IRRIGATED, USD/HA) | 59.3052
2021 | 45041 | CROPLAND (NON-IRRIGATED, USD/HA) | 102.5486
2021 | 55037 | CROPLAND (NON-IRRIGATED, USD/HA) | 76.6025
2020 | 45041 | CROPLAND (NON-IRRIGATED, USD/HA) | 98.842
2019 | 45041 | CROPLAND (NON-IRRIGATED, USD/HA) | 98.842
2017 | 45041 | CROPLAND (NON-IRRIGATED, USD/HA) | 97.6065
2016 | 45041 | CROPLAND (NON-IRRIGATED, USD/HA) | 103.7841
2014 | 45041 | CROPLAND (NON-IRRIGATED, USD/HA) | 96.3709
2013 | 45041 | CROPLAND (NON-IRRIGATED, USD/HA) | 108.7262
2012 | 45041 | CROPLAND (NON-IRRIGATED, USD/HA) | 95.1354
2011 | 45041 | CROPLAND (NON-IRRIGATED, USD/HA) | 79.0736
2010 | 45041 | CROPLAND (NON-IRRIGATED, USD/HA) | 74.1315
2009 | 45041 | CROPLAND (NON-IRRIGATED, USD/HA) | 74.1315
2008 | 45041 | CROPLAND (NON-IRRIGATED, USD/HA) | 76.6025
2024 | 13115 | CROPLAND (NON-IRRIGATED, USD/HA) | 127.2591
2024 | 18043 | CROPLAND (NON-IRRIGATED, USD/HA) | 226.1011
2024 | 19067 | CROPLAND (NON-IRRIGATED, USD/HA) | 647.4151
2024 | 48153 | CROPLAND (NON-IRRIGATED, USD/HA) | 59.3052
2024 | 51063 | CROPLAND (NON-IRRIGATED, USD/HA) | 97.6065
2023 | 19067 | CROPLAND (NON-IRRIGATED, USD/HA) | 642.473
2023 | 48153 | CROPLAND (NON-IRRIGATED, USD/HA) | 77.8381
2023 | 51063 | CROPLAND (NON-IRRIGATED, USD/HA) | 74.1315
2022 | 13115 | CROPLAND (NON-IRRIGATED, USD/HA) | 101.3131
2022 | 19067 | CROPLAND (NON-IRRIGATED, USD/HA) | 575.7546
2022 | 21071 | CROPLAND (NON-IRRIGATED, USD/HA) | 127.2591
2022 | 48153 | CROPLAND (NON-IRRIGATED, USD/HA) | 59.3052
2022 | 51063 | CROPLAND (NON-IRRIGATED, USD/HA) | 82.7802
2021 | 13115 | CROPLAND (NON-IRRIGATED, USD/HA) | 92.6644
2021 | 19067 | CROPLAND (NON-IRRIGATED, USD/HA) | 578.2257
2021 | 48153 | CROPLAND (NON-IRRIGATED, USD/HA) | 70.4249
2021 | 51063 | CROPLAND (NON-IRRIGATED, USD/HA) | 82.7802
2020 | 13115 | CROPLAND (NON-IRRIGATED, USD/HA) | 100.0775
2020 | 19067 | CROPLAND (NON-IRRIGATED, USD/HA) | 563.3994
2020 | 48153 | CROPLAND (NON-IRRIGATED, USD/HA) | 66.7184
2020 | 51063 | CROPLAND (NON-IRRIGATED, USD/HA) | 91.4288
2019 | 13115 | CROPLAND (NON-IRRIGATED, USD/HA) | 96.3709
2019 | 19067 | CROPLAND (NON-IRRIGATED, USD/HA) | 523.8626
2019 | 48153 | CROPLAND (NON-IRRIGATED, USD/HA) | 66.7184
2019 | 51063 | CROPLAND (NON-IRRIGATED, USD/HA) | 74.1315
2017 | 13115 | CROPLAND (NON-IRRIGATED, USD/HA) | 84.0157
2017 | 19067 | CROPLAND (NON-IRRIGATED, USD/HA) | 573.2836
2017 | 48153 | CROPLAND (NON-IRRIGATED, USD/HA) | 58.0697
2017 | 51063 | CROPLAND (NON-IRRIGATED, USD/HA) | 90.1933
2016 | 19067 | CROPLAND (NON-IRRIGATED, USD/HA) | 513.9784
2016 | 48153 | CROPLAND (NON-IRRIGATED, USD/HA) | 61.7762
2016 | 51063 | CROPLAND (NON-IRRIGATED, USD/HA) | 84.0157
2014 | 13115 | CROPLAND (NON-IRRIGATED, USD/HA) | 101.3131
2014 | 19067 | CROPLAND (NON-IRRIGATED, USD/HA) | 644.944
2014 | 48153 | CROPLAND (NON-IRRIGATED, USD/HA) | 54.3631
2014 | 51063 | CROPLAND (NON-IRRIGATED, USD/HA) | 66.7184
2013 | 13115 | CROPLAND (NON-IRRIGATED, USD/HA) | 113.6683
2013 | 19067 | CROPLAND (NON-IRRIGATED, USD/HA) | 669.6545
2013 | 48153 | CROPLAND (NON-IRRIGATED, USD/HA) | 59.3052
2013 | 51063 | CROPLAND (NON-IRRIGATED, USD/HA) | 79.0736
2012 | 13115 | CROPLAND (NON-IRRIGATED, USD/HA) | 118.6104
2012 | 19067 | CROPLAND (NON-IRRIGATED, USD/HA) | 563.3994
2012 | 48153 | CROPLAND (NON-IRRIGATED, USD/HA) | 58.0697
2012 | 51063 | CROPLAND (NON-IRRIGATED, USD/HA) | 61.7762
2011 | 13115 | CROPLAND (NON-IRRIGATED, USD/HA) | 87.7223
2011 | 19067 | CROPLAND (NON-IRRIGATED, USD/HA) | 474.4416
2011 | 48153 | CROPLAND (NON-IRRIGATED, USD/HA) | 48.1855
2011 | 51063 | CROPLAND (NON-IRRIGATED, USD/HA) | 65.4828
2010 | 13115 | CROPLAND (NON-IRRIGATED, USD/HA) | 91.4288
2010 | 19067 | CROPLAND (NON-IRRIGATED, USD/HA) | 395.368
2010 | 48153 | CROPLAND (NON-IRRIGATED, USD/HA) | 49.421
2010 | 51063 | CROPLAND (NON-IRRIGATED, USD/HA) | 59.3052
2009 | 13115 | CROPLAND (NON-IRRIGATED, USD/HA) | 118.6104
2009 | 19067 | CROPLAND (NON-IRRIGATED, USD/HA) | 422.5496
2009 | 48153 | CROPLAND (NON-IRRIGATED, USD/HA) | 49.421
2009 | 51063 | CROPLAND (NON-IRRIGATED, USD/HA) | 55.5986
2008 | 19067 | CROPLAND (NON-IRRIGATED, USD/HA) | 405.2522
2008 | 51063 | CROPLAND (NON-IRRIGATED, USD/HA) | 64.2473
2022 | 51065 | CROPLAND (NON-IRRIGATED, USD/HA) | 48.1855
2021 | 51065 | CROPLAND (NON-IRRIGATED, USD/HA) | 53.1276
2016 | 51065 | CROPLAND (NON-IRRIGATED, USD/HA) | 55.5986
2014 | 51065 | CROPLAND (NON-IRRIGATED, USD/HA) | 42.0078
2013 | 51065 | CROPLAND (NON-IRRIGATED, USD/HA) | 34.5947
2012 | 51065 | CROPLAND (NON-IRRIGATED, USD/HA) | 29.6526
2010 | 51065 | CROPLAND (NON-IRRIGATED, USD/HA) | 65.4828
2009 | 51065 | CROPLAND (NON-IRRIGATED, USD/HA) | 48.1855
2024 | 48155 | CROPLAND (NON-IRRIGATED, USD/HA) | 46.95
2023 | 48155 | CROPLAND (NON-IRRIGATED, USD/HA) | 60.5407
2022 | 48155 | CROPLAND (NON-IRRIGATED, USD/HA) | 44.4789
2021 | 48155 | CROPLAND (NON-IRRIGATED, USD/HA) | 51.892
2020 | 48155 | CROPLAND (NON-IRRIGATED, USD/HA) | 51.892
2019 | 48155 | CROPLAND (NON-IRRIGATED, USD/HA) | 53.1276
2017 | 48155 | CROPLAND (NON-IRRIGATED, USD/HA) | 54.3631
2016 | 48155 | CROPLAND (NON-IRRIGATED, USD/HA) | 60.5407
2014 | 48155 | CROPLAND (NON-IRRIGATED, USD/HA) | 63.0118
2013 | 48155 | CROPLAND (NON-IRRIGATED, USD/HA) | 58.0697
2012 | 48155 | CROPLAND (NON-IRRIGATED, USD/HA) | 51.892
2011 | 48155 | CROPLAND (NON-IRRIGATED, USD/HA) | 56.8342
2010 | 48155 | CROPLAND (NON-IRRIGATED, USD/HA) | 51.892
2009 | 48155 | CROPLAND (NON-IRRIGATED, USD/HA) | 54.3631
2024 | 55039 | CROPLAND (NON-IRRIGATED, USD/HA) | 457.1442
2023 | 55039 | CROPLAND (NON-IRRIGATED, USD/HA) | 437.3759
2022 | 55039 | CROPLAND (NON-IRRIGATED, USD/HA) | 402.7811
2021 | 55039 | CROPLAND (NON-IRRIGATED, USD/HA) | 407.7233
2020 | 55039 | CROPLAND (NON-IRRIGATED, USD/HA) | 385.4838
2019 | 55039 | CROPLAND (NON-IRRIGATED, USD/HA) | 380.5417
2017 | 55039 | CROPLAND (NON-IRRIGATED, USD/HA) | 427.4916
2016 | 55039 | CROPLAND (NON-IRRIGATED, USD/HA) | 385.4838
2014 | 55039 | CROPLAND (NON-IRRIGATED, USD/HA) | 358.3023
2013 | 55039 | CROPLAND (NON-IRRIGATED, USD/HA) | 296.526
2012 | 55039 | CROPLAND (NON-IRRIGATED, USD/HA) | 291.5839
2011 | 55039 | CROPLAND (NON-IRRIGATED, USD/HA) | 224.8655
2010 | 55039 | CROPLAND (NON-IRRIGATED, USD/HA) | 214.9813
2009 | 55039 | CROPLAND (NON-IRRIGATED, USD/HA) | 219.9235
2008 | 55039 | CROPLAND (NON-IRRIGATED, USD/HA) | 224.8655
2024 | 17053 | CROPLAND (NON-IRRIGATED, USD/HA) | 731.4308
2024 | 20057 | CROPLAND (NON-IRRIGATED, USD/HA) | 111.1972
2023 | 17053 | CROPLAND (NON-IRRIGATED, USD/HA) | 607.8783
2023 | 20057 | CROPLAND (NON-IRRIGATED, USD/HA) | 93.8999
2022 | 17053 | CROPLAND (NON-IRRIGATED, USD/HA) | 649.8862
2022 | 20057 | CROPLAND (NON-IRRIGATED, USD/HA) | 103.7841
2021 | 17053 | CROPLAND (NON-IRRIGATED, USD/HA) | 615.2914
2021 | 20057 | CROPLAND (NON-IRRIGATED, USD/HA) | 92.6644
2020 | 17053 | CROPLAND (NON-IRRIGATED, USD/HA) | 560.9284
2020 | 20057 | CROPLAND (NON-IRRIGATED, USD/HA) | 82.7802
2019 | 17053 | CROPLAND (NON-IRRIGATED, USD/HA) | 555.9863
2019 | 20057 | CROPLAND (NON-IRRIGATED, USD/HA) | 87.7223
2017 | 17053 | CROPLAND (NON-IRRIGATED, USD/HA) | 578.2257
2017 | 20057 | CROPLAND (NON-IRRIGATED, USD/HA) | 82.7802
2016 | 17053 | CROPLAND (NON-IRRIGATED, USD/HA) | 588.1099
2016 | 20057 | CROPLAND (NON-IRRIGATED, USD/HA) | 79.0736
2014 | 20057 | CROPLAND (NON-IRRIGATED, USD/HA) | 90.1933
2013 | 17053 | CROPLAND (NON-IRRIGATED, USD/HA) | 518.9205
2013 | 20057 | CROPLAND (NON-IRRIGATED, USD/HA) | 80.3091
2012 | 17053 | CROPLAND (NON-IRRIGATED, USD/HA) | 459.6153
2012 | 20057 | CROPLAND (NON-IRRIGATED, USD/HA) | 79.0736
2011 | 17053 | CROPLAND (NON-IRRIGATED, USD/HA) | 504.0942
2011 | 20057 | CROPLAND (NON-IRRIGATED, USD/HA) | 69.1894
2010 | 17053 | CROPLAND (NON-IRRIGATED, USD/HA) | 415.1364
2010 | 20057 | CROPLAND (NON-IRRIGATED, USD/HA) | 70.4249
2009 | 17053 | CROPLAND (NON-IRRIGATED, USD/HA) | 405.2522
2009 | 20057 | CROPLAND (NON-IRRIGATED, USD/HA) | 69.1894
2008 | 17053 | CROPLAND (NON-IRRIGATED, USD/HA) | 420.0785
2008 | 20057 | CROPLAND (NON-IRRIGATED, USD/HA) | 65.4828
2024 | 55041 | CROPLAND (NON-IRRIGATED, USD/HA) | 56.8342
2023 | 55041 | CROPLAND (NON-IRRIGATED, USD/HA) | 69.1894
2022 | 55041 | CROPLAND (NON-IRRIGATED, USD/HA) | 48.1855
2021 | 55041 | CROPLAND (NON-IRRIGATED, USD/HA) | 54.3631
2024 | 28035 | CROPLAND (NON-IRRIGATED, USD/HA) | 147.0275
2012 | 28035 | CROPLAND (NON-IRRIGATED, USD/HA) | 119.8459
2011 | 28035 | CROPLAND (NON-IRRIGATED, USD/HA) | 123.5525
2010 | 28035 | CROPLAND (NON-IRRIGATED, USD/HA) | 129.7301
2009 | 28035 | CROPLAND (NON-IRRIGATED, USD/HA) | 38.3013
2024 | 37067 | CROPLAND (NON-IRRIGATED, USD/HA) | 132.2012
2023 | 13117 | CROPLAND (NON-IRRIGATED, USD/HA) | 77.8381
2023 | 37067 | CROPLAND (NON-IRRIGATED, USD/HA) | 143.3209
2022 | 37067 | CROPLAND (NON-IRRIGATED, USD/HA) | 151.9696
2021 | 13117 | CROPLAND (NON-IRRIGATED, USD/HA) | 72.896
2021 | 37067 | CROPLAND (NON-IRRIGATED, USD/HA) | 149.4985
2020 | 37067 | CROPLAND (NON-IRRIGATED, USD/HA) | 135.9077
2019 | 37067 | CROPLAND (NON-IRRIGATED, USD/HA) | 130.9657
2017 | 37067 | CROPLAND (NON-IRRIGATED, USD/HA) | 148.263
2024 | 48157 | CROPLAND (NON-IRRIGATED, USD/HA) | 124.788
2023 | 48157 | CROPLAND (NON-IRRIGATED, USD/HA) | 107.4907
2022 | 48157 | CROPLAND (NON-IRRIGATED, USD/HA) | 122.317
2021 | 48157 | CROPLAND (NON-IRRIGATED, USD/HA) | 123.5525
2020 | 48157 | CROPLAND (NON-IRRIGATED, USD/HA) | 107.4907
2017 | 48157 | CROPLAND (NON-IRRIGATED, USD/HA) | 106.2552
2016 | 48157 | CROPLAND (NON-IRRIGATED, USD/HA) | 102.5486
2014 | 48157 | CROPLAND (NON-IRRIGATED, USD/HA) | 106.2552
2013 | 48157 | CROPLAND (NON-IRRIGATED, USD/HA) | 103.7841
2012 | 48157 | CROPLAND (NON-IRRIGATED, USD/HA) | 102.5486
2011 | 48157 | CROPLAND (NON-IRRIGATED, USD/HA) | 103.7841
2010 | 48157 | CROPLAND (NON-IRRIGATED, USD/HA) | 86.4868
2009 | 48157 | CROPLAND (NON-IRRIGATED, USD/HA) | 87.7223
2008 | 48157 | CROPLAND (NON-IRRIGATED, USD/HA) | 101.3131
2024 | 38031 | CROPLAND (NON-IRRIGATED, USD/HA) | 202.6261
2023 | 38031 | CROPLAND (NON-IRRIGATED, USD/HA) | 190.2708
2022 | 38031 | CROPLAND (NON-IRRIGATED, USD/HA) | 192.7419
2021 | 38031 | CROPLAND (NON-IRRIGATED, USD/HA) | 179.1511
2020 | 38031 | CROPLAND (NON-IRRIGATED, USD/HA) | 184.0932
2019 | 38031 | CROPLAND (NON-IRRIGATED, USD/HA) | 185.3287
2017 | 38031 | CROPLAND (NON-IRRIGATED, USD/HA) | 174.209
2016 | 38031 | CROPLAND (NON-IRRIGATED, USD/HA) | 191.5064
2014 | 38031 | CROPLAND (NON-IRRIGATED, USD/HA) | 164.3248
2013 | 38031 | CROPLAND (NON-IRRIGATED, USD/HA) | 166.7959
2012 | 38031 | CROPLAND (NON-IRRIGATED, USD/HA) | 144.5564
2011 | 38031 | CROPLAND (NON-IRRIGATED, USD/HA) | 132.2012
2010 | 38031 | CROPLAND (NON-IRRIGATED, USD/HA) | 118.6104
2009 | 38031 | CROPLAND (NON-IRRIGATED, USD/HA) | 113.6683
2008 | 38031 | CROPLAND (NON-IRRIGATED, USD/HA) | 107.4907
2024 | 18045 | CROPLAND (NON-IRRIGATED, USD/HA) | 728.9597
2023 | 18045 | CROPLAND (NON-IRRIGATED, USD/HA) | 691.894
2022 | 18045 | CROPLAND (NON-IRRIGATED, USD/HA) | 630.1178
2021 | 18045 | CROPLAND (NON-IRRIGATED, USD/HA) | 575.7546
2020 | 18045 | CROPLAND (NON-IRRIGATED, USD/HA) | 597.9941
2017 | 18045 | CROPLAND (NON-IRRIGATED, USD/HA) | 602.9362
2016 | 18045 | CROPLAND (NON-IRRIGATED, USD/HA) | 555.9863
2014 | 18045 | CROPLAND (NON-IRRIGATED, USD/HA) | 617.7625
2013 | 18045 | CROPLAND (NON-IRRIGATED, USD/HA) | 630.1178
2012 | 18045 | CROPLAND (NON-IRRIGATED, USD/HA) | 553.5152
2011 | 18045 | CROPLAND (NON-IRRIGATED, USD/HA) | 410.1943
2010 | 18045 | CROPLAND (NON-IRRIGATED, USD/HA) | 392.897
2009 | 18045 | CROPLAND (NON-IRRIGATED, USD/HA) | 410.1943
2008 | 18045 | CROPLAND (NON-IRRIGATED, USD/HA) | 370.6575
2024 | 1059 | CROPLAND (NON-IRRIGATED, USD/HA) | 213.7458
2024 | 5047 | CROPLAND (NON-IRRIGATED, USD/HA) | 43.2434
2024 | 13119 | CROPLAND (NON-IRRIGATED, USD/HA) | 72.896
2024 | 16041 | CROPLAND (NON-IRRIGATED, USD/HA) | 77.8381
2024 | 17055 | CROPLAND (NON-IRRIGATED, USD/HA) | 353.3601
2024 | 18047 | CROPLAND (NON-IRRIGATED, USD/HA) | 397.839
2024 | 19069 | CROPLAND (NON-IRRIGATED, USD/HA) | 682.0098
2024 | 20059 | CROPLAND (NON-IRRIGATED, USD/HA) | 175.4445
2024 | 22041 | CROPLAND (NON-IRRIGATED, USD/HA) | 233.5142
2024 | 25011 | CROPLAND (NON-IRRIGATED, USD/HA) | 298.9971
2024 | 29071 | CROPLAND (NON-IRRIGATED, USD/HA) | 179.1511
2024 | 31061 | CROPLAND (NON-IRRIGATED, USD/HA) | 294.055
2024 | 37069 | CROPLAND (NON-IRRIGATED, USD/HA) | 187.7998
2024 | 39049 | CROPLAND (NON-IRRIGATED, USD/HA) | 486.7969
2024 | 47051 | CROPLAND (NON-IRRIGATED, USD/HA) | 308.8813
2024 | 48159 | CROPLAND (NON-IRRIGATED, USD/HA) | 59.3052
2024 | 50011 | CROPLAND (NON-IRRIGATED, USD/HA) | 224.8655
2024 | 51067 | CROPLAND (NON-IRRIGATED, USD/HA) | 133.4367
2023 | 1059 | CROPLAND (NON-IRRIGATED, USD/HA) | 155.6762
2023 | 5047 | CROPLAND (NON-IRRIGATED, USD/HA) | 30.8881
2023 | 13119 | CROPLAND (NON-IRRIGATED, USD/HA) | 84.0157
2023 | 16041 | CROPLAND (NON-IRRIGATED, USD/HA) | 77.8381
2023 | 17055 | CROPLAND (NON-IRRIGATED, USD/HA) | 383.0127
2023 | 18047 | CROPLAND (NON-IRRIGATED, USD/HA) | 420.0785
2023 | 19069 | CROPLAND (NON-IRRIGATED, USD/HA) | 724.0177
2023 | 20059 | CROPLAND (NON-IRRIGATED, USD/HA) | 186.5643
2023 | 21073 | CROPLAND (NON-IRRIGATED, USD/HA) | 160.6182
2023 | 22041 | CROPLAND (NON-IRRIGATED, USD/HA) | 164.3248
2023 | 25011 | CROPLAND (NON-IRRIGATED, USD/HA) | 311.3523
2023 | 28037 | CROPLAND (NON-IRRIGATED, USD/HA) | 80.3091
2023 | 29071 | CROPLAND (NON-IRRIGATED, USD/HA) | 202.6261
2023 | 31061 | CROPLAND (NON-IRRIGATED, USD/HA) | 266.8734
2023 | 36033 | CROPLAND (NON-IRRIGATED, USD/HA) | 180.3867
2023 | 37069 | CROPLAND (NON-IRRIGATED, USD/HA) | 172.9735
2023 | 39049 | CROPLAND (NON-IRRIGATED, USD/HA) | 499.1521
2023 | 42055 | CROPLAND (NON-IRRIGATED, USD/HA) | 286.6418
2023 | 47051 | CROPLAND (NON-IRRIGATED, USD/HA) | 355.8312
2023 | 48159 | CROPLAND (NON-IRRIGATED, USD/HA) | 44.4789
2023 | 50011 | CROPLAND (NON-IRRIGATED, USD/HA) | 228.5721
2023 | 51067 | CROPLAND (NON-IRRIGATED, USD/HA) | 135.9077
2022 | 1059 | CROPLAND (NON-IRRIGATED, USD/HA) | 191.5064
2022 | 5047 | CROPLAND (NON-IRRIGATED, USD/HA) | 39.5368
2022 | 13119 | CROPLAND (NON-IRRIGATED, USD/HA) | 63.0118
2022 | 17055 | CROPLAND (NON-IRRIGATED, USD/HA) | 311.3523
2022 | 18047 | CROPLAND (NON-IRRIGATED, USD/HA) | 387.9549
2022 | 19069 | CROPLAND (NON-IRRIGATED, USD/HA) | 642.473
2022 | 20059 | CROPLAND (NON-IRRIGATED, USD/HA) | 181.6222
2022 | 21073 | CROPLAND (NON-IRRIGATED, USD/HA) | 172.9735
2022 | 22041 | CROPLAND (NON-IRRIGATED, USD/HA) | 156.9117
2022 | 25011 | CROPLAND (NON-IRRIGATED, USD/HA) | 279.2287
2022 | 28037 | CROPLAND (NON-IRRIGATED, USD/HA) | 48.1855
2022 | 29071 | CROPLAND (NON-IRRIGATED, USD/HA) | 179.1511
2022 | 31061 | CROPLAND (NON-IRRIGATED, USD/HA) | 245.8695
2022 | 37069 | CROPLAND (NON-IRRIGATED, USD/HA) | 182.8577
2022 | 39049 | CROPLAND (NON-IRRIGATED, USD/HA) | 462.0863
2022 | 42055 | CROPLAND (NON-IRRIGATED, USD/HA) | 298.9971
2022 | 47051 | CROPLAND (NON-IRRIGATED, USD/HA) | 306.4102
2022 | 48159 | CROPLAND (NON-IRRIGATED, USD/HA) | 80.3091
2022 | 50011 | CROPLAND (NON-IRRIGATED, USD/HA) | 219.9235
2022 | 51067 | CROPLAND (NON-IRRIGATED, USD/HA) | 116.1393
2021 | 1059 | CROPLAND (NON-IRRIGATED, USD/HA) | 98.842
2021 | 5047 | CROPLAND (NON-IRRIGATED, USD/HA) | 42.0078
2021 | 13119 | CROPLAND (NON-IRRIGATED, USD/HA) | 70.4249
2021 | 16041 | CROPLAND (NON-IRRIGATED, USD/HA) | 72.896
2021 | 17055 | CROPLAND (NON-IRRIGATED, USD/HA) | 294.055
2021 | 18047 | CROPLAND (NON-IRRIGATED, USD/HA) | 341.0049
2021 | 19069 | CROPLAND (NON-IRRIGATED, USD/HA) | 607.8783
2021 | 20059 | CROPLAND (NON-IRRIGATED, USD/HA) | 181.6222
2021 | 21073 | CROPLAND (NON-IRRIGATED, USD/HA) | 153.2051
2021 | 22041 | CROPLAND (NON-IRRIGATED, USD/HA) | 184.0932
2021 | 23007 | CROPLAND (NON-IRRIGATED, USD/HA) | 33.3592
2021 | 25011 | CROPLAND (NON-IRRIGATED, USD/HA) | 259.4602
2021 | 29071 | CROPLAND (NON-IRRIGATED, USD/HA) | 159.3827
2021 | 31061 | CROPLAND (NON-IRRIGATED, USD/HA) | 245.8695
2021 | 36033 | CROPLAND (NON-IRRIGATED, USD/HA) | 137.1433
2021 | 37069 | CROPLAND (NON-IRRIGATED, USD/HA) | 158.1472
2021 | 39049 | CROPLAND (NON-IRRIGATED, USD/HA) | 476.9126
2021 | 42055 | CROPLAND (NON-IRRIGATED, USD/HA) | 343.476
2021 | 47051 | CROPLAND (NON-IRRIGATED, USD/HA) | 303.9391
2021 | 50011 | CROPLAND (NON-IRRIGATED, USD/HA) | 180.3867
2021 | 51067 | CROPLAND (NON-IRRIGATED, USD/HA) | 123.5525
2020 | 1059 | CROPLAND (NON-IRRIGATED, USD/HA) | 144.5564
2020 | 5047 | CROPLAND (NON-IRRIGATED, USD/HA) | 39.5368
2020 | 13119 | CROPLAND (NON-IRRIGATED, USD/HA) | 72.896
2020 | 16041 | CROPLAND (NON-IRRIGATED, USD/HA) | 72.896
2020 | 17055 | CROPLAND (NON-IRRIGATED, USD/HA) | 271.8155
2020 | 18047 | CROPLAND (NON-IRRIGATED, USD/HA) | 363.2443
2020 | 19069 | CROPLAND (NON-IRRIGATED, USD/HA) | 590.581
2020 | 20059 | CROPLAND (NON-IRRIGATED, USD/HA) | 175.4445
2020 | 21073 | CROPLAND (NON-IRRIGATED, USD/HA) | 202.6261
2020 | 22041 | CROPLAND (NON-IRRIGATED, USD/HA) | 170.5025
2020 | 25011 | CROPLAND (NON-IRRIGATED, USD/HA) | 252.0471
2020 | 29071 | CROPLAND (NON-IRRIGATED, USD/HA) | 249.5761
2020 | 31061 | CROPLAND (NON-IRRIGATED, USD/HA) | 252.0471
2020 | 36033 | CROPLAND (NON-IRRIGATED, USD/HA) | 149.4985
2020 | 37069 | CROPLAND (NON-IRRIGATED, USD/HA) | 158.1472
2020 | 39049 | CROPLAND (NON-IRRIGATED, USD/HA) | 449.7311
2020 | 42055 | CROPLAND (NON-IRRIGATED, USD/HA) | 328.6497
2020 | 47051 | CROPLAND (NON-IRRIGATED, USD/HA) | 284.1707
2020 | 48159 | CROPLAND (NON-IRRIGATED, USD/HA) | 65.4828
2020 | 50011 | CROPLAND (NON-IRRIGATED, USD/HA) | 181.6222
2020 | 51067 | CROPLAND (NON-IRRIGATED, USD/HA) | 100.0775
2019 | 1059 | CROPLAND (NON-IRRIGATED, USD/HA) | 116.1393
2019 | 5047 | CROPLAND (NON-IRRIGATED, USD/HA) | 45.7144
2019 | 13119 | CROPLAND (NON-IRRIGATED, USD/HA) | 79.0736
2019 | 17055 | CROPLAND (NON-IRRIGATED, USD/HA) | 281.6997
2019 | 18047 | CROPLAND (NON-IRRIGATED, USD/HA) | 392.897
2019 | 19069 | CROPLAND (NON-IRRIGATED, USD/HA) | 597.9941
2019 | 20059 | CROPLAND (NON-IRRIGATED, USD/HA) | 161.8538
2019 | 21073 | CROPLAND (NON-IRRIGATED, USD/HA) | 177.9156
2019 | 22041 | CROPLAND (NON-IRRIGATED, USD/HA) | 169.2669
2019 | 25011 | CROPLAND (NON-IRRIGATED, USD/HA) | 296.526
2019 | 29071 | CROPLAND (NON-IRRIGATED, USD/HA) | 227.3366
2019 | 31061 | CROPLAND (NON-IRRIGATED, USD/HA) | 259.4602
2019 | 36033 | CROPLAND (NON-IRRIGATED, USD/HA) | 168.0314
2019 | 37069 | CROPLAND (NON-IRRIGATED, USD/HA) | 150.734
2019 | 39049 | CROPLAND (NON-IRRIGATED, USD/HA) | 447.26
2019 | 42055 | CROPLAND (NON-IRRIGATED, USD/HA) | 318.7654
2019 | 47051 | CROPLAND (NON-IRRIGATED, USD/HA) | 281.6997
2019 | 48159 | CROPLAND (NON-IRRIGATED, USD/HA) | 58.0697
2019 | 50011 | CROPLAND (NON-IRRIGATED, USD/HA) | 185.3287
2019 | 51067 | CROPLAND (NON-IRRIGATED, USD/HA) | 96.3709
2019 | 53021 | CROPLAND (NON-IRRIGATED, USD/HA) | 112.4328
2017 | 1059 | CROPLAND (NON-IRRIGATED, USD/HA) | 102.5486
2017 | 5047 | CROPLAND (NON-IRRIGATED, USD/HA) | 50.6565
2017 | 13119 | CROPLAND (NON-IRRIGATED, USD/HA) | 60.5407
2017 | 17055 | CROPLAND (NON-IRRIGATED, USD/HA) | 276.7576
2017 | 18047 | CROPLAND (NON-IRRIGATED, USD/HA) | 375.5996
2017 | 19069 | CROPLAND (NON-IRRIGATED, USD/HA) | 622.7046
2017 | 20059 | CROPLAND (NON-IRRIGATED, USD/HA) | 187.7998
2017 | 22041 | CROPLAND (NON-IRRIGATED, USD/HA) | 198.9195
2017 | 25011 | CROPLAND (NON-IRRIGATED, USD/HA) | 276.7576
2017 | 28037 | CROPLAND (NON-IRRIGATED, USD/HA) | 60.5407
2017 | 29071 | CROPLAND (NON-IRRIGATED, USD/HA) | 187.7998
2017 | 31061 | CROPLAND (NON-IRRIGATED, USD/HA) | 252.0471
2017 | 36033 | CROPLAND (NON-IRRIGATED, USD/HA) | 122.317
2017 | 37069 | CROPLAND (NON-IRRIGATED, USD/HA) | 158.1472
2017 | 39049 | CROPLAND (NON-IRRIGATED, USD/HA) | 387.9549
2017 | 42055 | CROPLAND (NON-IRRIGATED, USD/HA) | 311.3523
2017 | 47051 | CROPLAND (NON-IRRIGATED, USD/HA) | 318.7654
2017 | 48159 | CROPLAND (NON-IRRIGATED, USD/HA) | 60.5407
2017 | 50011 | CROPLAND (NON-IRRIGATED, USD/HA) | 193.9774
2017 | 51067 | CROPLAND (NON-IRRIGATED, USD/HA) | 93.8999
2016 | 1059 | CROPLAND (NON-IRRIGATED, USD/HA) | 79.0736
2016 | 5047 | CROPLAND (NON-IRRIGATED, USD/HA) | 40.7723
2016 | 13119 | CROPLAND (NON-IRRIGATED, USD/HA) | 60.5407
2016 | 16041 | CROPLAND (NON-IRRIGATED, USD/HA) | 46.95
2016 | 17055 | CROPLAND (NON-IRRIGATED, USD/HA) | 269.3444
2016 | 18047 | CROPLAND (NON-IRRIGATED, USD/HA) | 378.0707
2016 | 19069 | CROPLAND (NON-IRRIGATED, USD/HA) | 610.3493
2016 | 20059 | CROPLAND (NON-IRRIGATED, USD/HA) | 189.0353
2016 | 21073 | CROPLAND (NON-IRRIGATED, USD/HA) | 179.1511
2016 | 22041 | CROPLAND (NON-IRRIGATED, USD/HA) | 212.5103
2016 | 25011 | CROPLAND (NON-IRRIGATED, USD/HA) | 208.8037
2016 | 29071 | CROPLAND (NON-IRRIGATED, USD/HA) | 182.8577
2016 | 31061 | CROPLAND (NON-IRRIGATED, USD/HA) | 254.5181
2016 | 36033 | CROPLAND (NON-IRRIGATED, USD/HA) | 134.6722
2016 | 37069 | CROPLAND (NON-IRRIGATED, USD/HA) | 145.7919
2016 | 39049 | CROPLAND (NON-IRRIGATED, USD/HA) | 358.3023
2016 | 42055 | CROPLAND (NON-IRRIGATED, USD/HA) | 247.105
2016 | 47051 | CROPLAND (NON-IRRIGATED, USD/HA) | 296.526
2016 | 48159 | CROPLAND (NON-IRRIGATED, USD/HA) | 58.0697
2016 | 50011 | CROPLAND (NON-IRRIGATED, USD/HA) | 151.9696
2016 | 51067 | CROPLAND (NON-IRRIGATED, USD/HA) | 101.3131
2014 | 1059 | CROPLAND (NON-IRRIGATED, USD/HA) | 93.8999
2014 | 5047 | CROPLAND (NON-IRRIGATED, USD/HA) | 37.0658
2014 | 13119 | CROPLAND (NON-IRRIGATED, USD/HA) | 64.2473
2014 | 17055 | CROPLAND (NON-IRRIGATED, USD/HA) | 266.8734
2014 | 18047 | CROPLAND (NON-IRRIGATED, USD/HA) | 385.4838
2014 | 19069 | CROPLAND (NON-IRRIGATED, USD/HA) | 689.423
2014 | 20059 | CROPLAND (NON-IRRIGATED, USD/HA) | 182.8577
2014 | 21073 | CROPLAND (NON-IRRIGATED, USD/HA) | 160.6182
2014 | 22041 | CROPLAND (NON-IRRIGATED, USD/HA) | 170.5025
2014 | 25011 | CROPLAND (NON-IRRIGATED, USD/HA) | 217.4524
2014 | 29071 | CROPLAND (NON-IRRIGATED, USD/HA) | 206.3327
2014 | 31061 | CROPLAND (NON-IRRIGATED, USD/HA) | 239.6918
2014 | 36033 | CROPLAND (NON-IRRIGATED, USD/HA) | 103.7841
2014 | 37069 | CROPLAND (NON-IRRIGATED, USD/HA) | 133.4367
2014 | 39049 | CROPLAND (NON-IRRIGATED, USD/HA) | 353.3601
2014 | 42055 | CROPLAND (NON-IRRIGATED, USD/HA) | 219.9235
2014 | 47051 | CROPLAND (NON-IRRIGATED, USD/HA) | 284.1707
2014 | 48159 | CROPLAND (NON-IRRIGATED, USD/HA) | 59.3052
2014 | 50011 | CROPLAND (NON-IRRIGATED, USD/HA) | 166.7959
2014 | 51067 | CROPLAND (NON-IRRIGATED, USD/HA) | 111.1972
2013 | 1059 | CROPLAND (NON-IRRIGATED, USD/HA) | 71.6604
2013 | 5047 | CROPLAND (NON-IRRIGATED, USD/HA) | 40.7723
2013 | 13119 | CROPLAND (NON-IRRIGATED, USD/HA) | 49.421
2013 | 16041 | CROPLAND (NON-IRRIGATED, USD/HA) | 70.4249
2013 | 17055 | CROPLAND (NON-IRRIGATED, USD/HA) | 279.2287
2013 | 18047 | CROPLAND (NON-IRRIGATED, USD/HA) | 333.5917
2013 | 19069 | CROPLAND (NON-IRRIGATED, USD/HA) | 682.0098
2013 | 20059 | CROPLAND (NON-IRRIGATED, USD/HA) | 148.263
2013 | 21073 | CROPLAND (NON-IRRIGATED, USD/HA) | 185.3287
2013 | 22041 | CROPLAND (NON-IRRIGATED, USD/HA) | 175.4445
2013 | 25011 | CROPLAND (NON-IRRIGATED, USD/HA) | 174.209
2013 | 29071 | CROPLAND (NON-IRRIGATED, USD/HA) | 195.213
2013 | 31061 | CROPLAND (NON-IRRIGATED, USD/HA) | 235.9853
2013 | 36033 | CROPLAND (NON-IRRIGATED, USD/HA) | 119.8459
2013 | 37069 | CROPLAND (NON-IRRIGATED, USD/HA) | 101.3131
2013 | 39049 | CROPLAND (NON-IRRIGATED, USD/HA) | 311.3523
2013 | 42055 | CROPLAND (NON-IRRIGATED, USD/HA) | 227.3366
2013 | 47051 | CROPLAND (NON-IRRIGATED, USD/HA) | 256.9892
2013 | 50011 | CROPLAND (NON-IRRIGATED, USD/HA) | 161.8538
2013 | 51067 | CROPLAND (NON-IRRIGATED, USD/HA) | 107.4907
2012 | 1059 | CROPLAND (NON-IRRIGATED, USD/HA) | 69.1894
2012 | 5047 | CROPLAND (NON-IRRIGATED, USD/HA) | 29.6526
2012 | 13119 | CROPLAND (NON-IRRIGATED, USD/HA) | 64.2473
2012 | 16041 | CROPLAND (NON-IRRIGATED, USD/HA) | 96.3709
2012 | 17055 | CROPLAND (NON-IRRIGATED, USD/HA) | 217.4524
2012 | 18047 | CROPLAND (NON-IRRIGATED, USD/HA) | 289.1128
2012 | 19069 | CROPLAND (NON-IRRIGATED, USD/HA) | 669.6545
2012 | 20059 | CROPLAND (NON-IRRIGATED, USD/HA) | 135.9077
2012 | 21073 | CROPLAND (NON-IRRIGATED, USD/HA) | 186.5643
2012 | 22041 | CROPLAND (NON-IRRIGATED, USD/HA) | 190.2708
2012 | 25011 | CROPLAND (NON-IRRIGATED, USD/HA) | 303.9391
2012 | 29071 | CROPLAND (NON-IRRIGATED, USD/HA) | 161.8538
2012 | 31061 | CROPLAND (NON-IRRIGATED, USD/HA) | 216.2169
2012 | 36033 | CROPLAND (NON-IRRIGATED, USD/HA) | 117.3749
2012 | 37069 | CROPLAND (NON-IRRIGATED, USD/HA) | 108.7262
2012 | 39049 | CROPLAND (NON-IRRIGATED, USD/HA) | 284.1707
2012 | 42055 | CROPLAND (NON-IRRIGATED, USD/HA) | 212.5103
2012 | 47051 | CROPLAND (NON-IRRIGATED, USD/HA) | 261.9313
2012 | 48159 | CROPLAND (NON-IRRIGATED, USD/HA) | 48.1855
2012 | 50011 | CROPLAND (NON-IRRIGATED, USD/HA) | 147.0275
2012 | 51067 | CROPLAND (NON-IRRIGATED, USD/HA) | 96.3709
2011 | 1059 | CROPLAND (NON-IRRIGATED, USD/HA) | 74.1315
2011 | 5047 | CROPLAND (NON-IRRIGATED, USD/HA) | 44.4789
2011 | 13119 | CROPLAND (NON-IRRIGATED, USD/HA) | 56.8342
2011 | 16041 | CROPLAND (NON-IRRIGATED, USD/HA) | 77.8381
2011 | 17055 | CROPLAND (NON-IRRIGATED, USD/HA) | 217.4524
2011 | 18047 | CROPLAND (NON-IRRIGATED, USD/HA) | 318.7654
2011 | 19069 | CROPLAND (NON-IRRIGATED, USD/HA) | 536.2178
2011 | 20059 | CROPLAND (NON-IRRIGATED, USD/HA) | 137.1433
2011 | 21073 | CROPLAND (NON-IRRIGATED, USD/HA) | 166.7959
2011 | 22041 | CROPLAND (NON-IRRIGATED, USD/HA) | 195.213
2011 | 25011 | CROPLAND (NON-IRRIGATED, USD/HA) | 218.6879
2011 | 28037 | CROPLAND (NON-IRRIGATED, USD/HA) | 49.421
2011 | 29071 | CROPLAND (NON-IRRIGATED, USD/HA) | 156.9117
2011 | 31061 | CROPLAND (NON-IRRIGATED, USD/HA) | 205.0971
2011 | 36033 | CROPLAND (NON-IRRIGATED, USD/HA) | 80.3091
2011 | 37069 | CROPLAND (NON-IRRIGATED, USD/HA) | 84.0157
2011 | 39049 | CROPLAND (NON-IRRIGATED, USD/HA) | 235.9853
2011 | 42055 | CROPLAND (NON-IRRIGATED, USD/HA) | 185.3287
2011 | 47051 | CROPLAND (NON-IRRIGATED, USD/HA) | 234.7498
2011 | 48159 | CROPLAND (NON-IRRIGATED, USD/HA) | 38.3013
2011 | 50011 | CROPLAND (NON-IRRIGATED, USD/HA) | 126.0236
2011 | 51067 | CROPLAND (NON-IRRIGATED, USD/HA) | 86.4868
2010 | 1059 | CROPLAND (NON-IRRIGATED, USD/HA) | 74.1315
2010 | 5047 | CROPLAND (NON-IRRIGATED, USD/HA) | 48.1855
2010 | 13119 | CROPLAND (NON-IRRIGATED, USD/HA) | 59.3052
2010 | 17055 | CROPLAND (NON-IRRIGATED, USD/HA) | 254.5181
2010 | 18047 | CROPLAND (NON-IRRIGATED, USD/HA) | 269.3444
2010 | 19069 | CROPLAND (NON-IRRIGATED, USD/HA) | 476.9126
2010 | 20059 | CROPLAND (NON-IRRIGATED, USD/HA) | 128.4946
2010 | 21073 | CROPLAND (NON-IRRIGATED, USD/HA) | 172.9735
2010 | 22041 | CROPLAND (NON-IRRIGATED, USD/HA) | 190.2708
2010 | 25011 | CROPLAND (NON-IRRIGATED, USD/HA) | 276.7576
2010 | 29071 | CROPLAND (NON-IRRIGATED, USD/HA) | 158.1472
2010 | 31061 | CROPLAND (NON-IRRIGATED, USD/HA) | 158.1472
2010 | 37069 | CROPLAND (NON-IRRIGATED, USD/HA) | 93.8999
2010 | 42055 | CROPLAND (NON-IRRIGATED, USD/HA) | 166.7959
2010 | 47051 | CROPLAND (NON-IRRIGATED, USD/HA) | 200.155
2010 | 48159 | CROPLAND (NON-IRRIGATED, USD/HA) | 53.1276
2010 | 50011 | CROPLAND (NON-IRRIGATED, USD/HA) | 134.6722
2010 | 51067 | CROPLAND (NON-IRRIGATED, USD/HA) | 74.1315
2009 | 1059 | CROPLAND (NON-IRRIGATED, USD/HA) | 59.3052
2009 | 5047 | CROPLAND (NON-IRRIGATED, USD/HA) | 65.4828
2009 | 13119 | CROPLAND (NON-IRRIGATED, USD/HA) | 55.5986
2009 | 16041 | CROPLAND (NON-IRRIGATED, USD/HA) | 61.7762
2009 | 17055 | CROPLAND (NON-IRRIGATED, USD/HA) | 177.9156
2009 | 18047 | CROPLAND (NON-IRRIGATED, USD/HA) | 321.2365
2009 | 19069 | CROPLAND (NON-IRRIGATED, USD/HA) | 447.26
2009 | 20059 | CROPLAND (NON-IRRIGATED, USD/HA) | 128.4946
2009 | 21073 | CROPLAND (NON-IRRIGATED, USD/HA) | 145.7919
2009 | 22041 | CROPLAND (NON-IRRIGATED, USD/HA) | 187.7998
2009 | 25011 | CROPLAND (NON-IRRIGATED, USD/HA) | 232.2787
2009 | 28037 | CROPLAND (NON-IRRIGATED, USD/HA) | 51.892
2009 | 29071 | CROPLAND (NON-IRRIGATED, USD/HA) | 159.3827
2009 | 31061 | CROPLAND (NON-IRRIGATED, USD/HA) | 165.5603
2009 | 36033 | CROPLAND (NON-IRRIGATED, USD/HA) | 113.6683
2009 | 37069 | CROPLAND (NON-IRRIGATED, USD/HA) | 114.9038
2009 | 42055 | CROPLAND (NON-IRRIGATED, USD/HA) | 182.8577
2009 | 47051 | CROPLAND (NON-IRRIGATED, USD/HA) | 190.2708
2009 | 51067 | CROPLAND (NON-IRRIGATED, USD/HA) | 64.2473
2008 | 1059 | CROPLAND (NON-IRRIGATED, USD/HA) | 61.7762
2008 | 18047 | CROPLAND (NON-IRRIGATED, USD/HA) | 286.6418
2008 | 19069 | CROPLAND (NON-IRRIGATED, USD/HA) | 444.789
2008 | 20059 | CROPLAND (NON-IRRIGATED, USD/HA) | 140.8499
2008 | 22041 | CROPLAND (NON-IRRIGATED, USD/HA) | 185.3287
2008 | 25011 | CROPLAND (NON-IRRIGATED, USD/HA) | 185.3287
2008 | 29071 | CROPLAND (NON-IRRIGATED, USD/HA) | 126.0236
2008 | 31061 | CROPLAND (NON-IRRIGATED, USD/HA) | 175.4445
2008 | 37069 | CROPLAND (NON-IRRIGATED, USD/HA) | 112.4328
2008 | 42055 | CROPLAND (NON-IRRIGATED, USD/HA) | 171.738
2008 | 47051 | CROPLAND (NON-IRRIGATED, USD/HA) | 148.263
2008 | 50011 | CROPLAND (NON-IRRIGATED, USD/HA) | 111.1972
2008 | 51067 | CROPLAND (NON-IRRIGATED, USD/HA) | 76.6025
2024 | 24021 | CROPLAND (NON-IRRIGATED, USD/HA) | 308.8813
2024 | 51069 | CROPLAND (NON-IRRIGATED, USD/HA) | 79.0736
2023 | 24021 | CROPLAND (NON-IRRIGATED, USD/HA) | 249.5761
2023 | 51069 | CROPLAND (NON-IRRIGATED, USD/HA) | 91.4288
2022 | 24021 | CROPLAND (NON-IRRIGATED, USD/HA) | 206.3327
2022 | 51069 | CROPLAND (NON-IRRIGATED, USD/HA) | 92.6644
2021 | 24021 | CROPLAND (NON-IRRIGATED, USD/HA) | 223.63
2021 | 51069 | CROPLAND (NON-IRRIGATED, USD/HA) | 80.3091
2020 | 24021 | CROPLAND (NON-IRRIGATED, USD/HA) | 189.0353
2020 | 51069 | CROPLAND (NON-IRRIGATED, USD/HA) | 79.0736
2019 | 24021 | CROPLAND (NON-IRRIGATED, USD/HA) | 187.7998
2019 | 51069 | CROPLAND (NON-IRRIGATED, USD/HA) | 76.6025
2017 | 24021 | CROPLAND (NON-IRRIGATED, USD/HA) | 197.684
2017 | 51069 | CROPLAND (NON-IRRIGATED, USD/HA) | 80.3091
2016 | 24021 | CROPLAND (NON-IRRIGATED, USD/HA) | 259.4602
2016 | 51069 | CROPLAND (NON-IRRIGATED, USD/HA) | 76.6025
2014 | 24021 | CROPLAND (NON-IRRIGATED, USD/HA) | 190.2708
2014 | 51069 | CROPLAND (NON-IRRIGATED, USD/HA) | 66.7184
2013 | 24021 | CROPLAND (NON-IRRIGATED, USD/HA) | 191.5064
2013 | 51069 | CROPLAND (NON-IRRIGATED, USD/HA) | 66.7184
2012 | 24021 | CROPLAND (NON-IRRIGATED, USD/HA) | 165.5603
2012 | 51069 | CROPLAND (NON-IRRIGATED, USD/HA) | 56.8342
2011 | 24021 | CROPLAND (NON-IRRIGATED, USD/HA) | 137.1433
2011 | 51069 | CROPLAND (NON-IRRIGATED, USD/HA) | 61.7762
2010 | 24021 | CROPLAND (NON-IRRIGATED, USD/HA) | 128.4946
2010 | 51069 | CROPLAND (NON-IRRIGATED, USD/HA) | 71.6604
2009 | 24021 | CROPLAND (NON-IRRIGATED, USD/HA) | 122.317
2009 | 51069 | CROPLAND (NON-IRRIGATED, USD/HA) | 69.1894
2008 | 24021 | CROPLAND (NON-IRRIGATED, USD/HA) | 121.0815
2008 | 51069 | CROPLAND (NON-IRRIGATED, USD/HA) | 81.5447
2023 | 27047 | CROPLAND (NON-IRRIGATED, USD/HA) | 652.3572
2022 | 27047 | CROPLAND (NON-IRRIGATED, USD/HA) | 602.9362
2021 | 27047 | CROPLAND (NON-IRRIGATED, USD/HA) | 531.2758
2020 | 27047 | CROPLAND (NON-IRRIGATED, USD/HA) | 551.0441
2019 | 27047 | CROPLAND (NON-IRRIGATED, USD/HA) | 521.3915
2017 | 27047 | CROPLAND (NON-IRRIGATED, USD/HA) | 536.2178
2016 | 27047 | CROPLAND (NON-IRRIGATED, USD/HA) | 600.4651
2014 | 27047 | CROPLAND (NON-IRRIGATED, USD/HA) | 649.8862
2013 | 27047 | CROPLAND (NON-IRRIGATED, USD/HA) | 622.7046
2012 | 27047 | CROPLAND (NON-IRRIGATED, USD/HA) | 585.6389
2011 | 27047 | CROPLAND (NON-IRRIGATED, USD/HA) | 486.7969
2010 | 27047 | CROPLAND (NON-IRRIGATED, USD/HA) | 417.6074
2009 | 27047 | CROPLAND (NON-IRRIGATED, USD/HA) | 383.0127
2008 | 27047 | CROPLAND (NON-IRRIGATED, USD/HA) | 380.5417
2023 | 48161 | CROPLAND (NON-IRRIGATED, USD/HA) | 45.7144
2022 | 48161 | CROPLAND (NON-IRRIGATED, USD/HA) | 45.7144
2016 | 48161 | CROPLAND (NON-IRRIGATED, USD/HA) | 25.946
2014 | 48161 | CROPLAND (NON-IRRIGATED, USD/HA) | 33.3592
2013 | 48161 | CROPLAND (NON-IRRIGATED, USD/HA) | 43.2434
2012 | 48161 | CROPLAND (NON-IRRIGATED, USD/HA) | 37.0658
2011 | 48161 | CROPLAND (NON-IRRIGATED, USD/HA) | 43.2434
2010 | 48161 | CROPLAND (NON-IRRIGATED, USD/HA) | 46.95
2009 | 48161 | CROPLAND (NON-IRRIGATED, USD/HA) | 49.421
2024 | 16043 | CROPLAND (NON-IRRIGATED, USD/HA) | 130.9657
2024 | 19071 | CROPLAND (NON-IRRIGATED, USD/HA) | 597.9941
2023 | 16043 | CROPLAND (NON-IRRIGATED, USD/HA) | 129.7301
2023 | 19071 | CROPLAND (NON-IRRIGATED, USD/HA) | 617.7625
2022 | 16043 | CROPLAND (NON-IRRIGATED, USD/HA) | 138.3788
2022 | 19071 | CROPLAND (NON-IRRIGATED, USD/HA) | 585.6389
2022 | 56013 | CROPLAND (NON-IRRIGATED, USD/HA) | 32.1236
2021 | 16043 | CROPLAND (NON-IRRIGATED, USD/HA) | 105.0196
2021 | 19071 | CROPLAND (NON-IRRIGATED, USD/HA) | 501.6232
2021 | 56013 | CROPLAND (NON-IRRIGATED, USD/HA) | 37.0658
2020 | 16043 | CROPLAND (NON-IRRIGATED, USD/HA) | 135.9077
2020 | 19071 | CROPLAND (NON-IRRIGATED, USD/HA) | 457.1442
2020 | 56013 | CROPLAND (NON-IRRIGATED, USD/HA) | 43.2434
2019 | 19071 | CROPLAND (NON-IRRIGATED, USD/HA) | 481.8547
2019 | 56013 | CROPLAND (NON-IRRIGATED, USD/HA) | 39.5368
2017 | 16043 | CROPLAND (NON-IRRIGATED, USD/HA) | 117.3749
2017 | 19071 | CROPLAND (NON-IRRIGATED, USD/HA) | 467.0285
2017 | 56013 | CROPLAND (NON-IRRIGATED, USD/HA) | 28.4171
2016 | 16043 | CROPLAND (NON-IRRIGATED, USD/HA) | 117.3749
2016 | 19071 | CROPLAND (NON-IRRIGATED, USD/HA) | 541.1599
2016 | 56013 | CROPLAND (NON-IRRIGATED, USD/HA) | 28.4171
2014 | 16043 | CROPLAND (NON-IRRIGATED, USD/HA) | 148.263
2014 | 19071 | CROPLAND (NON-IRRIGATED, USD/HA) | 610.3493
2014 | 56013 | CROPLAND (NON-IRRIGATED, USD/HA) | 33.3592
2013 | 16043 | CROPLAND (NON-IRRIGATED, USD/HA) | 107.4907
2013 | 19071 | CROPLAND (NON-IRRIGATED, USD/HA) | 607.8783
2012 | 16043 | CROPLAND (NON-IRRIGATED, USD/HA) | 122.317
2012 | 19071 | CROPLAND (NON-IRRIGATED, USD/HA) | 541.1599
2012 | 56013 | CROPLAND (NON-IRRIGATED, USD/HA) | 34.5947
2011 | 16043 | CROPLAND (NON-IRRIGATED, USD/HA) | 98.842
2011 | 19071 | CROPLAND (NON-IRRIGATED, USD/HA) | 407.7233
2010 | 16043 | CROPLAND (NON-IRRIGATED, USD/HA) | 124.788
2010 | 19071 | CROPLAND (NON-IRRIGATED, USD/HA) | 410.1943
2009 | 8043 | CROPLAND (NON-IRRIGATED, USD/HA) | 59.3052
2009 | 19071 | CROPLAND (NON-IRRIGATED, USD/HA) | 400.3101
2008 | 19071 | CROPLAND (NON-IRRIGATED, USD/HA) | 365.7154
2024 | 6019 | CROPLAND (NON-IRRIGATED, USD/HA) | 45.7144
2023 | 6019 | CROPLAND (NON-IRRIGATED, USD/HA) | 74.1315
2021 | 6019 | CROPLAND (NON-IRRIGATED, USD/HA) | 64.2473
2020 | 6019 | CROPLAND (NON-IRRIGATED, USD/HA) | 91.4288
2019 | 6019 | CROPLAND (NON-IRRIGATED, USD/HA) | 64.2473
2017 | 6019 | CROPLAND (NON-IRRIGATED, USD/HA) | 111.1972
2016 | 6019 | CROPLAND (NON-IRRIGATED, USD/HA) | 98.842
2014 | 6019 | CROPLAND (NON-IRRIGATED, USD/HA) | 148.263
2013 | 6019 | CROPLAND (NON-IRRIGATED, USD/HA) | 107.4907
2012 | 6019 | CROPLAND (NON-IRRIGATED, USD/HA) | 88.9578
2011 | 6019 | CROPLAND (NON-IRRIGATED, USD/HA) | 114.9038
2010 | 6019 | CROPLAND (NON-IRRIGATED, USD/HA) | 126.0236
2009 | 6019 | CROPLAND (NON-IRRIGATED, USD/HA) | 135.9077
2024 | 48163 | CROPLAND (NON-IRRIGATED, USD/HA) | 75.367
2023 | 48163 | CROPLAND (NON-IRRIGATED, USD/HA) | 50.6565
2021 | 48163 | CROPLAND (NON-IRRIGATED, USD/HA) | 60.5407
2020 | 48163 | CROPLAND (NON-IRRIGATED, USD/HA) | 48.1855
2019 | 48163 | CROPLAND (NON-IRRIGATED, USD/HA) | 58.0697
2016 | 48163 | CROPLAND (NON-IRRIGATED, USD/HA) | 51.892
2014 | 48163 | CROPLAND (NON-IRRIGATED, USD/HA) | 51.892
2013 | 48163 | CROPLAND (NON-IRRIGATED, USD/HA) | 46.95
2012 | 48163 | CROPLAND (NON-IRRIGATED, USD/HA) | 45.7144
2011 | 48163 | CROPLAND (NON-IRRIGATED, USD/HA) | 51.892
2010 | 48163 | CROPLAND (NON-IRRIGATED, USD/HA) | 37.0658
2009 | 48163 | CROPLAND (NON-IRRIGATED, USD/HA) | 88.9578
2024 | 31063 | CROPLAND (NON-IRRIGATED, USD/HA) | 148.263
2023 | 31063 | CROPLAND (NON-IRRIGATED, USD/HA) | 154.4406
2022 | 31063 | CROPLAND (NON-IRRIGATED, USD/HA) | 151.9696
2021 | 31063 | CROPLAND (NON-IRRIGATED, USD/HA) | 154.4406
2020 | 31063 | CROPLAND (NON-IRRIGATED, USD/HA) | 143.3209
2019 | 31063 | CROPLAND (NON-IRRIGATED, USD/HA) | 138.3788
2017 | 31063 | CROPLAND (NON-IRRIGATED, USD/HA) | 138.3788
2016 | 31063 | CROPLAND (NON-IRRIGATED, USD/HA) | 137.1433
2014 | 31063 | CROPLAND (NON-IRRIGATED, USD/HA) | 134.6722
2013 | 31063 | CROPLAND (NON-IRRIGATED, USD/HA) | 137.1433
2012 | 31063 | CROPLAND (NON-IRRIGATED, USD/HA) | 127.2591
2011 | 31063 | CROPLAND (NON-IRRIGATED, USD/HA) | 113.6683
2010 | 31063 | CROPLAND (NON-IRRIGATED, USD/HA) | 108.7262
2009 | 31063 | CROPLAND (NON-IRRIGATED, USD/HA) | 108.7262
2008 | 31063 | CROPLAND (NON-IRRIGATED, USD/HA) | 106.2552
2024 | 5049 | CROPLAND (NON-IRRIGATED, USD/HA) | 65.4828
2024 | 18049 | CROPLAND (NON-IRRIGATED, USD/HA) | 523.8626
2024 | 21075 | CROPLAND (NON-IRRIGATED, USD/HA) | 481.8547
2024 | 36035 | CROPLAND (NON-IRRIGATED, USD/HA) | 380.5417
2024 | 42057 | CROPLAND (NON-IRRIGATED, USD/HA) | 264.4024
2023 | 17057 | CROPLAND (NON-IRRIGATED, USD/HA) | 617.7625
2023 | 18049 | CROPLAND (NON-IRRIGATED, USD/HA) | 499.1521
2023 | 21075 | CROPLAND (NON-IRRIGATED, USD/HA) | 457.1442
2023 | 36035 | CROPLAND (NON-IRRIGATED, USD/HA) | 98.842
2023 | 39051 | CROPLAND (NON-IRRIGATED, USD/HA) | 489.2679
2023 | 42057 | CROPLAND (NON-IRRIGATED, USD/HA) | 184.0932
2022 | 5049 | CROPLAND (NON-IRRIGATED, USD/HA) | 74.1315
2022 | 17057 | CROPLAND (NON-IRRIGATED, USD/HA) | 635.0598
2022 | 18049 | CROPLAND (NON-IRRIGATED, USD/HA) | 504.0942
2022 | 21075 | CROPLAND (NON-IRRIGATED, USD/HA) | 439.8469
2022 | 39051 | CROPLAND (NON-IRRIGATED, USD/HA) | 442.3179
2022 | 42057 | CROPLAND (NON-IRRIGATED, USD/HA) | 177.9156
2021 | 5049 | CROPLAND (NON-IRRIGATED, USD/HA) | 63.0118
2021 | 17057 | CROPLAND (NON-IRRIGATED, USD/HA) | 536.2178
2021 | 18049 | CROPLAND (NON-IRRIGATED, USD/HA) | 494.21
2021 | 21075 | CROPLAND (NON-IRRIGATED, USD/HA) | 412.6653
2021 | 36035 | CROPLAND (NON-IRRIGATED, USD/HA) | 79.0736
2021 | 39051 | CROPLAND (NON-IRRIGATED, USD/HA) | 449.7311
2021 | 42057 | CROPLAND (NON-IRRIGATED, USD/HA) | 164.3248
2020 | 5049 | CROPLAND (NON-IRRIGATED, USD/HA) | 49.421
2020 | 17057 | CROPLAND (NON-IRRIGATED, USD/HA) | 521.3915
2020 | 21075 | CROPLAND (NON-IRRIGATED, USD/HA) | 387.9549
2020 | 39051 | CROPLAND (NON-IRRIGATED, USD/HA) | 437.3759
2020 | 42057 | CROPLAND (NON-IRRIGATED, USD/HA) | 129.7301
2019 | 5049 | CROPLAND (NON-IRRIGATED, USD/HA) | 101.3131
2019 | 17057 | CROPLAND (NON-IRRIGATED, USD/HA) | 511.5073
2019 | 18049 | CROPLAND (NON-IRRIGATED, USD/HA) | 469.4995
2019 | 21075 | CROPLAND (NON-IRRIGATED, USD/HA) | 395.368
2019 | 39051 | CROPLAND (NON-IRRIGATED, USD/HA) | 417.6074
2017 | 5049 | CROPLAND (NON-IRRIGATED, USD/HA) | 56.8342
2017 | 17057 | CROPLAND (NON-IRRIGATED, USD/HA) | 501.6232
2017 | 18049 | CROPLAND (NON-IRRIGATED, USD/HA) | 494.21
2017 | 21075 | CROPLAND (NON-IRRIGATED, USD/HA) | 395.368
2017 | 36035 | CROPLAND (NON-IRRIGATED, USD/HA) | 70.4249
2017 | 39051 | CROPLAND (NON-IRRIGATED, USD/HA) | 412.6653
2017 | 42057 | CROPLAND (NON-IRRIGATED, USD/HA) | 147.0275
2016 | 5049 | CROPLAND (NON-IRRIGATED, USD/HA) | 55.5986
2016 | 17057 | CROPLAND (NON-IRRIGATED, USD/HA) | 504.0942
2016 | 18049 | CROPLAND (NON-IRRIGATED, USD/HA) | 469.4995
2016 | 21075 | CROPLAND (NON-IRRIGATED, USD/HA) | 370.6575
2016 | 36035 | CROPLAND (NON-IRRIGATED, USD/HA) | 71.6604
2016 | 39051 | CROPLAND (NON-IRRIGATED, USD/HA) | 422.5496
2016 | 42057 | CROPLAND (NON-IRRIGATED, USD/HA) | 108.7262
2014 | 5049 | CROPLAND (NON-IRRIGATED, USD/HA) | 42.0078
2014 | 17057 | CROPLAND (NON-IRRIGATED, USD/HA) | 580.6967
2014 | 18049 | CROPLAND (NON-IRRIGATED, USD/HA) | 494.21
2014 | 21075 | CROPLAND (NON-IRRIGATED, USD/HA) | 407.7233
2014 | 39051 | CROPLAND (NON-IRRIGATED, USD/HA) | 425.0206
2014 | 42057 | CROPLAND (NON-IRRIGATED, USD/HA) | 100.0775
2013 | 5049 | CROPLAND (NON-IRRIGATED, USD/HA) | 48.1855
2013 | 17057 | CROPLAND (NON-IRRIGATED, USD/HA) | 516.4494
2013 | 18049 | CROPLAND (NON-IRRIGATED, USD/HA) | 506.5652
2013 | 21075 | CROPLAND (NON-IRRIGATED, USD/HA) | 338.5338
2013 | 39051 | CROPLAND (NON-IRRIGATED, USD/HA) | 427.4916
2013 | 42057 | CROPLAND (NON-IRRIGATED, USD/HA) | 93.8999
2012 | 17057 | CROPLAND (NON-IRRIGATED, USD/HA) | 568.3415
2012 | 18049 | CROPLAND (NON-IRRIGATED, USD/HA) | 444.789
2012 | 21075 | CROPLAND (NON-IRRIGATED, USD/HA) | 323.7075
2012 | 39051 | CROPLAND (NON-IRRIGATED, USD/HA) | 365.7154
2012 | 42057 | CROPLAND (NON-IRRIGATED, USD/HA) | 84.0157
2011 | 5049 | CROPLAND (NON-IRRIGATED, USD/HA) | 39.5368
2011 | 17057 | CROPLAND (NON-IRRIGATED, USD/HA) | 444.789
2011 | 18049 | CROPLAND (NON-IRRIGATED, USD/HA) | 390.4259
2011 | 21075 | CROPLAND (NON-IRRIGATED, USD/HA) | 294.055
2011 | 39051 | CROPLAND (NON-IRRIGATED, USD/HA) | 308.8813
2011 | 42057 | CROPLAND (NON-IRRIGATED, USD/HA) | 84.0157
2010 | 17057 | CROPLAND (NON-IRRIGATED, USD/HA) | 444.789
2010 | 18049 | CROPLAND (NON-IRRIGATED, USD/HA) | 348.418
2010 | 21075 | CROPLAND (NON-IRRIGATED, USD/HA) | 276.7576
2010 | 39051 | CROPLAND (NON-IRRIGATED, USD/HA) | 301.4681
2010 | 42057 | CROPLAND (NON-IRRIGATED, USD/HA) | 69.1894
2009 | 5049 | CROPLAND (NON-IRRIGATED, USD/HA) | 54.3631
2009 | 17057 | CROPLAND (NON-IRRIGATED, USD/HA) | 447.26
2009 | 18049 | CROPLAND (NON-IRRIGATED, USD/HA) | 311.3523
2009 | 21075 | CROPLAND (NON-IRRIGATED, USD/HA) | 269.3444
2009 | 36035 | CROPLAND (NON-IRRIGATED, USD/HA) | 66.7184
2009 | 39051 | CROPLAND (NON-IRRIGATED, USD/HA) | 311.3523
2009 | 42057 | CROPLAND (NON-IRRIGATED, USD/HA) | 66.7184
2008 | 17057 | CROPLAND (NON-IRRIGATED, USD/HA) | 395.368
2008 | 18049 | CROPLAND (NON-IRRIGATED, USD/HA) | 318.7654
2008 | 39051 | CROPLAND (NON-IRRIGATED, USD/HA) | 318.7654
2008 | 42057 | CROPLAND (NON-IRRIGATED, USD/HA) | 77.8381
2024 | 31065 | CROPLAND (NON-IRRIGATED, USD/HA) | 197.684
2023 | 31065 | CROPLAND (NON-IRRIGATED, USD/HA) | 195.213
2022 | 31065 | CROPLAND (NON-IRRIGATED, USD/HA) | 196.4485
2021 | 31065 | CROPLAND (NON-IRRIGATED, USD/HA) | 182.8577
2020 | 31065 | CROPLAND (NON-IRRIGATED, USD/HA) | 174.209
2019 | 31065 | CROPLAND (NON-IRRIGATED, USD/HA) | 176.6801
2017 | 31065 | CROPLAND (NON-IRRIGATED, USD/HA) | 170.5025
2016 | 31065 | CROPLAND (NON-IRRIGATED, USD/HA) | 175.4445
2014 | 31065 | CROPLAND (NON-IRRIGATED, USD/HA) | 154.4406
2013 | 31065 | CROPLAND (NON-IRRIGATED, USD/HA) | 147.0275
2012 | 31065 | CROPLAND (NON-IRRIGATED, USD/HA) | 144.5564
2011 | 31065 | CROPLAND (NON-IRRIGATED, USD/HA) | 124.788
2010 | 31065 | CROPLAND (NON-IRRIGATED, USD/HA) | 135.9077
2009 | 31065 | CROPLAND (NON-IRRIGATED, USD/HA) | 123.5525
2008 | 31065 | CROPLAND (NON-IRRIGATED, USD/HA) | 122.317
2019 | 12039 | CROPLAND (NON-IRRIGATED, USD/HA) | 90.1933
2017 | 12039 | CROPLAND (NON-IRRIGATED, USD/HA) | 75.367
2016 | 12039 | CROPLAND (NON-IRRIGATED, USD/HA) | 84.0157
2011 | 12039 | CROPLAND (NON-IRRIGATED, USD/HA) | 88.9578
2010 | 12039 | CROPLAND (NON-IRRIGATED, USD/HA) | 105.0196
2009 | 12039 | CROPLAND (NON-IRRIGATED, USD/HA) | 76.6025
2024 | 31067 | CROPLAND (NON-IRRIGATED, USD/HA) | 429.9627
2023 | 31067 | CROPLAND (NON-IRRIGATED, USD/HA) | 422.5496
2022 | 31067 | CROPLAND (NON-IRRIGATED, USD/HA) | 402.7811
2021 | 31067 | CROPLAND (NON-IRRIGATED, USD/HA) | 383.0127
2020 | 31067 | CROPLAND (NON-IRRIGATED, USD/HA) | 360.7733
2019 | 31067 | CROPLAND (NON-IRRIGATED, USD/HA) | 375.5996
2017 | 31067 | CROPLAND (NON-IRRIGATED, USD/HA) | 383.0127
2016 | 31067 | CROPLAND (NON-IRRIGATED, USD/HA) | 385.4838
2014 | 31067 | CROPLAND (NON-IRRIGATED, USD/HA) | 350.8891
2013 | 31067 | CROPLAND (NON-IRRIGATED, USD/HA) | 321.2365
2012 | 31067 | CROPLAND (NON-IRRIGATED, USD/HA) | 291.5839
2011 | 31067 | CROPLAND (NON-IRRIGATED, USD/HA) | 274.2865
2010 | 31067 | CROPLAND (NON-IRRIGATED, USD/HA) | 231.0432
2009 | 31067 | CROPLAND (NON-IRRIGATED, USD/HA) | 237.2208
2008 | 31067 | CROPLAND (NON-IRRIGATED, USD/HA) | 219.9235
2024 | 48165 | CROPLAND (NON-IRRIGATED, USD/HA) | 81.5447
2023 | 48165 | CROPLAND (NON-IRRIGATED, USD/HA) | 75.367
2021 | 48165 | CROPLAND (NON-IRRIGATED, USD/HA) | 123.5525
2020 | 48165 | CROPLAND (NON-IRRIGATED, USD/HA) | 160.6182
2019 | 48165 | CROPLAND (NON-IRRIGATED, USD/HA) | 96.3709
2017 | 48165 | CROPLAND (NON-IRRIGATED, USD/HA) | 98.842
2016 | 48165 | CROPLAND (NON-IRRIGATED, USD/HA) | 74.1315
2014 | 48165 | CROPLAND (NON-IRRIGATED, USD/HA) | 118.6104
2013 | 48165 | CROPLAND (NON-IRRIGATED, USD/HA) | 108.7262
2012 | 48165 | CROPLAND (NON-IRRIGATED, USD/HA) | 111.1972
2011 | 48165 | CROPLAND (NON-IRRIGATED, USD/HA) | 149.4985
2010 | 48165 | CROPLAND (NON-IRRIGATED, USD/HA) | 111.1972
2024 | 17059 | CROPLAND (NON-IRRIGATED, USD/HA) | 447.26
2024 | 30031 | CROPLAND (NON-IRRIGATED, USD/HA) | 96.3709
2023 | 17059 | CROPLAND (NON-IRRIGATED, USD/HA) | 471.9706
2023 | 30031 | CROPLAND (NON-IRRIGATED, USD/HA) | 96.3709
2022 | 17059 | CROPLAND (NON-IRRIGATED, USD/HA) | 422.5496
2022 | 30031 | CROPLAND (NON-IRRIGATED, USD/HA) | 100.0775
2021 | 17059 | CROPLAND (NON-IRRIGATED, USD/HA) | 410.1943
2021 | 30031 | CROPLAND (NON-IRRIGATED, USD/HA) | 90.1933
2020 | 17059 | CROPLAND (NON-IRRIGATED, USD/HA) | 380.5417
2020 | 30031 | CROPLAND (NON-IRRIGATED, USD/HA) | 98.842
2019 | 30031 | CROPLAND (NON-IRRIGATED, USD/HA) | 93.8999
2017 | 17059 | CROPLAND (NON-IRRIGATED, USD/HA) | 405.2522
2017 | 21077 | CROPLAND (NON-IRRIGATED, USD/HA) | 271.8155
2017 | 30031 | CROPLAND (NON-IRRIGATED, USD/HA) | 92.6644
2016 | 17059 | CROPLAND (NON-IRRIGATED, USD/HA) | 395.368
2016 | 30031 | CROPLAND (NON-IRRIGATED, USD/HA) | 93.8999
2014 | 17059 | CROPLAND (NON-IRRIGATED, USD/HA) | 402.7811
2014 | 21077 | CROPLAND (NON-IRRIGATED, USD/HA) | 271.8155
2013 | 17059 | CROPLAND (NON-IRRIGATED, USD/HA) | 375.5996
2013 | 21077 | CROPLAND (NON-IRRIGATED, USD/HA) | 222.3945
2012 | 17059 | CROPLAND (NON-IRRIGATED, USD/HA) | 303.9391
2012 | 21077 | CROPLAND (NON-IRRIGATED, USD/HA) | 242.1629
2011 | 17059 | CROPLAND (NON-IRRIGATED, USD/HA) | 286.6418
2011 | 21077 | CROPLAND (NON-IRRIGATED, USD/HA) | 202.6261
2010 | 17059 | CROPLAND (NON-IRRIGATED, USD/HA) | 308.8813
2010 | 21077 | CROPLAND (NON-IRRIGATED, USD/HA) | 197.684
2009 | 17059 | CROPLAND (NON-IRRIGATED, USD/HA) | 313.8234
2009 | 21077 | CROPLAND (NON-IRRIGATED, USD/HA) | 242.1629
2024 | 39053 | CROPLAND (NON-IRRIGATED, USD/HA) | 147.0275
2023 | 39053 | CROPLAND (NON-IRRIGATED, USD/HA) | 175.4445
2022 | 39053 | CROPLAND (NON-IRRIGATED, USD/HA) | 198.9195
2021 | 39053 | CROPLAND (NON-IRRIGATED, USD/HA) | 169.2669
2020 | 39053 | CROPLAND (NON-IRRIGATED, USD/HA) | 177.9156
2019 | 39053 | CROPLAND (NON-IRRIGATED, USD/HA) | 170.5025
2016 | 39053 | CROPLAND (NON-IRRIGATED, USD/HA) | 121.0815
2013 | 39053 | CROPLAND (NON-IRRIGATED, USD/HA) | 140.8499
2011 | 39053 | CROPLAND (NON-IRRIGATED, USD/HA) | 143.3209
2009 | 39053 | CROPLAND (NON-IRRIGATED, USD/HA) | 122.317
2008 | 39053 | CROPLAND (NON-IRRIGATED, USD/HA) | 132.2012
2024 | 48167 | CROPLAND (NON-IRRIGATED, USD/HA) | 42.0078
2022 | 48167 | CROPLAND (NON-IRRIGATED, USD/HA) | 88.9578
2021 | 48167 | CROPLAND (NON-IRRIGATED, USD/HA) | 72.896
2017 | 48167 | CROPLAND (NON-IRRIGATED, USD/HA) | 37.0658
2016 | 48167 | CROPLAND (NON-IRRIGATED, USD/HA) | 37.0658
2014 | 48167 | CROPLAND (NON-IRRIGATED, USD/HA) | 40.7723
2012 | 48167 | CROPLAND (NON-IRRIGATED, USD/HA) | 35.8302
2010 | 48167 | CROPLAND (NON-IRRIGATED, USD/HA) | 67.9539
2009 | 48167 | CROPLAND (NON-IRRIGATED, USD/HA) | 49.421
2020 | 31069 | CROPLAND (NON-IRRIGATED, USD/HA) | 111.1972
2019 | 31069 | CROPLAND (NON-IRRIGATED, USD/HA) | 93.8999
2016 | 31069 | CROPLAND (NON-IRRIGATED, USD/HA) | 88.9578
2014 | 31069 | CROPLAND (NON-IRRIGATED, USD/HA) | 82.7802
2013 | 31069 | CROPLAND (NON-IRRIGATED, USD/HA) | 81.5447
2012 | 31069 | CROPLAND (NON-IRRIGATED, USD/HA) | 76.6025
2011 | 31069 | CROPLAND (NON-IRRIGATED, USD/HA) | 70.4249
2010 | 31069 | CROPLAND (NON-IRRIGATED, USD/HA) | 71.6604
2024 | 30033 | CROPLAND (NON-IRRIGATED, USD/HA) | 49.421
2024 | 40047 | CROPLAND (NON-IRRIGATED, USD/HA) | 111.1972
2024 | 53023 | CROPLAND (NON-IRRIGATED, USD/HA) | 172.9735
2023 | 30033 | CROPLAND (NON-IRRIGATED, USD/HA) | 58.0697
2023 | 40047 | CROPLAND (NON-IRRIGATED, USD/HA) | 108.7262
2023 | 53023 | CROPLAND (NON-IRRIGATED, USD/HA) | 168.0314
2022 | 30033 | CROPLAND (NON-IRRIGATED, USD/HA) | 65.4828
2022 | 31071 | CROPLAND (NON-IRRIGATED, USD/HA) | 214.9813
2022 | 40047 | CROPLAND (NON-IRRIGATED, USD/HA) | 109.9617
2022 | 53023 | CROPLAND (NON-IRRIGATED, USD/HA) | 168.0314
2021 | 30033 | CROPLAND (NON-IRRIGATED, USD/HA) | 42.0078
2021 | 31071 | CROPLAND (NON-IRRIGATED, USD/HA) | 206.3327
2021 | 40047 | CROPLAND (NON-IRRIGATED, USD/HA) | 103.7841
2021 | 49017 | CROPLAND (NON-IRRIGATED, USD/HA) | 116.1393
2021 | 53023 | CROPLAND (NON-IRRIGATED, USD/HA) | 170.5025
2020 | 8045 | CROPLAND (NON-IRRIGATED, USD/HA) | 76.6025
2020 | 30033 | CROPLAND (NON-IRRIGATED, USD/HA) | 46.95
2020 | 31071 | CROPLAND (NON-IRRIGATED, USD/HA) | 182.8577
2020 | 40047 | CROPLAND (NON-IRRIGATED, USD/HA) | 103.7841
2020 | 53023 | CROPLAND (NON-IRRIGATED, USD/HA) | 144.5564
2019 | 30033 | CROPLAND (NON-IRRIGATED, USD/HA) | 49.421
2019 | 40047 | CROPLAND (NON-IRRIGATED, USD/HA) | 105.0196
2019 | 53023 | CROPLAND (NON-IRRIGATED, USD/HA) | 144.5564
2017 | 30033 | CROPLAND (NON-IRRIGATED, USD/HA) | 33.3592
2017 | 40047 | CROPLAND (NON-IRRIGATED, USD/HA) | 95.1354
2017 | 53023 | CROPLAND (NON-IRRIGATED, USD/HA) | 158.1472
2016 | 30033 | CROPLAND (NON-IRRIGATED, USD/HA) | 38.3013
2016 | 40047 | CROPLAND (NON-IRRIGATED, USD/HA) | 92.6644
2016 | 53023 | CROPLAND (NON-IRRIGATED, USD/HA) | 158.1472
2014 | 8045 | CROPLAND (NON-IRRIGATED, USD/HA) | 87.7223
2014 | 40047 | CROPLAND (NON-IRRIGATED, USD/HA) | 98.842
2014 | 53023 | CROPLAND (NON-IRRIGATED, USD/HA) | 126.0236
2013 | 8045 | CROPLAND (NON-IRRIGATED, USD/HA) | 49.421
2013 | 30033 | CROPLAND (NON-IRRIGATED, USD/HA) | 35.8302
2013 | 40047 | CROPLAND (NON-IRRIGATED, USD/HA) | 86.4868
2013 | 53023 | CROPLAND (NON-IRRIGATED, USD/HA) | 91.4288
2012 | 30033 | CROPLAND (NON-IRRIGATED, USD/HA) | 28.4171
2012 | 31071 | CROPLAND (NON-IRRIGATED, USD/HA) | 123.5525
2012 | 40047 | CROPLAND (NON-IRRIGATED, USD/HA) | 93.8999
2012 | 53023 | CROPLAND (NON-IRRIGATED, USD/HA) | 107.4907
2011 | 40047 | CROPLAND (NON-IRRIGATED, USD/HA) | 95.1354
2011 | 53023 | CROPLAND (NON-IRRIGATED, USD/HA) | 102.5486
2010 | 30033 | CROPLAND (NON-IRRIGATED, USD/HA) | 37.0658
2010 | 40047 | CROPLAND (NON-IRRIGATED, USD/HA) | 96.3709
2010 | 53023 | CROPLAND (NON-IRRIGATED, USD/HA) | 114.9038
2009 | 8045 | CROPLAND (NON-IRRIGATED, USD/HA) | 66.7184
2009 | 30033 | CROPLAND (NON-IRRIGATED, USD/HA) | 42.0078
2009 | 31071 | CROPLAND (NON-IRRIGATED, USD/HA) | 81.5447
2009 | 40047 | CROPLAND (NON-IRRIGATED, USD/HA) | 96.3709
2009 | 53023 | CROPLAND (NON-IRRIGATED, USD/HA) | 117.3749
2008 | 40047 | CROPLAND (NON-IRRIGATED, USD/HA) | 86.4868
2022 | 5051 | CROPLAND (NON-IRRIGATED, USD/HA) | 25.946
2021 | 5051 | CROPLAND (NON-IRRIGATED, USD/HA) | 37.0658
2020 | 5051 | CROPLAND (NON-IRRIGATED, USD/HA) | 38.3013
2019 | 5051 | CROPLAND (NON-IRRIGATED, USD/HA) | 24.7105
2017 | 5051 | CROPLAND (NON-IRRIGATED, USD/HA) | 24.7105
2016 | 5051 | CROPLAND (NON-IRRIGATED, USD/HA) | 35.8302
2014 | 5051 | CROPLAND (NON-IRRIGATED, USD/HA) | 39.5368
2013 | 5051 | CROPLAND (NON-IRRIGATED, USD/HA) | 44.4789
2012 | 5051 | CROPLAND (NON-IRRIGATED, USD/HA) | 46.95
2011 | 5051 | CROPLAND (NON-IRRIGATED, USD/HA) | 34.5947
2010 | 5051 | CROPLAND (NON-IRRIGATED, USD/HA) | 42.0078
2009 | 5051 | CROPLAND (NON-IRRIGATED, USD/HA) | 49.421
2024 | 21079 | CROPLAND (NON-IRRIGATED, USD/HA) | 124.788
2023 | 21079 | CROPLAND (NON-IRRIGATED, USD/HA) | 126.0236
2022 | 21079 | CROPLAND (NON-IRRIGATED, USD/HA) | 124.788
2021 | 21079 | CROPLAND (NON-IRRIGATED, USD/HA) | 144.5564
2020 | 21079 | CROPLAND (NON-IRRIGATED, USD/HA) | 105.0196
2019 | 21079 | CROPLAND (NON-IRRIGATED, USD/HA) | 142.0854
2016 | 21079 | CROPLAND (NON-IRRIGATED, USD/HA) | 98.842
2014 | 21079 | CROPLAND (NON-IRRIGATED, USD/HA) | 76.6025
2013 | 21079 | CROPLAND (NON-IRRIGATED, USD/HA) | 81.5447
2012 | 21079 | CROPLAND (NON-IRRIGATED, USD/HA) | 103.7841
2011 | 21079 | CROPLAND (NON-IRRIGATED, USD/HA) | 79.0736
2010 | 21079 | CROPLAND (NON-IRRIGATED, USD/HA) | 101.3131
2009 | 21079 | CROPLAND (NON-IRRIGATED, USD/HA) | 79.0736
2024 | 24023 | CROPLAND (NON-IRRIGATED, USD/HA) | 100.0775
2023 | 24023 | CROPLAND (NON-IRRIGATED, USD/HA) | 100.0775
2022 | 24023 | CROPLAND (NON-IRRIGATED, USD/HA) | 91.4288
2021 | 24023 | CROPLAND (NON-IRRIGATED, USD/HA) | 92.6644
2020 | 24023 | CROPLAND (NON-IRRIGATED, USD/HA) | 86.4868
2019 | 24023 | CROPLAND (NON-IRRIGATED, USD/HA) | 87.7223
2017 | 24023 | CROPLAND (NON-IRRIGATED, USD/HA) | 91.4288
2016 | 24023 | CROPLAND (NON-IRRIGATED, USD/HA) | 80.3091
2014 | 24023 | CROPLAND (NON-IRRIGATED, USD/HA) | 87.7223
2013 | 24023 | CROPLAND (NON-IRRIGATED, USD/HA) | 77.8381
2012 | 24023 | CROPLAND (NON-IRRIGATED, USD/HA) | 76.6025
2011 | 24023 | CROPLAND (NON-IRRIGATED, USD/HA) | 91.4288
2010 | 24023 | CROPLAND (NON-IRRIGATED, USD/HA) | 87.7223
2009 | 24023 | CROPLAND (NON-IRRIGATED, USD/HA) | 77.8381
2024 | 40049 | CROPLAND (NON-IRRIGATED, USD/HA) | 90.1933
2022 | 40049 | CROPLAND (NON-IRRIGATED, USD/HA) | 48.1855
2021 | 40049 | CROPLAND (NON-IRRIGATED, USD/HA) | 50.6565
2020 | 40049 | CROPLAND (NON-IRRIGATED, USD/HA) | 63.0118
2019 | 40049 | CROPLAND (NON-IRRIGATED, USD/HA) | 77.8381
2017 | 40049 | CROPLAND (NON-IRRIGATED, USD/HA) | 49.421
2016 | 40049 | CROPLAND (NON-IRRIGATED, USD/HA) | 54.3631
2014 | 40049 | CROPLAND (NON-IRRIGATED, USD/HA) | 63.0118
2013 | 40049 | CROPLAND (NON-IRRIGATED, USD/HA) | 93.8999
2012 | 40049 | CROPLAND (NON-IRRIGATED, USD/HA) | 93.8999
2011 | 40049 | CROPLAND (NON-IRRIGATED, USD/HA) | 65.4828
2010 | 40049 | CROPLAND (NON-IRRIGATED, USD/HA) | 74.1315
2009 | 40049 | CROPLAND (NON-IRRIGATED, USD/HA) | 81.5447
2008 | 40049 | CROPLAND (NON-IRRIGATED, USD/HA) | 84.0157
2017 | 48169 | CROPLAND (NON-IRRIGATED, USD/HA) | 72.896
2014 | 48169 | CROPLAND (NON-IRRIGATED, USD/HA) | 64.2473
2009 | 48169 | CROPLAND (NON-IRRIGATED, USD/HA) | 55.5986
2024 | 29073 | CROPLAND (NON-IRRIGATED, USD/HA) | 105.0196
2023 | 29073 | CROPLAND (NON-IRRIGATED, USD/HA) | 149.4985
2022 | 29073 | CROPLAND (NON-IRRIGATED, USD/HA) | 149.4985
2021 | 29073 | CROPLAND (NON-IRRIGATED, USD/HA) | 128.4946
2020 | 29073 | CROPLAND (NON-IRRIGATED, USD/HA) | 112.4328
2019 | 29073 | CROPLAND (NON-IRRIGATED, USD/HA) | 106.2552
2017 | 29073 | CROPLAND (NON-IRRIGATED, USD/HA) | 123.5525
2016 | 29073 | CROPLAND (NON-IRRIGATED, USD/HA) | 108.7262
2014 | 29073 | CROPLAND (NON-IRRIGATED, USD/HA) | 124.788
2013 | 29073 | CROPLAND (NON-IRRIGATED, USD/HA) | 158.1472
2012 | 29073 | CROPLAND (NON-IRRIGATED, USD/HA) | 156.9117
2011 | 29073 | CROPLAND (NON-IRRIGATED, USD/HA) | 139.6143
2010 | 29073 | CROPLAND (NON-IRRIGATED, USD/HA) | 147.0275
2009 | 29073 | CROPLAND (NON-IRRIGATED, USD/HA) | 148.263
2008 | 29073 | CROPLAND (NON-IRRIGATED, USD/HA) | 137.1433
2024 | 37071 | CROPLAND (NON-IRRIGATED, USD/HA) | 66.7184
2023 | 37071 | CROPLAND (NON-IRRIGATED, USD/HA) | 74.1315
2022 | 37071 | CROPLAND (NON-IRRIGATED, USD/HA) | 75.367
2021 | 37071 | CROPLAND (NON-IRRIGATED, USD/HA) | 75.367
2020 | 37071 | CROPLAND (NON-IRRIGATED, USD/HA) | 66.7184
2019 | 37071 | CROPLAND (NON-IRRIGATED, USD/HA) | 67.9539
2017 | 37071 | CROPLAND (NON-IRRIGATED, USD/HA) | 76.6025
2016 | 37071 | CROPLAND (NON-IRRIGATED, USD/HA) | 67.9539
2014 | 37071 | CROPLAND (NON-IRRIGATED, USD/HA) | 64.2473
2013 | 37071 | CROPLAND (NON-IRRIGATED, USD/HA) | 64.2473
2012 | 37071 | CROPLAND (NON-IRRIGATED, USD/HA) | 65.4828
2011 | 37071 | CROPLAND (NON-IRRIGATED, USD/HA) | 55.5986
2010 | 37071 | CROPLAND (NON-IRRIGATED, USD/HA) | 48.1855
2009 | 37071 | CROPLAND (NON-IRRIGATED, USD/HA) | 49.421
2024 | 37073 | CROPLAND (NON-IRRIGATED, USD/HA) | 254.5181
2023 | 37073 | CROPLAND (NON-IRRIGATED, USD/HA) | 252.0471
2022 | 37073 | CROPLAND (NON-IRRIGATED, USD/HA) | 231.0432
2021 | 37073 | CROPLAND (NON-IRRIGATED, USD/HA) | 247.105
2020 | 37073 | CROPLAND (NON-IRRIGATED, USD/HA) | 239.6918
2019 | 37073 | CROPLAND (NON-IRRIGATED, USD/HA) | 242.1629
2017 | 37073 | CROPLAND (NON-IRRIGATED, USD/HA) | 234.7498
2016 | 37073 | CROPLAND (NON-IRRIGATED, USD/HA) | 224.8655
2014 | 37073 | CROPLAND (NON-IRRIGATED, USD/HA) | 198.9195
2013 | 37073 | CROPLAND (NON-IRRIGATED, USD/HA) | 196.4485
2012 | 37073 | CROPLAND (NON-IRRIGATED, USD/HA) | 177.9156
2011 | 37073 | CROPLAND (NON-IRRIGATED, USD/HA) | 176.6801
2010 | 37073 | CROPLAND (NON-IRRIGATED, USD/HA) | 150.734
2009 | 37073 | CROPLAND (NON-IRRIGATED, USD/HA) | 159.3827
2024 | 20061 | CROPLAND (NON-IRRIGATED, USD/HA) | 187.7998
2023 | 20061 | CROPLAND (NON-IRRIGATED, USD/HA) | 197.684
2022 | 20061 | CROPLAND (NON-IRRIGATED, USD/HA) | 186.5643
2021 | 20061 | CROPLAND (NON-IRRIGATED, USD/HA) | 171.738
2020 | 20061 | CROPLAND (NON-IRRIGATED, USD/HA) | 147.0275
2019 | 20061 | CROPLAND (NON-IRRIGATED, USD/HA) | 153.2051
2017 | 20061 | CROPLAND (NON-IRRIGATED, USD/HA) | 153.2051
2016 | 20061 | CROPLAND (NON-IRRIGATED, USD/HA) | 163.0893
2014 | 20061 | CROPLAND (NON-IRRIGATED, USD/HA) | 208.8037
2013 | 20061 | CROPLAND (NON-IRRIGATED, USD/HA) | 170.5025
2011 | 20061 | CROPLAND (NON-IRRIGATED, USD/HA) | 126.0236
2010 | 20061 | CROPLAND (NON-IRRIGATED, USD/HA) | 129.7301
2009 | 20061 | CROPLAND (NON-IRRIGATED, USD/HA) | 134.6722
2024 | 39055 | CROPLAND (NON-IRRIGATED, USD/HA) | 153.2051
2023 | 39055 | CROPLAND (NON-IRRIGATED, USD/HA) | 140.8499
2022 | 39055 | CROPLAND (NON-IRRIGATED, USD/HA) | 100.0775
2021 | 39055 | CROPLAND (NON-IRRIGATED, USD/HA) | 161.8538
2019 | 39055 | CROPLAND (NON-IRRIGATED, USD/HA) | 119.8459
2017 | 39055 | CROPLAND (NON-IRRIGATED, USD/HA) | 119.8459
2016 | 39055 | CROPLAND (NON-IRRIGATED, USD/HA) | 121.0815
2014 | 39055 | CROPLAND (NON-IRRIGATED, USD/HA) | 98.842
2013 | 39055 | CROPLAND (NON-IRRIGATED, USD/HA) | 97.6065
2012 | 39055 | CROPLAND (NON-IRRIGATED, USD/HA) | 97.6065
2011 | 39055 | CROPLAND (NON-IRRIGATED, USD/HA) | 98.842
2010 | 39055 | CROPLAND (NON-IRRIGATED, USD/HA) | 113.6683
2009 | 39055 | CROPLAND (NON-IRRIGATED, USD/HA) | 126.0236
2024 | 26049 | CROPLAND (NON-IRRIGATED, USD/HA) | 291.5839
2024 | 36037 | CROPLAND (NON-IRRIGATED, USD/HA) | 254.5181
2023 | 26049 | CROPLAND (NON-IRRIGATED, USD/HA) | 252.0471
2023 | 36037 | CROPLAND (NON-IRRIGATED, USD/HA) | 237.2208
2022 | 26049 | CROPLAND (NON-IRRIGATED, USD/HA) | 227.3366
2021 | 26049 | CROPLAND (NON-IRRIGATED, USD/HA) | 243.3984
2021 | 36037 | CROPLAND (NON-IRRIGATED, USD/HA) | 211.2748
2020 | 26049 | CROPLAND (NON-IRRIGATED, USD/HA) | 219.9235
2020 | 36037 | CROPLAND (NON-IRRIGATED, USD/HA) | 198.9195
2019 | 26049 | CROPLAND (NON-IRRIGATED, USD/HA) | 217.4524
2019 | 36037 | CROPLAND (NON-IRRIGATED, USD/HA) | 189.0353
2017 | 26049 | CROPLAND (NON-IRRIGATED, USD/HA) | 222.3945
2017 | 36037 | CROPLAND (NON-IRRIGATED, USD/HA) | 190.2708
2016 | 26049 | CROPLAND (NON-IRRIGATED, USD/HA) | 222.3945
2016 | 36037 | CROPLAND (NON-IRRIGATED, USD/HA) | 180.3867
2014 | 26049 | CROPLAND (NON-IRRIGATED, USD/HA) | 192.7419
2014 | 36037 | CROPLAND (NON-IRRIGATED, USD/HA) | 172.9735
2013 | 26049 | CROPLAND (NON-IRRIGATED, USD/HA) | 195.213
2013 | 36037 | CROPLAND (NON-IRRIGATED, USD/HA) | 170.5025
2012 | 26049 | CROPLAND (NON-IRRIGATED, USD/HA) | 171.738
2012 | 36037 | CROPLAND (NON-IRRIGATED, USD/HA) | 164.3248
2011 | 26049 | CROPLAND (NON-IRRIGATED, USD/HA) | 149.4985
2011 | 36037 | CROPLAND (NON-IRRIGATED, USD/HA) | 127.2591
2010 | 36037 | CROPLAND (NON-IRRIGATED, USD/HA) | 151.9696
2009 | 26049 | CROPLAND (NON-IRRIGATED, USD/HA) | 138.3788
2009 | 36037 | CROPLAND (NON-IRRIGATED, USD/HA) | 148.263
2008 | 26049 | CROPLAND (NON-IRRIGATED, USD/HA) | 137.1433
2008 | 36037 | CROPLAND (NON-IRRIGATED, USD/HA) | 135.9077
2024 | 1061 | CROPLAND (NON-IRRIGATED, USD/HA) | 145.7919
2023 | 1061 | CROPLAND (NON-IRRIGATED, USD/HA) | 124.788
2022 | 1061 | CROPLAND (NON-IRRIGATED, USD/HA) | 138.3788
2021 | 1061 | CROPLAND (NON-IRRIGATED, USD/HA) | 145.7919
2020 | 1061 | CROPLAND (NON-IRRIGATED, USD/HA) | 132.2012
2019 | 1061 | CROPLAND (NON-IRRIGATED, USD/HA) | 147.0275
2017 | 1061 | CROPLAND (NON-IRRIGATED, USD/HA) | 121.0815
2016 | 1061 | CROPLAND (NON-IRRIGATED, USD/HA) | 122.317
2014 | 1061 | CROPLAND (NON-IRRIGATED, USD/HA) | 118.6104
2013 | 1061 | CROPLAND (NON-IRRIGATED, USD/HA) | 122.317
2012 | 1061 | CROPLAND (NON-IRRIGATED, USD/HA) | 118.6104
2011 | 1061 | CROPLAND (NON-IRRIGATED, USD/HA) | 108.7262
2010 | 1061 | CROPLAND (NON-IRRIGATED, USD/HA) | 101.3131
2009 | 1061 | CROPLAND (NON-IRRIGATED, USD/HA) | 103.7841
2008 | 1061 | CROPLAND (NON-IRRIGATED, USD/HA) | 96.3709
2024 | 29075 | CROPLAND (NON-IRRIGATED, USD/HA) | 422.5496
2023 | 29075 | CROPLAND (NON-IRRIGATED, USD/HA) | 412.6653
2022 | 29075 | CROPLAND (NON-IRRIGATED, USD/HA) | 368.1864
2021 | 29075 | CROPLAND (NON-IRRIGATED, USD/HA) | 385.4838
2020 | 29075 | CROPLAND (NON-IRRIGATED, USD/HA) | 370.6575
2019 | 29075 | CROPLAND (NON-IRRIGATED, USD/HA) | 402.7811
2017 | 29075 | CROPLAND (NON-IRRIGATED, USD/HA) | 425.0206
2016 | 29075 | CROPLAND (NON-IRRIGATED, USD/HA) | 462.0863
2014 | 29075 | CROPLAND (NON-IRRIGATED, USD/HA) | 486.7969
2013 | 29075 | CROPLAND (NON-IRRIGATED, USD/HA) | 474.4416
2012 | 29075 | CROPLAND (NON-IRRIGATED, USD/HA) | 397.839
2010 | 29075 | CROPLAND (NON-IRRIGATED, USD/HA) | 284.1707
2009 | 29075 | CROPLAND (NON-IRRIGATED, USD/HA) | 271.8155
2008 | 29075 | CROPLAND (NON-IRRIGATED, USD/HA) | 237.2208
2024 | 28039 | CROPLAND (NON-IRRIGATED, USD/HA) | 128.4946
2023 | 28039 | CROPLAND (NON-IRRIGATED, USD/HA) | 124.788
2022 | 28039 | CROPLAND (NON-IRRIGATED, USD/HA) | 118.6104
2021 | 28039 | CROPLAND (NON-IRRIGATED, USD/HA) | 122.317
2020 | 28039 | CROPLAND (NON-IRRIGATED, USD/HA) | 105.0196
2017 | 28039 | CROPLAND (NON-IRRIGATED, USD/HA) | 101.3131
2016 | 28039 | CROPLAND (NON-IRRIGATED, USD/HA) | 133.4367
2014 | 28039 | CROPLAND (NON-IRRIGATED, USD/HA) | 88.9578
2013 | 28039 | CROPLAND (NON-IRRIGATED, USD/HA) | 93.8999
2012 | 28039 | CROPLAND (NON-IRRIGATED, USD/HA) | 97.6065
2010 | 28039 | CROPLAND (NON-IRRIGATED, USD/HA) | 103.7841
2023 | 45043 | CROPLAND (NON-IRRIGATED, USD/HA) | 93.8999
2022 | 45043 | CROPLAND (NON-IRRIGATED, USD/HA) | 98.842
2021 | 45043 | CROPLAND (NON-IRRIGATED, USD/HA) | 85.2512
2014 | 45043 | CROPLAND (NON-IRRIGATED, USD/HA) | 81.5447
2013 | 45043 | CROPLAND (NON-IRRIGATED, USD/HA) | 90.1933
2012 | 45043 | CROPLAND (NON-IRRIGATED, USD/HA) | 74.1315
2011 | 45043 | CROPLAND (NON-IRRIGATED, USD/HA) | 75.367
2010 | 45043 | CROPLAND (NON-IRRIGATED, USD/HA) | 76.6025
2009 | 45043 | CROPLAND (NON-IRRIGATED, USD/HA) | 74.1315
2024 | 18051 | CROPLAND (NON-IRRIGATED, USD/HA) | 560.9284
2024 | 47053 | CROPLAND (NON-IRRIGATED, USD/HA) | 378.0707
2023 | 18051 | CROPLAND (NON-IRRIGATED, USD/HA) | 518.9205
2023 | 47053 | CROPLAND (NON-IRRIGATED, USD/HA) | 370.6575
2022 | 47053 | CROPLAND (NON-IRRIGATED, USD/HA) | 358.3023
2021 | 18051 | CROPLAND (NON-IRRIGATED, USD/HA) | 499.1521
2021 | 47053 | CROPLAND (NON-IRRIGATED, USD/HA) | 343.476
2020 | 18051 | CROPLAND (NON-IRRIGATED, USD/HA) | 439.8469
2020 | 47053 | CROPLAND (NON-IRRIGATED, USD/HA) | 281.6997
2019 | 18051 | CROPLAND (NON-IRRIGATED, USD/HA) | 434.9048
2019 | 47053 | CROPLAND (NON-IRRIGATED, USD/HA) | 331.1207
2017 | 18051 | CROPLAND (NON-IRRIGATED, USD/HA) | 467.0285
2017 | 47053 | CROPLAND (NON-IRRIGATED, USD/HA) | 318.7654
2016 | 18051 | CROPLAND (NON-IRRIGATED, USD/HA) | 467.0285
2016 | 47053 | CROPLAND (NON-IRRIGATED, USD/HA) | 313.8234
2014 | 18051 | CROPLAND (NON-IRRIGATED, USD/HA) | 432.4337
2014 | 47053 | CROPLAND (NON-IRRIGATED, USD/HA) | 311.3523
2013 | 18051 | CROPLAND (NON-IRRIGATED, USD/HA) | 444.789
2013 | 47053 | CROPLAND (NON-IRRIGATED, USD/HA) | 264.4024
2012 | 18051 | CROPLAND (NON-IRRIGATED, USD/HA) | 405.2522
2012 | 47053 | CROPLAND (NON-IRRIGATED, USD/HA) | 264.4024
2011 | 18051 | CROPLAND (NON-IRRIGATED, USD/HA) | 306.4102
2011 | 47053 | CROPLAND (NON-IRRIGATED, USD/HA) | 247.105
2010 | 18051 | CROPLAND (NON-IRRIGATED, USD/HA) | 363.2443
2009 | 18051 | CROPLAND (NON-IRRIGATED, USD/HA) | 365.7154
2009 | 47053 | CROPLAND (NON-IRRIGATED, USD/HA) | 231.0432
2008 | 18051 | CROPLAND (NON-IRRIGATED, USD/HA) | 331.1207
2008 | 47053 | CROPLAND (NON-IRRIGATED, USD/HA) | 237.2208
2024 | 12041 | CROPLAND (NON-IRRIGATED, USD/HA) | 160.6182
2023 | 12041 | CROPLAND (NON-IRRIGATED, USD/HA) | 127.2591
2022 | 12041 | CROPLAND (NON-IRRIGATED, USD/HA) | 165.5603
2021 | 12041 | CROPLAND (NON-IRRIGATED, USD/HA) | 192.7419
2020 | 12041 | CROPLAND (NON-IRRIGATED, USD/HA) | 180.3867
2019 | 12041 | CROPLAND (NON-IRRIGATED, USD/HA) | 111.1972
2017 | 12041 | CROPLAND (NON-IRRIGATED, USD/HA) | 126.0236
2016 | 12041 | CROPLAND (NON-IRRIGATED, USD/HA) | 168.0314
2014 | 12041 | CROPLAND (NON-IRRIGATED, USD/HA) | 165.5603
2013 | 12041 | CROPLAND (NON-IRRIGATED, USD/HA) | 105.0196
2012 | 12041 | CROPLAND (NON-IRRIGATED, USD/HA) | 128.4946
2010 | 12041 | CROPLAND (NON-IRRIGATED, USD/HA) | 112.4328
2009 | 12041 | CROPLAND (NON-IRRIGATED, USD/HA) | 114.9038
2024 | 47055 | CROPLAND (NON-IRRIGATED, USD/HA) | 195.213
2024 | 51071 | CROPLAND (NON-IRRIGATED, USD/HA) | 64.2473
2023 | 47055 | CROPLAND (NON-IRRIGATED, USD/HA) | 147.0275
2023 | 51071 | CROPLAND (NON-IRRIGATED, USD/HA) | 76.6025
2022 | 47055 | CROPLAND (NON-IRRIGATED, USD/HA) | 135.9077
2022 | 51071 | CROPLAND (NON-IRRIGATED, USD/HA) | 70.4249
2021 | 47055 | CROPLAND (NON-IRRIGATED, USD/HA) | 148.263
2021 | 51071 | CROPLAND (NON-IRRIGATED, USD/HA) | 79.0736
2020 | 47055 | CROPLAND (NON-IRRIGATED, USD/HA) | 160.6182
2020 | 51071 | CROPLAND (NON-IRRIGATED, USD/HA) | 71.6604
2019 | 47055 | CROPLAND (NON-IRRIGATED, USD/HA) | 197.684
2019 | 51071 | CROPLAND (NON-IRRIGATED, USD/HA) | 71.6604
2017 | 47055 | CROPLAND (NON-IRRIGATED, USD/HA) | 197.684
2017 | 51071 | CROPLAND (NON-IRRIGATED, USD/HA) | 61.7762
2016 | 47055 | CROPLAND (NON-IRRIGATED, USD/HA) | 190.2708
2016 | 51071 | CROPLAND (NON-IRRIGATED, USD/HA) | 72.896
2014 | 47055 | CROPLAND (NON-IRRIGATED, USD/HA) | 227.3366
2014 | 51071 | CROPLAND (NON-IRRIGATED, USD/HA) | 67.9539
2013 | 47055 | CROPLAND (NON-IRRIGATED, USD/HA) | 198.9195
2012 | 47055 | CROPLAND (NON-IRRIGATED, USD/HA) | 205.0971
2011 | 47055 | CROPLAND (NON-IRRIGATED, USD/HA) | 150.734
2010 | 47055 | CROPLAND (NON-IRRIGATED, USD/HA) | 165.5603
2010 | 51071 | CROPLAND (NON-IRRIGATED, USD/HA) | 40.7723
2009 | 47055 | CROPLAND (NON-IRRIGATED, USD/HA) | 122.317
2009 | 51071 | CROPLAND (NON-IRRIGATED, USD/HA) | 39.5368
2008 | 47055 | CROPLAND (NON-IRRIGATED, USD/HA) | 111.1972
2023 | 48171 | CROPLAND (NON-IRRIGATED, USD/HA) | 25.946
2022 | 48171 | CROPLAND (NON-IRRIGATED, USD/HA) | 22.2394
2021 | 48171 | CROPLAND (NON-IRRIGATED, USD/HA) | 35.8302
2020 | 48171 | CROPLAND (NON-IRRIGATED, USD/HA) | 49.421
2019 | 48171 | CROPLAND (NON-IRRIGATED, USD/HA) | 53.1276
2017 | 48171 | CROPLAND (NON-IRRIGATED, USD/HA) | 55.5986
2016 | 48171 | CROPLAND (NON-IRRIGATED, USD/HA) | 35.8302
2014 | 48171 | CROPLAND (NON-IRRIGATED, USD/HA) | 39.5368
2013 | 48171 | CROPLAND (NON-IRRIGATED, USD/HA) | 32.1236
2012 | 48171 | CROPLAND (NON-IRRIGATED, USD/HA) | 32.1236
2011 | 48171 | CROPLAND (NON-IRRIGATED, USD/HA) | 39.5368
2010 | 48171 | CROPLAND (NON-IRRIGATED, USD/HA) | 33.3592
2009 | 48171 | CROPLAND (NON-IRRIGATED, USD/HA) | 34.5947
2008 | 48171 | CROPLAND (NON-IRRIGATED, USD/HA) | 53.1276
2022 | 41021 | CROPLAND (NON-IRRIGATED, USD/HA) | 126.0236
2017 | 41021 | CROPLAND (NON-IRRIGATED, USD/HA) | 71.6604
2016 | 41021 | CROPLAND (NON-IRRIGATED, USD/HA) | 82.7802
2014 | 41021 | CROPLAND (NON-IRRIGATED, USD/HA) | 81.5447
2013 | 41021 | CROPLAND (NON-IRRIGATED, USD/HA) | 61.7762
2011 | 41021 | CROPLAND (NON-IRRIGATED, USD/HA) | 124.788
2024 | 13123 | CROPLAND (NON-IRRIGATED, USD/HA) | 88.9578
2023 | 13123 | CROPLAND (NON-IRRIGATED, USD/HA) | 80.3091
2023 | 54021 | CROPLAND (NON-IRRIGATED, USD/HA) | 53.1276
2022 | 13123 | CROPLAND (NON-IRRIGATED, USD/HA) | 98.842
2021 | 13123 | CROPLAND (NON-IRRIGATED, USD/HA) | 111.1972
2021 | 54021 | CROPLAND (NON-IRRIGATED, USD/HA) | 43.2434
2020 | 54021 | CROPLAND (NON-IRRIGATED, USD/HA) | 43.2434
2017 | 54021 | CROPLAND (NON-IRRIGATED, USD/HA) | 37.0658
2016 | 54021 | CROPLAND (NON-IRRIGATED, USD/HA) | 24.7105
2014 | 54021 | CROPLAND (NON-IRRIGATED, USD/HA) | 24.7105
2013 | 13123 | CROPLAND (NON-IRRIGATED, USD/HA) | 114.9038
2013 | 54021 | CROPLAND (NON-IRRIGATED, USD/HA) | 29.6526
2012 | 13123 | CROPLAND (NON-IRRIGATED, USD/HA) | 82.7802
2012 | 54021 | CROPLAND (NON-IRRIGATED, USD/HA) | 32.1236
2011 | 13123 | CROPLAND (NON-IRRIGATED, USD/HA) | 96.3709
2010 | 13123 | CROPLAND (NON-IRRIGATED, USD/HA) | 84.0157
2009 | 13123 | CROPLAND (NON-IRRIGATED, USD/HA) | 93.8999
2024 | 30035 | CROPLAND (NON-IRRIGATED, USD/HA) | 54.3631
2023 | 30035 | CROPLAND (NON-IRRIGATED, USD/HA) | 55.5986
2022 | 30035 | CROPLAND (NON-IRRIGATED, USD/HA) | 67.9539
2021 | 30035 | CROPLAND (NON-IRRIGATED, USD/HA) | 59.3052
2020 | 30035 | CROPLAND (NON-IRRIGATED, USD/HA) | 56.8342
2019 | 30035 | CROPLAND (NON-IRRIGATED, USD/HA) | 54.3631
2017 | 30035 | CROPLAND (NON-IRRIGATED, USD/HA) | 51.892
2016 | 30035 | CROPLAND (NON-IRRIGATED, USD/HA) | 54.3631
2014 | 30035 | CROPLAND (NON-IRRIGATED, USD/HA) | 56.8342
2013 | 30035 | CROPLAND (NON-IRRIGATED, USD/HA) | 58.0697
2012 | 30035 | CROPLAND (NON-IRRIGATED, USD/HA) | 48.1855
2011 | 30035 | CROPLAND (NON-IRRIGATED, USD/HA) | 56.8342
2010 | 30035 | CROPLAND (NON-IRRIGATED, USD/HA) | 46.95
2009 | 30035 | CROPLAND (NON-IRRIGATED, USD/HA) | 45.7144
2024 | 26051 | CROPLAND (NON-IRRIGATED, USD/HA) | 228.5721
2023 | 26051 | CROPLAND (NON-IRRIGATED, USD/HA) | 172.9735
2022 | 26051 | CROPLAND (NON-IRRIGATED, USD/HA) | 151.9696
2021 | 26051 | CROPLAND (NON-IRRIGATED, USD/HA) | 195.213
2020 | 26051 | CROPLAND (NON-IRRIGATED, USD/HA) | 222.3945
2019 | 26051 | CROPLAND (NON-IRRIGATED, USD/HA) | 254.5181
2017 | 26051 | CROPLAND (NON-IRRIGATED, USD/HA) | 247.105
2016 | 26051 | CROPLAND (NON-IRRIGATED, USD/HA) | 259.4602
2014 | 26051 | CROPLAND (NON-IRRIGATED, USD/HA) | 259.4602
2013 | 26051 | CROPLAND (NON-IRRIGATED, USD/HA) | 212.5103
2012 | 26051 | CROPLAND (NON-IRRIGATED, USD/HA) | 151.9696
2011 | 26051 | CROPLAND (NON-IRRIGATED, USD/HA) | 98.842
2010 | 26051 | CROPLAND (NON-IRRIGATED, USD/HA) | 114.9038
2009 | 26051 | CROPLAND (NON-IRRIGATED, USD/HA) | 102.5486
2008 | 26051 | CROPLAND (NON-IRRIGATED, USD/HA) | 111.1972
2022 | 13125 | CROPLAND (NON-IRRIGATED, USD/HA) | 51.892
2023 | 48173 | CROPLAND (NON-IRRIGATED, USD/HA) | 86.4868
2022 | 48173 | CROPLAND (NON-IRRIGATED, USD/HA) | 76.6025
2020 | 48173 | CROPLAND (NON-IRRIGATED, USD/HA) | 80.3091
2019 | 48173 | CROPLAND (NON-IRRIGATED, USD/HA) | 86.4868
2017 | 48173 | CROPLAND (NON-IRRIGATED, USD/HA) | 82.7802
2016 | 48173 | CROPLAND (NON-IRRIGATED, USD/HA) | 74.1315
2014 | 48173 | CROPLAND (NON-IRRIGATED, USD/HA) | 88.9578
2013 | 48173 | CROPLAND (NON-IRRIGATED, USD/HA) | 88.9578
2012 | 48173 | CROPLAND (NON-IRRIGATED, USD/HA) | 84.0157
2011 | 48173 | CROPLAND (NON-IRRIGATED, USD/HA) | 92.6644
2009 | 48173 | CROPLAND (NON-IRRIGATED, USD/HA) | 53.1276
2024 | 6021 | CROPLAND (NON-IRRIGATED, USD/HA) | 79.0736
2023 | 6021 | CROPLAND (NON-IRRIGATED, USD/HA) | 61.7762
2021 | 6021 | CROPLAND (NON-IRRIGATED, USD/HA) | 64.2473
2019 | 6021 | CROPLAND (NON-IRRIGATED, USD/HA) | 53.1276
2017 | 6021 | CROPLAND (NON-IRRIGATED, USD/HA) | 64.2473
2016 | 6021 | CROPLAND (NON-IRRIGATED, USD/HA) | 51.892
2014 | 6021 | CROPLAND (NON-IRRIGATED, USD/HA) | 56.8342
2013 | 6021 | CROPLAND (NON-IRRIGATED, USD/HA) | 107.4907
2011 | 6021 | CROPLAND (NON-IRRIGATED, USD/HA) | 126.0236
2010 | 6021 | CROPLAND (NON-IRRIGATED, USD/HA) | 88.9578
2024 | 34015 | CROPLAND (NON-IRRIGATED, USD/HA) | 214.9813
2023 | 34015 | CROPLAND (NON-IRRIGATED, USD/HA) | 240.9274
2023 | 51073 | CROPLAND (NON-IRRIGATED, USD/HA) | 191.5064
2022 | 34015 | CROPLAND (NON-IRRIGATED, USD/HA) | 208.8037
2021 | 34015 | CROPLAND (NON-IRRIGATED, USD/HA) | 210.0393
2024 | 30037 | CROPLAND (NON-IRRIGATED, USD/HA) | 49.421
2024 | 38033 | CROPLAND (NON-IRRIGATED, USD/HA) | 84.0157
2023 | 30037 | CROPLAND (NON-IRRIGATED, USD/HA) | 44.4789
2023 | 38033 | CROPLAND (NON-IRRIGATED, USD/HA) | 75.367
2022 | 30037 | CROPLAND (NON-IRRIGATED, USD/HA) | 46.95
2022 | 38033 | CROPLAND (NON-IRRIGATED, USD/HA) | 71.6604
2021 | 30037 | CROPLAND (NON-IRRIGATED, USD/HA) | 55.5986
2021 | 38033 | CROPLAND (NON-IRRIGATED, USD/HA) | 71.6604
2020 | 30037 | CROPLAND (NON-IRRIGATED, USD/HA) | 46.95
2020 | 38033 | CROPLAND (NON-IRRIGATED, USD/HA) | 76.6025
2019 | 38033 | CROPLAND (NON-IRRIGATED, USD/HA) | 79.0736
2017 | 38033 | CROPLAND (NON-IRRIGATED, USD/HA) | 75.367
2016 | 30037 | CROPLAND (NON-IRRIGATED, USD/HA) | 46.95
2016 | 38033 | CROPLAND (NON-IRRIGATED, USD/HA) | 74.1315
2014 | 38033 | CROPLAND (NON-IRRIGATED, USD/HA) | 64.2473
2013 | 38033 | CROPLAND (NON-IRRIGATED, USD/HA) | 69.1894
2012 | 38033 | CROPLAND (NON-IRRIGATED, USD/HA) | 66.7184
2011 | 38033 | CROPLAND (NON-IRRIGATED, USD/HA) | 61.7762
2010 | 38033 | CROPLAND (NON-IRRIGATED, USD/HA) | 61.7762
2009 | 30037 | CROPLAND (NON-IRRIGATED, USD/HA) | 38.3013
2009 | 38033 | CROPLAND (NON-IRRIGATED, USD/HA) | 58.0697
2024 | 48175 | CROPLAND (NON-IRRIGATED, USD/HA) | 76.6025
2023 | 48175 | CROPLAND (NON-IRRIGATED, USD/HA) | 77.8381
2022 | 48175 | CROPLAND (NON-IRRIGATED, USD/HA) | 60.5407
2021 | 48175 | CROPLAND (NON-IRRIGATED, USD/HA) | 27.1816
2020 | 48175 | CROPLAND (NON-IRRIGATED, USD/HA) | 61.7762
2019 | 48175 | CROPLAND (NON-IRRIGATED, USD/HA) | 45.7144
2017 | 48175 | CROPLAND (NON-IRRIGATED, USD/HA) | 37.0658
2016 | 48175 | CROPLAND (NON-IRRIGATED, USD/HA) | 42.0078
2014 | 48175 | CROPLAND (NON-IRRIGATED, USD/HA) | 60.5407
2012 | 48175 | CROPLAND (NON-IRRIGATED, USD/HA) | 38.3013
2011 | 48175 | CROPLAND (NON-IRRIGATED, USD/HA) | 44.4789
2010 | 48175 | CROPLAND (NON-IRRIGATED, USD/HA) | 51.892
2009 | 48175 | CROPLAND (NON-IRRIGATED, USD/HA) | 54.3631
2023 | 48177 | CROPLAND (NON-IRRIGATED, USD/HA) | 54.3631
2022 | 48177 | CROPLAND (NON-IRRIGATED, USD/HA) | 43.2434
2016 | 48177 | CROPLAND (NON-IRRIGATED, USD/HA) | 32.1236
2014 | 48177 | CROPLAND (NON-IRRIGATED, USD/HA) | 44.4789
2013 | 48177 | CROPLAND (NON-IRRIGATED, USD/HA) | 35.8302
2012 | 48177 | CROPLAND (NON-IRRIGATED, USD/HA) | 56.8342
2011 | 48177 | CROPLAND (NON-IRRIGATED, USD/HA) | 44.4789
2010 | 48177 | CROPLAND (NON-IRRIGATED, USD/HA) | 38.3013
2009 | 48177 | CROPLAND (NON-IRRIGATED, USD/HA) | 42.0078
2024 | 51075 | CROPLAND (NON-IRRIGATED, USD/HA) | 107.4907
2023 | 51075 | CROPLAND (NON-IRRIGATED, USD/HA) | 118.6104
2022 | 51075 | CROPLAND (NON-IRRIGATED, USD/HA) | 112.4328
2021 | 51075 | CROPLAND (NON-IRRIGATED, USD/HA) | 116.1393
2020 | 51075 | CROPLAND (NON-IRRIGATED, USD/HA) | 137.1433
2014 | 51075 | CROPLAND (NON-IRRIGATED, USD/HA) | 116.1393
2013 | 51075 | CROPLAND (NON-IRRIGATED, USD/HA) | 95.1354
2012 | 51075 | CROPLAND (NON-IRRIGATED, USD/HA) | 91.4288
2011 | 51075 | CROPLAND (NON-IRRIGATED, USD/HA) | 79.0736
2024 | 27049 | CROPLAND (NON-IRRIGATED, USD/HA) | 632.5888
2023 | 27049 | CROPLAND (NON-IRRIGATED, USD/HA) | 593.052
2022 | 27049 | CROPLAND (NON-IRRIGATED, USD/HA) | 551.0441
2021 | 27049 | CROPLAND (NON-IRRIGATED, USD/HA) | 558.4573
2020 | 27049 | CROPLAND (NON-IRRIGATED, USD/HA) | 533.7468
2019 | 27049 | CROPLAND (NON-IRRIGATED, USD/HA) | 553.5152
2017 | 27049 | CROPLAND (NON-IRRIGATED, USD/HA) | 617.7625
2016 | 27049 | CROPLAND (NON-IRRIGATED, USD/HA) | 481.8547
2014 | 27049 | CROPLAND (NON-IRRIGATED, USD/HA) | 674.5966
2013 | 27049 | CROPLAND (NON-IRRIGATED, USD/HA) | 610.3493
2012 | 27049 | CROPLAND (NON-IRRIGATED, USD/HA) | 516.4494
2011 | 27049 | CROPLAND (NON-IRRIGATED, USD/HA) | 442.3179
2010 | 27049 | CROPLAND (NON-IRRIGATED, USD/HA) | 380.5417
2009 | 27049 | CROPLAND (NON-IRRIGATED, USD/HA) | 353.3601
2008 | 27049 | CROPLAND (NON-IRRIGATED, USD/HA) | 343.476
2024 | 13129 | CROPLAND (NON-IRRIGATED, USD/HA) | 82.7802
2023 | 13129 | CROPLAND (NON-IRRIGATED, USD/HA) | 84.0157
2022 | 13129 | CROPLAND (NON-IRRIGATED, USD/HA) | 86.4868
2021 | 13129 | CROPLAND (NON-IRRIGATED, USD/HA) | 75.367
2020 | 13129 | CROPLAND (NON-IRRIGATED, USD/HA) | 107.4907
2019 | 13129 | CROPLAND (NON-IRRIGATED, USD/HA) | 117.3749
2017 | 13129 | CROPLAND (NON-IRRIGATED, USD/HA) | 90.1933
2016 | 13129 | CROPLAND (NON-IRRIGATED, USD/HA) | 86.4868
2014 | 13129 | CROPLAND (NON-IRRIGATED, USD/HA) | 112.4328
2013 | 13129 | CROPLAND (NON-IRRIGATED, USD/HA) | 128.4946
2012 | 13129 | CROPLAND (NON-IRRIGATED, USD/HA) | 98.842
2011 | 13129 | CROPLAND (NON-IRRIGATED, USD/HA) | 98.842
2009 | 13129 | CROPLAND (NON-IRRIGATED, USD/HA) | 86.4868
2023 | 56015 | CROPLAND (NON-IRRIGATED, USD/HA) | 42.0078
2022 | 56015 | CROPLAND (NON-IRRIGATED, USD/HA) | 44.4789
2021 | 56015 | CROPLAND (NON-IRRIGATED, USD/HA) | 37.0658
2019 | 56015 | CROPLAND (NON-IRRIGATED, USD/HA) | 24.7105
2017 | 56015 | CROPLAND (NON-IRRIGATED, USD/HA) | 27.1816
2016 | 56015 | CROPLAND (NON-IRRIGATED, USD/HA) | 29.6526
2014 | 56015 | CROPLAND (NON-IRRIGATED, USD/HA) | 32.1236
2024 | 31073 | CROPLAND (NON-IRRIGATED, USD/HA) | 202.6261
2023 | 31073 | CROPLAND (NON-IRRIGATED, USD/HA) | 208.8037
2022 | 31073 | CROPLAND (NON-IRRIGATED, USD/HA) | 212.5103
2021 | 31073 | CROPLAND (NON-IRRIGATED, USD/HA) | 205.0971
2019 | 31073 | CROPLAND (NON-IRRIGATED, USD/HA) | 182.8577
2017 | 31073 | CROPLAND (NON-IRRIGATED, USD/HA) | 191.5064
2016 | 31073 | CROPLAND (NON-IRRIGATED, USD/HA) | 192.7419
2014 | 31073 | CROPLAND (NON-IRRIGATED, USD/HA) | 179.1511
2013 | 31073 | CROPLAND (NON-IRRIGATED, USD/HA) | 180.3867
2012 | 31073 | CROPLAND (NON-IRRIGATED, USD/HA) | 165.5603
2011 | 31073 | CROPLAND (NON-IRRIGATED, USD/HA) | 147.0275
2010 | 31073 | CROPLAND (NON-IRRIGATED, USD/HA) | 129.7301
2009 | 31073 | CROPLAND (NON-IRRIGATED, USD/HA) | 140.8499
2008 | 31073 | CROPLAND (NON-IRRIGATED, USD/HA) | 138.3788
2024 | 20063 | CROPLAND (NON-IRRIGATED, USD/HA) | 124.788
2023 | 20063 | CROPLAND (NON-IRRIGATED, USD/HA) | 109.9617
2022 | 20063 | CROPLAND (NON-IRRIGATED, USD/HA) | 127.2591
2021 | 20063 | CROPLAND (NON-IRRIGATED, USD/HA) | 123.5525
2020 | 20063 | CROPLAND (NON-IRRIGATED, USD/HA) | 109.9617
2019 | 20063 | CROPLAND (NON-IRRIGATED, USD/HA) | 122.317
2017 | 20063 | CROPLAND (NON-IRRIGATED, USD/HA) | 122.317
2016 | 20063 | CROPLAND (NON-IRRIGATED, USD/HA) | 126.0236
2014 | 20063 | CROPLAND (NON-IRRIGATED, USD/HA) | 112.4328
2013 | 20063 | CROPLAND (NON-IRRIGATED, USD/HA) | 113.6683
2012 | 20063 | CROPLAND (NON-IRRIGATED, USD/HA) | 100.0775
2011 | 20063 | CROPLAND (NON-IRRIGATED, USD/HA) | 96.3709
2010 | 20063 | CROPLAND (NON-IRRIGATED, USD/HA) | 93.8999
2009 | 20063 | CROPLAND (NON-IRRIGATED, USD/HA) | 95.1354
2008 | 20063 | CROPLAND (NON-IRRIGATED, USD/HA) | 88.9578
2024 | 40051 | CROPLAND (NON-IRRIGATED, USD/HA) | 103.7841
2023 | 13131 | CROPLAND (NON-IRRIGATED, USD/HA) | 205.0971
2023 | 40051 | CROPLAND (NON-IRRIGATED, USD/HA) | 93.8999
2022 | 40051 | CROPLAND (NON-IRRIGATED, USD/HA) | 108.7262
2021 | 13131 | CROPLAND (NON-IRRIGATED, USD/HA) | 205.0971
2021 | 40051 | CROPLAND (NON-IRRIGATED, USD/HA) | 92.6644
2020 | 13131 | CROPLAND (NON-IRRIGATED, USD/HA) | 197.684
2020 | 40051 | CROPLAND (NON-IRRIGATED, USD/HA) | 88.9578
2019 | 13131 | CROPLAND (NON-IRRIGATED, USD/HA) | 160.6182
2019 | 40051 | CROPLAND (NON-IRRIGATED, USD/HA) | 76.6025
2017 | 13131 | CROPLAND (NON-IRRIGATED, USD/HA) | 192.7419
2016 | 13131 | CROPLAND (NON-IRRIGATED, USD/HA) | 182.8577
2014 | 13131 | CROPLAND (NON-IRRIGATED, USD/HA) | 182.8577
2013 | 13131 | CROPLAND (NON-IRRIGATED, USD/HA) | 187.7998
2013 | 40051 | CROPLAND (NON-IRRIGATED, USD/HA) | 80.3091
2012 | 13131 | CROPLAND (NON-IRRIGATED, USD/HA) | 181.6222
2012 | 40051 | CROPLAND (NON-IRRIGATED, USD/HA) | 76.6025
2011 | 13131 | CROPLAND (NON-IRRIGATED, USD/HA) | 189.0353
2011 | 40051 | CROPLAND (NON-IRRIGATED, USD/HA) | 82.7802
2010 | 13131 | CROPLAND (NON-IRRIGATED, USD/HA) | 150.734
2010 | 40051 | CROPLAND (NON-IRRIGATED, USD/HA) | 93.8999
2009 | 13131 | CROPLAND (NON-IRRIGATED, USD/HA) | 148.263
2008 | 40051 | CROPLAND (NON-IRRIGATED, USD/HA) | 86.4868
2024 | 33009 | CROPLAND (NON-IRRIGATED, USD/HA) | 118.6104
2023 | 33009 | CROPLAND (NON-IRRIGATED, USD/HA) | 100.0775
2022 | 33009 | CROPLAND (NON-IRRIGATED, USD/HA) | 127.2591
2021 | 33009 | CROPLAND (NON-IRRIGATED, USD/HA) | 134.6722
2020 | 33009 | CROPLAND (NON-IRRIGATED, USD/HA) | 123.5525
2019 | 33009 | CROPLAND (NON-IRRIGATED, USD/HA) | 114.9038
2017 | 33009 | CROPLAND (NON-IRRIGATED, USD/HA) | 105.0196
2016 | 33009 | CROPLAND (NON-IRRIGATED, USD/HA) | 106.2552
2014 | 33009 | CROPLAND (NON-IRRIGATED, USD/HA) | 103.7841
2013 | 33009 | CROPLAND (NON-IRRIGATED, USD/HA) | 97.6065
2012 | 33009 | CROPLAND (NON-IRRIGATED, USD/HA) | 101.3131
2011 | 33009 | CROPLAND (NON-IRRIGATED, USD/HA) | 109.9617
2010 | 33009 | CROPLAND (NON-IRRIGATED, USD/HA) | 95.1354
2024 | 20065 | CROPLAND (NON-IRRIGATED, USD/HA) | 102.5486
2023 | 20065 | CROPLAND (NON-IRRIGATED, USD/HA) | 101.3131
2022 | 20065 | CROPLAND (NON-IRRIGATED, USD/HA) | 103.7841
2021 | 20065 | CROPLAND (NON-IRRIGATED, USD/HA) | 98.842
2020 | 20065 | CROPLAND (NON-IRRIGATED, USD/HA) | 90.1933
2019 | 20065 | CROPLAND (NON-IRRIGATED, USD/HA) | 88.9578
2017 | 20065 | CROPLAND (NON-IRRIGATED, USD/HA) | 86.4868
2016 | 20065 | CROPLAND (NON-IRRIGATED, USD/HA) | 90.1933
2014 | 20065 | CROPLAND (NON-IRRIGATED, USD/HA) | 88.9578
2013 | 20065 | CROPLAND (NON-IRRIGATED, USD/HA) | 88.9578
2012 | 20065 | CROPLAND (NON-IRRIGATED, USD/HA) | 95.1354
2011 | 20065 | CROPLAND (NON-IRRIGATED, USD/HA) | 79.0736
2010 | 20065 | CROPLAND (NON-IRRIGATED, USD/HA) | 80.3091
2009 | 20065 | CROPLAND (NON-IRRIGATED, USD/HA) | 82.7802
2008 | 20065 | CROPLAND (NON-IRRIGATED, USD/HA) | 69.1894
2024 | 47057 | CROPLAND (NON-IRRIGATED, USD/HA) | 63.0118
2023 | 47057 | CROPLAND (NON-IRRIGATED, USD/HA) | 86.4868
2022 | 47057 | CROPLAND (NON-IRRIGATED, USD/HA) | 86.4868
2021 | 47057 | CROPLAND (NON-IRRIGATED, USD/HA) | 61.7762
2020 | 47057 | CROPLAND (NON-IRRIGATED, USD/HA) | 71.6604
2019 | 47057 | CROPLAND (NON-IRRIGATED, USD/HA) | 76.6025
2017 | 47057 | CROPLAND (NON-IRRIGATED, USD/HA) | 81.5447
2016 | 47057 | CROPLAND (NON-IRRIGATED, USD/HA) | 61.7762
2014 | 47057 | CROPLAND (NON-IRRIGATED, USD/HA) | 74.1315
2013 | 47057 | CROPLAND (NON-IRRIGATED, USD/HA) | 116.1393
2012 | 47057 | CROPLAND (NON-IRRIGATED, USD/HA) | 103.7841
2011 | 47057 | CROPLAND (NON-IRRIGATED, USD/HA) | 84.0157
2010 | 47057 | CROPLAND (NON-IRRIGATED, USD/HA) | 84.0157
2009 | 47057 | CROPLAND (NON-IRRIGATED, USD/HA) | 81.5447
2020 | 8049 | CROPLAND (NON-IRRIGATED, USD/HA) | 27.1816
2024 | 38035 | CROPLAND (NON-IRRIGATED, USD/HA) | 264.4024
2023 | 38035 | CROPLAND (NON-IRRIGATED, USD/HA) | 271.8155
2022 | 38035 | CROPLAND (NON-IRRIGATED, USD/HA) | 249.5761
2021 | 38035 | CROPLAND (NON-IRRIGATED, USD/HA) | 254.5181
2020 | 38035 | CROPLAND (NON-IRRIGATED, USD/HA) | 226.1011
2019 | 38035 | CROPLAND (NON-IRRIGATED, USD/HA) | 237.2208
2017 | 38035 | CROPLAND (NON-IRRIGATED, USD/HA) | 211.2748
2016 | 38035 | CROPLAND (NON-IRRIGATED, USD/HA) | 226.1011
2014 | 38035 | CROPLAND (NON-IRRIGATED, USD/HA) | 229.8076
2013 | 38035 | CROPLAND (NON-IRRIGATED, USD/HA) | 182.8577
2012 | 38035 | CROPLAND (NON-IRRIGATED, USD/HA) | 171.738
2011 | 38035 | CROPLAND (NON-IRRIGATED, USD/HA) | 169.2669
2010 | 38035 | CROPLAND (NON-IRRIGATED, USD/HA) | 161.8538
2009 | 38035 | CROPLAND (NON-IRRIGATED, USD/HA) | 159.3827
2008 | 38035 | CROPLAND (NON-IRRIGATED, USD/HA) | 150.734
2024 | 50013 | CROPLAND (NON-IRRIGATED, USD/HA) | 161.8538
2023 | 50013 | CROPLAND (NON-IRRIGATED, USD/HA) | 179.1511
2022 | 50013 | CROPLAND (NON-IRRIGATED, USD/HA) | 155.6762
2021 | 50013 | CROPLAND (NON-IRRIGATED, USD/HA) | 91.4288
2024 | 26055 | CROPLAND (NON-IRRIGATED, USD/HA) | 123.5525
2023 | 26055 | CROPLAND (NON-IRRIGATED, USD/HA) | 153.2051
2022 | 26055 | CROPLAND (NON-IRRIGATED, USD/HA) | 133.4367
2021 | 26055 | CROPLAND (NON-IRRIGATED, USD/HA) | 126.0236
2020 | 26055 | CROPLAND (NON-IRRIGATED, USD/HA) | 91.4288
2019 | 26055 | CROPLAND (NON-IRRIGATED, USD/HA) | 98.842
2017 | 26055 | CROPLAND (NON-IRRIGATED, USD/HA) | 105.0196
2016 | 26055 | CROPLAND (NON-IRRIGATED, USD/HA) | 103.7841
2014 | 26055 | CROPLAND (NON-IRRIGATED, USD/HA) | 86.4868
2013 | 26055 | CROPLAND (NON-IRRIGATED, USD/HA) | 92.6644
2012 | 26055 | CROPLAND (NON-IRRIGATED, USD/HA) | 80.3091
2011 | 26055 | CROPLAND (NON-IRRIGATED, USD/HA) | 77.8381
2010 | 26055 | CROPLAND (NON-IRRIGATED, USD/HA) | 76.6025
2009 | 26055 | CROPLAND (NON-IRRIGATED, USD/HA) | 71.6604
2023 | 30039 | CROPLAND (NON-IRRIGATED, USD/HA) | 37.0658
2021 | 30039 | CROPLAND (NON-IRRIGATED, USD/HA) | 37.0658
2019 | 30039 | CROPLAND (NON-IRRIGATED, USD/HA) | 56.8342
2024 | 18053 | CROPLAND (NON-IRRIGATED, USD/HA) | 573.2836
2024 | 20067 | CROPLAND (NON-IRRIGATED, USD/HA) | 76.6025
2024 | 21081 | CROPLAND (NON-IRRIGATED, USD/HA) | 98.842
2024 | 22043 | CROPLAND (NON-IRRIGATED, USD/HA) | 195.213
2024 | 27051 | CROPLAND (NON-IRRIGATED, USD/HA) | 471.9706
2024 | 38037 | CROPLAND (NON-IRRIGATED, USD/HA) | 95.1354
2024 | 40053 | CROPLAND (NON-IRRIGATED, USD/HA) | 103.7841
2024 | 46051 | CROPLAND (NON-IRRIGATED, USD/HA) | 380.5417
2024 | 54023 | CROPLAND (NON-IRRIGATED, USD/HA) | 72.896
2024 | 55043 | CROPLAND (NON-IRRIGATED, USD/HA) | 602.9362
2023 | 5053 | CROPLAND (NON-IRRIGATED, USD/HA) | 45.7144
2023 | 18053 | CROPLAND (NON-IRRIGATED, USD/HA) | 546.102
2023 | 20067 | CROPLAND (NON-IRRIGATED, USD/HA) | 77.8381
2023 | 21081 | CROPLAND (NON-IRRIGATED, USD/HA) | 111.1972
2023 | 22043 | CROPLAND (NON-IRRIGATED, USD/HA) | 234.7498
2023 | 27051 | CROPLAND (NON-IRRIGATED, USD/HA) | 459.6153
2023 | 38037 | CROPLAND (NON-IRRIGATED, USD/HA) | 92.6644
2023 | 40053 | CROPLAND (NON-IRRIGATED, USD/HA) | 102.5486
2023 | 46051 | CROPLAND (NON-IRRIGATED, USD/HA) | 368.1864
2023 | 54023 | CROPLAND (NON-IRRIGATED, USD/HA) | 84.0157
2023 | 55043 | CROPLAND (NON-IRRIGATED, USD/HA) | 595.5231
2022 | 5053 | CROPLAND (NON-IRRIGATED, USD/HA) | 64.2473
2022 | 18053 | CROPLAND (NON-IRRIGATED, USD/HA) | 496.681
2022 | 20067 | CROPLAND (NON-IRRIGATED, USD/HA) | 69.1894
2022 | 21081 | CROPLAND (NON-IRRIGATED, USD/HA) | 111.1972
2022 | 22043 | CROPLAND (NON-IRRIGATED, USD/HA) | 233.5142
2022 | 27051 | CROPLAND (NON-IRRIGATED, USD/HA) | 459.6153
2022 | 38037 | CROPLAND (NON-IRRIGATED, USD/HA) | 93.8999
2022 | 40053 | CROPLAND (NON-IRRIGATED, USD/HA) | 101.3131
2022 | 46051 | CROPLAND (NON-IRRIGATED, USD/HA) | 370.6575
2022 | 55043 | CROPLAND (NON-IRRIGATED, USD/HA) | 536.2178
2021 | 5053 | CROPLAND (NON-IRRIGATED, USD/HA) | 37.0658
2021 | 18053 | CROPLAND (NON-IRRIGATED, USD/HA) | 491.7389
2021 | 20067 | CROPLAND (NON-IRRIGATED, USD/HA) | 76.6025
2021 | 21081 | CROPLAND (NON-IRRIGATED, USD/HA) | 117.3749
2021 | 22043 | CROPLAND (NON-IRRIGATED, USD/HA) | 226.1011
2021 | 27051 | CROPLAND (NON-IRRIGATED, USD/HA) | 434.9048
2021 | 38037 | CROPLAND (NON-IRRIGATED, USD/HA) | 96.3709
2021 | 40053 | CROPLAND (NON-IRRIGATED, USD/HA) | 100.0775
2021 | 41023 | CROPLAND (NON-IRRIGATED, USD/HA) | 61.7762
2021 | 46051 | CROPLAND (NON-IRRIGATED, USD/HA) | 353.3601
2021 | 54023 | CROPLAND (NON-IRRIGATED, USD/HA) | 87.7223
2021 | 55043 | CROPLAND (NON-IRRIGATED, USD/HA) | 518.9205
2020 | 5053 | CROPLAND (NON-IRRIGATED, USD/HA) | 25.946
2020 | 18053 | CROPLAND (NON-IRRIGATED, USD/HA) | 506.5652
2020 | 20067 | CROPLAND (NON-IRRIGATED, USD/HA) | 101.3131
2020 | 21081 | CROPLAND (NON-IRRIGATED, USD/HA) | 93.8999
2020 | 22043 | CROPLAND (NON-IRRIGATED, USD/HA) | 222.3945
2020 | 27051 | CROPLAND (NON-IRRIGATED, USD/HA) | 442.3179
2020 | 38037 | CROPLAND (NON-IRRIGATED, USD/HA) | 92.6644
2020 | 40053 | CROPLAND (NON-IRRIGATED, USD/HA) | 97.6065
2020 | 46051 | CROPLAND (NON-IRRIGATED, USD/HA) | 353.3601
2020 | 53025 | CROPLAND (NON-IRRIGATED, USD/HA) | 191.5064
2020 | 54023 | CROPLAND (NON-IRRIGATED, USD/HA) | 71.6604
2020 | 55043 | CROPLAND (NON-IRRIGATED, USD/HA) | 516.4494
2019 | 5053 | CROPLAND (NON-IRRIGATED, USD/HA) | 28.4171
2019 | 18053 | CROPLAND (NON-IRRIGATED, USD/HA) | 474.4416
2019 | 20067 | CROPLAND (NON-IRRIGATED, USD/HA) | 69.1894
2019 | 21081 | CROPLAND (NON-IRRIGATED, USD/HA) | 98.842
2019 | 27051 | CROPLAND (NON-IRRIGATED, USD/HA) | 412.6653
2019 | 38037 | CROPLAND (NON-IRRIGATED, USD/HA) | 92.6644
2019 | 40053 | CROPLAND (NON-IRRIGATED, USD/HA) | 100.0775
2019 | 46051 | CROPLAND (NON-IRRIGATED, USD/HA) | 343.476
2019 | 54023 | CROPLAND (NON-IRRIGATED, USD/HA) | 79.0736
2019 | 55043 | CROPLAND (NON-IRRIGATED, USD/HA) | 504.0942
2017 | 5053 | CROPLAND (NON-IRRIGATED, USD/HA) | 46.95
2017 | 18053 | CROPLAND (NON-IRRIGATED, USD/HA) | 494.21
2017 | 20067 | CROPLAND (NON-IRRIGATED, USD/HA) | 74.1315
2017 | 21081 | CROPLAND (NON-IRRIGATED, USD/HA) | 116.1393
2017 | 22043 | CROPLAND (NON-IRRIGATED, USD/HA) | 217.4524
2017 | 27051 | CROPLAND (NON-IRRIGATED, USD/HA) | 415.1364
2017 | 38037 | CROPLAND (NON-IRRIGATED, USD/HA) | 76.6025
2017 | 40053 | CROPLAND (NON-IRRIGATED, USD/HA) | 93.8999
2017 | 41023 | CROPLAND (NON-IRRIGATED, USD/HA) | 30.8881
2017 | 46051 | CROPLAND (NON-IRRIGATED, USD/HA) | 350.8891
2017 | 54023 | CROPLAND (NON-IRRIGATED, USD/HA) | 79.0736
2017 | 55043 | CROPLAND (NON-IRRIGATED, USD/HA) | 457.1442
2016 | 18053 | CROPLAND (NON-IRRIGATED, USD/HA) | 481.8547
2016 | 20067 | CROPLAND (NON-IRRIGATED, USD/HA) | 92.6644
2016 | 22043 | CROPLAND (NON-IRRIGATED, USD/HA) | 190.2708
2016 | 27051 | CROPLAND (NON-IRRIGATED, USD/HA) | 422.5496
2016 | 38037 | CROPLAND (NON-IRRIGATED, USD/HA) | 88.9578
2016 | 40053 | CROPLAND (NON-IRRIGATED, USD/HA) | 93.8999
2016 | 46051 | CROPLAND (NON-IRRIGATED, USD/HA) | 373.1286
2016 | 54023 | CROPLAND (NON-IRRIGATED, USD/HA) | 69.1894
2016 | 55043 | CROPLAND (NON-IRRIGATED, USD/HA) | 474.4416
2014 | 5053 | CROPLAND (NON-IRRIGATED, USD/HA) | 37.0658
2014 | 20067 | CROPLAND (NON-IRRIGATED, USD/HA) | 109.9617
2014 | 21081 | CROPLAND (NON-IRRIGATED, USD/HA) | 116.1393
2014 | 22043 | CROPLAND (NON-IRRIGATED, USD/HA) | 172.9735
2014 | 27051 | CROPLAND (NON-IRRIGATED, USD/HA) | 464.5574
2014 | 38037 | CROPLAND (NON-IRRIGATED, USD/HA) | 84.0157
2014 | 40053 | CROPLAND (NON-IRRIGATED, USD/HA) | 101.3131
2014 | 46051 | CROPLAND (NON-IRRIGATED, USD/HA) | 373.1286
2014 | 54023 | CROPLAND (NON-IRRIGATED, USD/HA) | 74.1315
2014 | 55043 | CROPLAND (NON-IRRIGATED, USD/HA) | 546.102
2013 | 5053 | CROPLAND (NON-IRRIGATED, USD/HA) | 37.0658
2013 | 18053 | CROPLAND (NON-IRRIGATED, USD/HA) | 531.2758
2013 | 21081 | CROPLAND (NON-IRRIGATED, USD/HA) | 130.9657
2013 | 27051 | CROPLAND (NON-IRRIGATED, USD/HA) | 427.4916
2013 | 38037 | CROPLAND (NON-IRRIGATED, USD/HA) | 65.4828
2013 | 40053 | CROPLAND (NON-IRRIGATED, USD/HA) | 102.5486
2013 | 46051 | CROPLAND (NON-IRRIGATED, USD/HA) | 311.3523
2013 | 53025 | CROPLAND (NON-IRRIGATED, USD/HA) | 123.5525
2013 | 54023 | CROPLAND (NON-IRRIGATED, USD/HA) | 49.421
2013 | 55043 | CROPLAND (NON-IRRIGATED, USD/HA) | 509.0363
2012 | 5053 | CROPLAND (NON-IRRIGATED, USD/HA) | 40.7723
2012 | 21081 | CROPLAND (NON-IRRIGATED, USD/HA) | 179.1511
2012 | 27051 | CROPLAND (NON-IRRIGATED, USD/HA) | 298.9971
2012 | 40053 | CROPLAND (NON-IRRIGATED, USD/HA) | 93.8999
2012 | 46051 | CROPLAND (NON-IRRIGATED, USD/HA) | 296.526
2012 | 54023 | CROPLAND (NON-IRRIGATED, USD/HA) | 74.1315
2012 | 55043 | CROPLAND (NON-IRRIGATED, USD/HA) | 486.7969
2011 | 18053 | CROPLAND (NON-IRRIGATED, USD/HA) | 437.3759
2011 | 21081 | CROPLAND (NON-IRRIGATED, USD/HA) | 111.1972
2011 | 27051 | CROPLAND (NON-IRRIGATED, USD/HA) | 284.1707
2011 | 38037 | CROPLAND (NON-IRRIGATED, USD/HA) | 64.2473
2011 | 40053 | CROPLAND (NON-IRRIGATED, USD/HA) | 95.1354
2011 | 46051 | CROPLAND (NON-IRRIGATED, USD/HA) | 254.5181
2011 | 54023 | CROPLAND (NON-IRRIGATED, USD/HA) | 82.7802
2011 | 55043 | CROPLAND (NON-IRRIGATED, USD/HA) | 383.0127
2010 | 18053 | CROPLAND (NON-IRRIGATED, USD/HA) | 373.1286
2010 | 21081 | CROPLAND (NON-IRRIGATED, USD/HA) | 153.2051
2010 | 27051 | CROPLAND (NON-IRRIGATED, USD/HA) | 242.1629
2010 | 38037 | CROPLAND (NON-IRRIGATED, USD/HA) | 61.7762
2010 | 40053 | CROPLAND (NON-IRRIGATED, USD/HA) | 91.4288
2010 | 46051 | CROPLAND (NON-IRRIGATED, USD/HA) | 227.3366
2010 | 54023 | CROPLAND (NON-IRRIGATED, USD/HA) | 116.1393
2010 | 55043 | CROPLAND (NON-IRRIGATED, USD/HA) | 338.5338
2009 | 5053 | CROPLAND (NON-IRRIGATED, USD/HA) | 45.7144
2009 | 18053 | CROPLAND (NON-IRRIGATED, USD/HA) | 370.6575
2009 | 21081 | CROPLAND (NON-IRRIGATED, USD/HA) | 126.0236
2009 | 27051 | CROPLAND (NON-IRRIGATED, USD/HA) | 242.1629
2009 | 38037 | CROPLAND (NON-IRRIGATED, USD/HA) | 60.5407
2009 | 40053 | CROPLAND (NON-IRRIGATED, USD/HA) | 95.1354
2009 | 46051 | CROPLAND (NON-IRRIGATED, USD/HA) | 228.5721
2009 | 54023 | CROPLAND (NON-IRRIGATED, USD/HA) | 93.8999
2009 | 55043 | CROPLAND (NON-IRRIGATED, USD/HA) | 336.0628
2008 | 18053 | CROPLAND (NON-IRRIGATED, USD/HA) | 338.5338
2008 | 27051 | CROPLAND (NON-IRRIGATED, USD/HA) | 228.5721
2008 | 38037 | CROPLAND (NON-IRRIGATED, USD/HA) | 59.3052
2008 | 40053 | CROPLAND (NON-IRRIGATED, USD/HA) | 87.7223
2008 | 46051 | CROPLAND (NON-IRRIGATED, USD/HA) | 213.7458
2008 | 55043 | CROPLAND (NON-IRRIGATED, USD/HA) | 341.0049
2024 | 37077 | CROPLAND (NON-IRRIGATED, USD/HA) | 161.8538
2023 | 37077 | CROPLAND (NON-IRRIGATED, USD/HA) | 129.7301
2022 | 37077 | CROPLAND (NON-IRRIGATED, USD/HA) | 148.263
2021 | 37077 | CROPLAND (NON-IRRIGATED, USD/HA) | 107.4907
2020 | 37077 | CROPLAND (NON-IRRIGATED, USD/HA) | 103.7841
2019 | 37077 | CROPLAND (NON-IRRIGATED, USD/HA) | 121.0815
2017 | 37077 | CROPLAND (NON-IRRIGATED, USD/HA) | 135.9077
2016 | 37077 | CROPLAND (NON-IRRIGATED, USD/HA) | 123.5525
2014 | 37077 | CROPLAND (NON-IRRIGATED, USD/HA) | 98.842
2013 | 37077 | CROPLAND (NON-IRRIGATED, USD/HA) | 84.0157
2012 | 37077 | CROPLAND (NON-IRRIGATED, USD/HA) | 81.5447
2011 | 37077 | CROPLAND (NON-IRRIGATED, USD/HA) | 71.6604
2010 | 37077 | CROPLAND (NON-IRRIGATED, USD/HA) | 76.6025
2009 | 37077 | CROPLAND (NON-IRRIGATED, USD/HA) | 75.367
2008 | 37077 | CROPLAND (NON-IRRIGATED, USD/HA) | 100.0775
2023 | 26057 | CROPLAND (NON-IRRIGATED, USD/HA) | 511.5073
2022 | 26057 | CROPLAND (NON-IRRIGATED, USD/HA) | 439.8469
2021 | 26057 | CROPLAND (NON-IRRIGATED, USD/HA) | 400.3101
2020 | 26057 | CROPLAND (NON-IRRIGATED, USD/HA) | 365.7154
2017 | 26057 | CROPLAND (NON-IRRIGATED, USD/HA) | 358.3023
2016 | 26057 | CROPLAND (NON-IRRIGATED, USD/HA) | 348.418
2014 | 26057 | CROPLAND (NON-IRRIGATED, USD/HA) | 321.2365
2013 | 26057 | CROPLAND (NON-IRRIGATED, USD/HA) | 323.7075
2012 | 26057 | CROPLAND (NON-IRRIGATED, USD/HA) | 323.7075
2011 | 26057 | CROPLAND (NON-IRRIGATED, USD/HA) | 259.4602
2010 | 26057 | CROPLAND (NON-IRRIGATED, USD/HA) | 259.4602
2009 | 26057 | CROPLAND (NON-IRRIGATED, USD/HA) | 286.6418
2008 | 26057 | CROPLAND (NON-IRRIGATED, USD/HA) | 245.8695
2024 | 21083 | CROPLAND (NON-IRRIGATED, USD/HA) | 405.2522
2023 | 21083 | CROPLAND (NON-IRRIGATED, USD/HA) | 427.4916
2022 | 21083 | CROPLAND (NON-IRRIGATED, USD/HA) | 412.6653
2021 | 21083 | CROPLAND (NON-IRRIGATED, USD/HA) | 370.6575
2020 | 21083 | CROPLAND (NON-IRRIGATED, USD/HA) | 345.947
2019 | 21083 | CROPLAND (NON-IRRIGATED, USD/HA) | 333.5917
2017 | 21083 | CROPLAND (NON-IRRIGATED, USD/HA) | 333.5917
2016 | 21083 | CROPLAND (NON-IRRIGATED, USD/HA) | 341.0049
2014 | 21083 | CROPLAND (NON-IRRIGATED, USD/HA) | 323.7075
2013 | 21083 | CROPLAND (NON-IRRIGATED, USD/HA) | 328.6497
2012 | 21083 | CROPLAND (NON-IRRIGATED, USD/HA) | 311.3523
2011 | 21083 | CROPLAND (NON-IRRIGATED, USD/HA) | 261.9313
2010 | 21083 | CROPLAND (NON-IRRIGATED, USD/HA) | 237.2208
2009 | 21083 | CROPLAND (NON-IRRIGATED, USD/HA) | 212.5103
2008 | 21083 | CROPLAND (NON-IRRIGATED, USD/HA) | 191.5064
2024 | 20069 | CROPLAND (NON-IRRIGATED, USD/HA) | 132.2012
2024 | 48179 | CROPLAND (NON-IRRIGATED, USD/HA) | 75.367
2023 | 20069 | CROPLAND (NON-IRRIGATED, USD/HA) | 114.9038
2023 | 48179 | CROPLAND (NON-IRRIGATED, USD/HA) | 84.0157
2022 | 20069 | CROPLAND (NON-IRRIGATED, USD/HA) | 116.1393
2022 | 48179 | CROPLAND (NON-IRRIGATED, USD/HA) | 54.3631
2021 | 20069 | CROPLAND (NON-IRRIGATED, USD/HA) | 116.1393
2021 | 48179 | CROPLAND (NON-IRRIGATED, USD/HA) | 44.4789
2020 | 20069 | CROPLAND (NON-IRRIGATED, USD/HA) | 107.4907
2020 | 48179 | CROPLAND (NON-IRRIGATED, USD/HA) | 53.1276
2019 | 20069 | CROPLAND (NON-IRRIGATED, USD/HA) | 111.1972
2019 | 48179 | CROPLAND (NON-IRRIGATED, USD/HA) | 44.4789
2017 | 20069 | CROPLAND (NON-IRRIGATED, USD/HA) | 98.842
2017 | 48179 | CROPLAND (NON-IRRIGATED, USD/HA) | 48.1855
2016 | 20069 | CROPLAND (NON-IRRIGATED, USD/HA) | 101.3131
2016 | 48179 | CROPLAND (NON-IRRIGATED, USD/HA) | 48.1855
2014 | 20069 | CROPLAND (NON-IRRIGATED, USD/HA) | 101.3131
2014 | 48179 | CROPLAND (NON-IRRIGATED, USD/HA) | 51.892
2013 | 20069 | CROPLAND (NON-IRRIGATED, USD/HA) | 109.9617
2013 | 48179 | CROPLAND (NON-IRRIGATED, USD/HA) | 45.7144
2012 | 20069 | CROPLAND (NON-IRRIGATED, USD/HA) | 97.6065
2012 | 48179 | CROPLAND (NON-IRRIGATED, USD/HA) | 44.4789
2011 | 20069 | CROPLAND (NON-IRRIGATED, USD/HA) | 87.7223
2011 | 48179 | CROPLAND (NON-IRRIGATED, USD/HA) | 44.4789
2010 | 48179 | CROPLAND (NON-IRRIGATED, USD/HA) | 38.3013
2009 | 20069 | CROPLAND (NON-IRRIGATED, USD/HA) | 90.1933
2009 | 48179 | CROPLAND (NON-IRRIGATED, USD/HA) | 38.3013
2023 | 53027 | CROPLAND (NON-IRRIGATED, USD/HA) | 129.7301
2022 | 53027 | CROPLAND (NON-IRRIGATED, USD/HA) | 126.0236
2021 | 53027 | CROPLAND (NON-IRRIGATED, USD/HA) | 123.5525
2019 | 53027 | CROPLAND (NON-IRRIGATED, USD/HA) | 107.4907
2017 | 53027 | CROPLAND (NON-IRRIGATED, USD/HA) | 116.1393
2014 | 53027 | CROPLAND (NON-IRRIGATED, USD/HA) | 107.4907
2013 | 53027 | CROPLAND (NON-IRRIGATED, USD/HA) | 96.3709
2012 | 53027 | CROPLAND (NON-IRRIGATED, USD/HA) | 95.1354
2011 | 53027 | CROPLAND (NON-IRRIGATED, USD/HA) | 96.3709
2010 | 53027 | CROPLAND (NON-IRRIGATED, USD/HA) | 119.8459
2009 | 53027 | CROPLAND (NON-IRRIGATED, USD/HA) | 127.2591
2024 | 21085 | CROPLAND (NON-IRRIGATED, USD/HA) | 294.055
2024 | 48181 | CROPLAND (NON-IRRIGATED, USD/HA) | 65.4828
2024 | 51077 | CROPLAND (NON-IRRIGATED, USD/HA) | 171.738
2023 | 21085 | CROPLAND (NON-IRRIGATED, USD/HA) | 271.8155
2023 | 48181 | CROPLAND (NON-IRRIGATED, USD/HA) | 85.2512
2023 | 51077 | CROPLAND (NON-IRRIGATED, USD/HA) | 134.6722
2022 | 21085 | CROPLAND (NON-IRRIGATED, USD/HA) | 261.9313
2022 | 48181 | CROPLAND (NON-IRRIGATED, USD/HA) | 44.4789
2022 | 51077 | CROPLAND (NON-IRRIGATED, USD/HA) | 130.9657
2021 | 21085 | CROPLAND (NON-IRRIGATED, USD/HA) | 231.0432
2021 | 48181 | CROPLAND (NON-IRRIGATED, USD/HA) | 44.4789
2021 | 51077 | CROPLAND (NON-IRRIGATED, USD/HA) | 117.3749
2020 | 21085 | CROPLAND (NON-IRRIGATED, USD/HA) | 234.7498
2020 | 48181 | CROPLAND (NON-IRRIGATED, USD/HA) | 51.892
2020 | 51077 | CROPLAND (NON-IRRIGATED, USD/HA) | 92.6644
2019 | 21085 | CROPLAND (NON-IRRIGATED, USD/HA) | 254.5181
2019 | 48181 | CROPLAND (NON-IRRIGATED, USD/HA) | 45.7144
2019 | 51077 | CROPLAND (NON-IRRIGATED, USD/HA) | 105.0196
2017 | 21085 | CROPLAND (NON-IRRIGATED, USD/HA) | 217.4524
2017 | 48181 | CROPLAND (NON-IRRIGATED, USD/HA) | 46.95
2017 | 51077 | CROPLAND (NON-IRRIGATED, USD/HA) | 105.0196
2016 | 21085 | CROPLAND (NON-IRRIGATED, USD/HA) | 217.4524
2016 | 51077 | CROPLAND (NON-IRRIGATED, USD/HA) | 108.7262
2014 | 21085 | CROPLAND (NON-IRRIGATED, USD/HA) | 205.0971
2014 | 48181 | CROPLAND (NON-IRRIGATED, USD/HA) | 51.892
2014 | 51077 | CROPLAND (NON-IRRIGATED, USD/HA) | 93.8999
2013 | 21085 | CROPLAND (NON-IRRIGATED, USD/HA) | 195.213
2013 | 51077 | CROPLAND (NON-IRRIGATED, USD/HA) | 116.1393
2012 | 21085 | CROPLAND (NON-IRRIGATED, USD/HA) | 182.8577
2012 | 48181 | CROPLAND (NON-IRRIGATED, USD/HA) | 53.1276
2012 | 51077 | CROPLAND (NON-IRRIGATED, USD/HA) | 64.2473
2011 | 21085 | CROPLAND (NON-IRRIGATED, USD/HA) | 182.8577
2011 | 48181 | CROPLAND (NON-IRRIGATED, USD/HA) | 59.3052
2011 | 51077 | CROPLAND (NON-IRRIGATED, USD/HA) | 88.9578
2010 | 21085 | CROPLAND (NON-IRRIGATED, USD/HA) | 170.5025
2010 | 48181 | CROPLAND (NON-IRRIGATED, USD/HA) | 60.5407
2010 | 51077 | CROPLAND (NON-IRRIGATED, USD/HA) | 88.9578
2009 | 21085 | CROPLAND (NON-IRRIGATED, USD/HA) | 160.6182
2009 | 48181 | CROPLAND (NON-IRRIGATED, USD/HA) | 51.892
2009 | 51077 | CROPLAND (NON-IRRIGATED, USD/HA) | 74.1315
2008 | 48181 | CROPLAND (NON-IRRIGATED, USD/HA) | 50.6565
2008 | 51077 | CROPLAND (NON-IRRIGATED, USD/HA) | 79.0736
2024 | 20071 | CROPLAND (NON-IRRIGATED, USD/HA) | 106.2552
2024 | 31077 | CROPLAND (NON-IRRIGATED, USD/HA) | 338.5338
2023 | 20071 | CROPLAND (NON-IRRIGATED, USD/HA) | 106.2552
2023 | 31077 | CROPLAND (NON-IRRIGATED, USD/HA) | 338.5338
2022 | 31077 | CROPLAND (NON-IRRIGATED, USD/HA) | 294.055
2021 | 20071 | CROPLAND (NON-IRRIGATED, USD/HA) | 85.2512
2021 | 31077 | CROPLAND (NON-IRRIGATED, USD/HA) | 296.526
2020 | 20071 | CROPLAND (NON-IRRIGATED, USD/HA) | 72.896
2020 | 31077 | CROPLAND (NON-IRRIGATED, USD/HA) | 296.526
2019 | 20071 | CROPLAND (NON-IRRIGATED, USD/HA) | 81.5447
2019 | 31077 | CROPLAND (NON-IRRIGATED, USD/HA) | 247.105
2017 | 20071 | CROPLAND (NON-IRRIGATED, USD/HA) | 76.6025
2017 | 31077 | CROPLAND (NON-IRRIGATED, USD/HA) | 254.5181
2016 | 20071 | CROPLAND (NON-IRRIGATED, USD/HA) | 76.6025
2016 | 31077 | CROPLAND (NON-IRRIGATED, USD/HA) | 256.9892
2014 | 20071 | CROPLAND (NON-IRRIGATED, USD/HA) | 76.6025
2014 | 31077 | CROPLAND (NON-IRRIGATED, USD/HA) | 303.9391
2013 | 31077 | CROPLAND (NON-IRRIGATED, USD/HA) | 254.5181
2012 | 31077 | CROPLAND (NON-IRRIGATED, USD/HA) | 271.8155
2011 | 20071 | CROPLAND (NON-IRRIGATED, USD/HA) | 72.896
2011 | 31077 | CROPLAND (NON-IRRIGATED, USD/HA) | 208.8037
2010 | 20071 | CROPLAND (NON-IRRIGATED, USD/HA) | 65.4828
2010 | 31077 | CROPLAND (NON-IRRIGATED, USD/HA) | 180.3867
2009 | 20071 | CROPLAND (NON-IRRIGATED, USD/HA) | 67.9539
2009 | 31077 | CROPLAND (NON-IRRIGATED, USD/HA) | 187.7998
2008 | 31077 | CROPLAND (NON-IRRIGATED, USD/HA) | 180.3867
2024 | 21087 | CROPLAND (NON-IRRIGATED, USD/HA) | 402.7811
2024 | 55045 | CROPLAND (NON-IRRIGATED, USD/HA) | 486.7969
2023 | 21087 | CROPLAND (NON-IRRIGATED, USD/HA) | 360.7733
2023 | 55045 | CROPLAND (NON-IRRIGATED, USD/HA) | 484.3258
2022 | 21087 | CROPLAND (NON-IRRIGATED, USD/HA) | 378.0707
2022 | 55045 | CROPLAND (NON-IRRIGATED, USD/HA) | 444.789
2021 | 21087 | CROPLAND (NON-IRRIGATED, USD/HA) | 373.1286
2021 | 55045 | CROPLAND (NON-IRRIGATED, USD/HA) | 452.2022
2020 | 21087 | CROPLAND (NON-IRRIGATED, USD/HA) | 331.1207
2020 | 55045 | CROPLAND (NON-IRRIGATED, USD/HA) | 489.2679
2019 | 21087 | CROPLAND (NON-IRRIGATED, USD/HA) | 353.3601
2019 | 55045 | CROPLAND (NON-IRRIGATED, USD/HA) | 496.681
2017 | 21087 | CROPLAND (NON-IRRIGATED, USD/HA) | 348.418
2017 | 55045 | CROPLAND (NON-IRRIGATED, USD/HA) | 405.2522
2016 | 21087 | CROPLAND (NON-IRRIGATED, USD/HA) | 323.7075
2016 | 55045 | CROPLAND (NON-IRRIGATED, USD/HA) | 417.6074
2014 | 21087 | CROPLAND (NON-IRRIGATED, USD/HA) | 333.5917
2014 | 55045 | CROPLAND (NON-IRRIGATED, USD/HA) | 387.9549
2013 | 21087 | CROPLAND (NON-IRRIGATED, USD/HA) | 321.2365
2013 | 55045 | CROPLAND (NON-IRRIGATED, USD/HA) | 395.368
2012 | 21087 | CROPLAND (NON-IRRIGATED, USD/HA) | 261.9313
2012 | 55045 | CROPLAND (NON-IRRIGATED, USD/HA) | 380.5417
2011 | 21087 | CROPLAND (NON-IRRIGATED, USD/HA) | 202.6261
2011 | 55045 | CROPLAND (NON-IRRIGATED, USD/HA) | 326.1786
2010 | 21087 | CROPLAND (NON-IRRIGATED, USD/HA) | 165.5603
2010 | 55045 | CROPLAND (NON-IRRIGATED, USD/HA) | 291.5839
2009 | 21087 | CROPLAND (NON-IRRIGATED, USD/HA) | 130.9657
2009 | 55045 | CROPLAND (NON-IRRIGATED, USD/HA) | 279.2287
2008 | 55045 | CROPLAND (NON-IRRIGATED, USD/HA) | 274.2865
2024 | 55047 | CROPLAND (NON-IRRIGATED, USD/HA) | 447.26
2023 | 55047 | CROPLAND (NON-IRRIGATED, USD/HA) | 464.5574
2022 | 55047 | CROPLAND (NON-IRRIGATED, USD/HA) | 417.6074
2021 | 55047 | CROPLAND (NON-IRRIGATED, USD/HA) | 375.5996
2020 | 55047 | CROPLAND (NON-IRRIGATED, USD/HA) | 395.368
2019 | 55047 | CROPLAND (NON-IRRIGATED, USD/HA) | 390.4259
2017 | 55047 | CROPLAND (NON-IRRIGATED, USD/HA) | 328.6497
2016 | 55047 | CROPLAND (NON-IRRIGATED, USD/HA) | 353.3601
2014 | 55047 | CROPLAND (NON-IRRIGATED, USD/HA) | 449.7311
2013 | 55047 | CROPLAND (NON-IRRIGATED, USD/HA) | 457.1442
2012 | 55047 | CROPLAND (NON-IRRIGATED, USD/HA) | 323.7075
2011 | 55047 | CROPLAND (NON-IRRIGATED, USD/HA) | 261.9313
2010 | 55047 | CROPLAND (NON-IRRIGATED, USD/HA) | 213.7458
2009 | 55047 | CROPLAND (NON-IRRIGATED, USD/HA) | 213.7458
2008 | 55047 | CROPLAND (NON-IRRIGATED, USD/HA) | 213.7458
2024 | 54025 | CROPLAND (NON-IRRIGATED, USD/HA) | 98.842
2023 | 54025 | CROPLAND (NON-IRRIGATED, USD/HA) | 117.3749
2022 | 54025 | CROPLAND (NON-IRRIGATED, USD/HA) | 100.0775
2021 | 54025 | CROPLAND (NON-IRRIGATED, USD/HA) | 103.7841
2020 | 54025 | CROPLAND (NON-IRRIGATED, USD/HA) | 108.7262
2019 | 54025 | CROPLAND (NON-IRRIGATED, USD/HA) | 105.0196
2017 | 54025 | CROPLAND (NON-IRRIGATED, USD/HA) | 106.2552
2016 | 54025 | CROPLAND (NON-IRRIGATED, USD/HA) | 130.9657
2014 | 54025 | CROPLAND (NON-IRRIGATED, USD/HA) | 121.0815
2013 | 54025 | CROPLAND (NON-IRRIGATED, USD/HA) | 84.0157
2012 | 54025 | CROPLAND (NON-IRRIGATED, USD/HA) | 97.6065
2011 | 54025 | CROPLAND (NON-IRRIGATED, USD/HA) | 95.1354
2010 | 54025 | CROPLAND (NON-IRRIGATED, USD/HA) | 60.5407
2024 | 1063 | CROPLAND (NON-IRRIGATED, USD/HA) | 56.8342
2024 | 5055 | CROPLAND (NON-IRRIGATED, USD/HA) | 229.8076
2024 | 13133 | CROPLAND (NON-IRRIGATED, USD/HA) | 51.892
2024 | 17061 | CROPLAND (NON-IRRIGATED, USD/HA) | 667.1835
2024 | 18055 | CROPLAND (NON-IRRIGATED, USD/HA) | 511.5073
2024 | 19073 | CROPLAND (NON-IRRIGATED, USD/HA) | 694.365
2024 | 28041 | CROPLAND (NON-IRRIGATED, USD/HA) | 59.3052
2024 | 37079 | CROPLAND (NON-IRRIGATED, USD/HA) | 301.4681
2024 | 39057 | CROPLAND (NON-IRRIGATED, USD/HA) | 499.1521
2024 | 42059 | CROPLAND (NON-IRRIGATED, USD/HA) | 138.3788
2024 | 47059 | CROPLAND (NON-IRRIGATED, USD/HA) | 123.5525
2023 | 1063 | CROPLAND (NON-IRRIGATED, USD/HA) | 46.95
2023 | 5055 | CROPLAND (NON-IRRIGATED, USD/HA) | 184.0932
2023 | 13133 | CROPLAND (NON-IRRIGATED, USD/HA) | 59.3052
2023 | 17061 | CROPLAND (NON-IRRIGATED, USD/HA) | 630.1178
2023 | 18055 | CROPLAND (NON-IRRIGATED, USD/HA) | 489.2679
2023 | 19073 | CROPLAND (NON-IRRIGATED, USD/HA) | 652.3572
2023 | 28041 | CROPLAND (NON-IRRIGATED, USD/HA) | 72.896
2023 | 29077 | CROPLAND (NON-IRRIGATED, USD/HA) | 97.6065
2023 | 36039 | CROPLAND (NON-IRRIGATED, USD/HA) | 55.5986
2023 | 37079 | CROPLAND (NON-IRRIGATED, USD/HA) | 289.1128
2023 | 39057 | CROPLAND (NON-IRRIGATED, USD/HA) | 553.5152
2023 | 42059 | CROPLAND (NON-IRRIGATED, USD/HA) | 51.892
2023 | 47059 | CROPLAND (NON-IRRIGATED, USD/HA) | 105.0196
2023 | 51079 | CROPLAND (NON-IRRIGATED, USD/HA) | 74.1315
2022 | 1063 | CROPLAND (NON-IRRIGATED, USD/HA) | 49.421
2022 | 5055 | CROPLAND (NON-IRRIGATED, USD/HA) | 150.734
2022 | 17061 | CROPLAND (NON-IRRIGATED, USD/HA) | 615.2914
2022 | 18055 | CROPLAND (NON-IRRIGATED, USD/HA) | 457.1442
2022 | 19073 | CROPLAND (NON-IRRIGATED, USD/HA) | 627.6467
2022 | 29077 | CROPLAND (NON-IRRIGATED, USD/HA) | 102.5486
2022 | 37079 | CROPLAND (NON-IRRIGATED, USD/HA) | 264.4024
2022 | 39057 | CROPLAND (NON-IRRIGATED, USD/HA) | 489.2679
2022 | 42059 | CROPLAND (NON-IRRIGATED, USD/HA) | 76.6025
2022 | 47059 | CROPLAND (NON-IRRIGATED, USD/HA) | 117.3749
2021 | 1063 | CROPLAND (NON-IRRIGATED, USD/HA) | 61.7762
2021 | 5055 | CROPLAND (NON-IRRIGATED, USD/HA) | 180.3867
2021 | 13133 | CROPLAND (NON-IRRIGATED, USD/HA) | 56.8342
2021 | 17061 | CROPLAND (NON-IRRIGATED, USD/HA) | 588.1099
2021 | 18055 | CROPLAND (NON-IRRIGATED, USD/HA) | 422.5496
2021 | 19073 | CROPLAND (NON-IRRIGATED, USD/HA) | 573.2836
2021 | 29077 | CROPLAND (NON-IRRIGATED, USD/HA) | 88.9578
2021 | 36039 | CROPLAND (NON-IRRIGATED, USD/HA) | 72.896
2021 | 37079 | CROPLAND (NON-IRRIGATED, USD/HA) | 271.8155
2021 | 39057 | CROPLAND (NON-IRRIGATED, USD/HA) | 459.6153
2021 | 47059 | CROPLAND (NON-IRRIGATED, USD/HA) | 92.6644
2021 | 51079 | CROPLAND (NON-IRRIGATED, USD/HA) | 65.4828
2020 | 1063 | CROPLAND (NON-IRRIGATED, USD/HA) | 44.4789
2020 | 5055 | CROPLAND (NON-IRRIGATED, USD/HA) | 158.1472
2020 | 17061 | CROPLAND (NON-IRRIGATED, USD/HA) | 543.631
2020 | 18055 | CROPLAND (NON-IRRIGATED, USD/HA) | 380.5417
2020 | 19073 | CROPLAND (NON-IRRIGATED, USD/HA) | 558.4573
2020 | 28041 | CROPLAND (NON-IRRIGATED, USD/HA) | 49.421
2020 | 29077 | CROPLAND (NON-IRRIGATED, USD/HA) | 103.7841
2020 | 37079 | CROPLAND (NON-IRRIGATED, USD/HA) | 252.0471
2020 | 39057 | CROPLAND (NON-IRRIGATED, USD/HA) | 459.6153
2020 | 47059 | CROPLAND (NON-IRRIGATED, USD/HA) | 101.3131
2019 | 1063 | CROPLAND (NON-IRRIGATED, USD/HA) | 70.4249
2019 | 5055 | CROPLAND (NON-IRRIGATED, USD/HA) | 123.5525
2019 | 13133 | CROPLAND (NON-IRRIGATED, USD/HA) | 61.7762
2019 | 17061 | CROPLAND (NON-IRRIGATED, USD/HA) | 504.0942
2019 | 18055 | CROPLAND (NON-IRRIGATED, USD/HA) | 375.5996
2019 | 19073 | CROPLAND (NON-IRRIGATED, USD/HA) | 563.3994
2019 | 28041 | CROPLAND (NON-IRRIGATED, USD/HA) | 63.0118
2019 | 29077 | CROPLAND (NON-IRRIGATED, USD/HA) | 106.2552
2019 | 37079 | CROPLAND (NON-IRRIGATED, USD/HA) | 247.105
2019 | 39057 | CROPLAND (NON-IRRIGATED, USD/HA) | 462.0863
2019 | 42059 | CROPLAND (NON-IRRIGATED, USD/HA) | 61.7762
2019 | 47059 | CROPLAND (NON-IRRIGATED, USD/HA) | 106.2552
2017 | 5055 | CROPLAND (NON-IRRIGATED, USD/HA) | 160.6182
2017 | 13133 | CROPLAND (NON-IRRIGATED, USD/HA) | 61.7762
2017 | 17061 | CROPLAND (NON-IRRIGATED, USD/HA) | 538.6889
2017 | 18055 | CROPLAND (NON-IRRIGATED, USD/HA) | 363.2443
2017 | 19073 | CROPLAND (NON-IRRIGATED, USD/HA) | 560.9284
2017 | 28041 | CROPLAND (NON-IRRIGATED, USD/HA) | 45.7144
2017 | 29077 | CROPLAND (NON-IRRIGATED, USD/HA) | 87.7223
2017 | 37079 | CROPLAND (NON-IRRIGATED, USD/HA) | 247.105
2017 | 39057 | CROPLAND (NON-IRRIGATED, USD/HA) | 434.9048
2017 | 42059 | CROPLAND (NON-IRRIGATED, USD/HA) | 24.4634
2016 | 1063 | CROPLAND (NON-IRRIGATED, USD/HA) | 61.7762
2016 | 13133 | CROPLAND (NON-IRRIGATED, USD/HA) | 63.0118
2016 | 17061 | CROPLAND (NON-IRRIGATED, USD/HA) | 558.4573
2016 | 18055 | CROPLAND (NON-IRRIGATED, USD/HA) | 333.5917
2016 | 19073 | CROPLAND (NON-IRRIGATED, USD/HA) | 560.9284
2016 | 28041 | CROPLAND (NON-IRRIGATED, USD/HA) | 67.9539
2016 | 29077 | CROPLAND (NON-IRRIGATED, USD/HA) | 90.1933
2016 | 36039 | CROPLAND (NON-IRRIGATED, USD/HA) | 58.0697
2016 | 37079 | CROPLAND (NON-IRRIGATED, USD/HA) | 234.7498
2016 | 39057 | CROPLAND (NON-IRRIGATED, USD/HA) | 442.3179
2016 | 42059 | CROPLAND (NON-IRRIGATED, USD/HA) | 35.8302
2016 | 47059 | CROPLAND (NON-IRRIGATED, USD/HA) | 111.1972
2014 | 1063 | CROPLAND (NON-IRRIGATED, USD/HA) | 71.6604
2014 | 5055 | CROPLAND (NON-IRRIGATED, USD/HA) | 103.7841
2014 | 13133 | CROPLAND (NON-IRRIGATED, USD/HA) | 63.0118
2014 | 17061 | CROPLAND (NON-IRRIGATED, USD/HA) | 521.3915
2014 | 18055 | CROPLAND (NON-IRRIGATED, USD/HA) | 308.8813
2014 | 19073 | CROPLAND (NON-IRRIGATED, USD/HA) | 662.2414
2014 | 28041 | CROPLAND (NON-IRRIGATED, USD/HA) | 40.7723
2014 | 36039 | CROPLAND (NON-IRRIGATED, USD/HA) | 60.5407
2014 | 37079 | CROPLAND (NON-IRRIGATED, USD/HA) | 219.9235
2014 | 39057 | CROPLAND (NON-IRRIGATED, USD/HA) | 415.1364
2014 | 42059 | CROPLAND (NON-IRRIGATED, USD/HA) | 35.8302
2014 | 47059 | CROPLAND (NON-IRRIGATED, USD/HA) | 106.2552
2013 | 1063 | CROPLAND (NON-IRRIGATED, USD/HA) | 86.4868
2013 | 5055 | CROPLAND (NON-IRRIGATED, USD/HA) | 79.0736
2013 | 13133 | CROPLAND (NON-IRRIGATED, USD/HA) | 45.7144
2013 | 17061 | CROPLAND (NON-IRRIGATED, USD/HA) | 521.3915
2013 | 18055 | CROPLAND (NON-IRRIGATED, USD/HA) | 321.2365
2013 | 19073 | CROPLAND (NON-IRRIGATED, USD/HA) | 620.2336
2013 | 28041 | CROPLAND (NON-IRRIGATED, USD/HA) | 103.7841
2013 | 36039 | CROPLAND (NON-IRRIGATED, USD/HA) | 76.6025
2013 | 37079 | CROPLAND (NON-IRRIGATED, USD/HA) | 207.5682
2013 | 39057 | CROPLAND (NON-IRRIGATED, USD/HA) | 405.2522
2013 | 47059 | CROPLAND (NON-IRRIGATED, USD/HA) | 108.7262
2013 | 51079 | CROPLAND (NON-IRRIGATED, USD/HA) | 54.3631
2012 | 1063 | CROPLAND (NON-IRRIGATED, USD/HA) | 55.5986
2012 | 13133 | CROPLAND (NON-IRRIGATED, USD/HA) | 60.5407
2012 | 17061 | CROPLAND (NON-IRRIGATED, USD/HA) | 578.2257
2012 | 18055 | CROPLAND (NON-IRRIGATED, USD/HA) | 311.3523
2012 | 19073 | CROPLAND (NON-IRRIGATED, USD/HA) | 593.052
2012 | 28041 | CROPLAND (NON-IRRIGATED, USD/HA) | 123.5525
2012 | 36039 | CROPLAND (NON-IRRIGATED, USD/HA) | 79.0736
2012 | 37079 | CROPLAND (NON-IRRIGATED, USD/HA) | 179.1511
2012 | 39057 | CROPLAND (NON-IRRIGATED, USD/HA) | 365.7154
2012 | 42059 | CROPLAND (NON-IRRIGATED, USD/HA) | 46.95
2012 | 47059 | CROPLAND (NON-IRRIGATED, USD/HA) | 118.6104
2012 | 51079 | CROPLAND (NON-IRRIGATED, USD/HA) | 49.421
2011 | 1063 | CROPLAND (NON-IRRIGATED, USD/HA) | 50.6565
2011 | 13133 | CROPLAND (NON-IRRIGATED, USD/HA) | 61.7762
2011 | 17061 | CROPLAND (NON-IRRIGATED, USD/HA) | 469.4995
2011 | 18055 | CROPLAND (NON-IRRIGATED, USD/HA) | 261.9313
2011 | 19073 | CROPLAND (NON-IRRIGATED, USD/HA) | 521.3915
2011 | 28041 | CROPLAND (NON-IRRIGATED, USD/HA) | 128.4946
2011 | 36039 | CROPLAND (NON-IRRIGATED, USD/HA) | 71.6604
2011 | 37079 | CROPLAND (NON-IRRIGATED, USD/HA) | 172.9735
2011 | 39057 | CROPLAND (NON-IRRIGATED, USD/HA) | 316.2944
2011 | 42059 | CROPLAND (NON-IRRIGATED, USD/HA) | 46.95
2011 | 47059 | CROPLAND (NON-IRRIGATED, USD/HA) | 111.1972
2011 | 51079 | CROPLAND (NON-IRRIGATED, USD/HA) | 56.8342
2010 | 1063 | CROPLAND (NON-IRRIGATED, USD/HA) | 51.892
2010 | 13133 | CROPLAND (NON-IRRIGATED, USD/HA) | 66.7184
2010 | 17061 | CROPLAND (NON-IRRIGATED, USD/HA) | 429.9627
2010 | 18055 | CROPLAND (NON-IRRIGATED, USD/HA) | 276.7576
2010 | 19073 | CROPLAND (NON-IRRIGATED, USD/HA) | 425.0206
2010 | 29077 | CROPLAND (NON-IRRIGATED, USD/HA) | 98.842
2010 | 36039 | CROPLAND (NON-IRRIGATED, USD/HA) | 43.2434
2010 | 37079 | CROPLAND (NON-IRRIGATED, USD/HA) | 163.0893
2010 | 39057 | CROPLAND (NON-IRRIGATED, USD/HA) | 279.2287
2010 | 47059 | CROPLAND (NON-IRRIGATED, USD/HA) | 118.6104
2010 | 51079 | CROPLAND (NON-IRRIGATED, USD/HA) | 61.7762
2009 | 1063 | CROPLAND (NON-IRRIGATED, USD/HA) | 42.0078
2009 | 5055 | CROPLAND (NON-IRRIGATED, USD/HA) | 148.263
2009 | 13133 | CROPLAND (NON-IRRIGATED, USD/HA) | 51.892
2009 | 17061 | CROPLAND (NON-IRRIGATED, USD/HA) | 429.9627
2009 | 18055 | CROPLAND (NON-IRRIGATED, USD/HA) | 276.7576
2009 | 19073 | CROPLAND (NON-IRRIGATED, USD/HA) | 427.4916
2009 | 29077 | CROPLAND (NON-IRRIGATED, USD/HA) | 97.6065
2009 | 36039 | CROPLAND (NON-IRRIGATED, USD/HA) | 29.6526
2009 | 37079 | CROPLAND (NON-IRRIGATED, USD/HA) | 164.3248
2009 | 39057 | CROPLAND (NON-IRRIGATED, USD/HA) | 284.1707
2009 | 42059 | CROPLAND (NON-IRRIGATED, USD/HA) | 51.892
2009 | 47059 | CROPLAND (NON-IRRIGATED, USD/HA) | 88.9578
2008 | 17061 | CROPLAND (NON-IRRIGATED, USD/HA) | 405.2522
2008 | 18055 | CROPLAND (NON-IRRIGATED, USD/HA) | 249.5761
2008 | 19073 | CROPLAND (NON-IRRIGATED, USD/HA) | 410.1943
2008 | 29077 | CROPLAND (NON-IRRIGATED, USD/HA) | 100.0775
2008 | 37079 | CROPLAND (NON-IRRIGATED, USD/HA) | 147.0275
2008 | 39057 | CROPLAND (NON-IRRIGATED, USD/HA) | 284.1707
2008 | 47059 | CROPLAND (NON-IRRIGATED, USD/HA) | 86.4868
2024 | 51081 | CROPLAND (NON-IRRIGATED, USD/HA) | 191.5064
2023 | 51081 | CROPLAND (NON-IRRIGATED, USD/HA) | 206.3327
2022 | 51081 | CROPLAND (NON-IRRIGATED, USD/HA) | 187.7998
2021 | 51081 | CROPLAND (NON-IRRIGATED, USD/HA) | 171.738
2020 | 51081 | CROPLAND (NON-IRRIGATED, USD/HA) | 153.2051
2019 | 51081 | CROPLAND (NON-IRRIGATED, USD/HA) | 154.4406
2017 | 51081 | CROPLAND (NON-IRRIGATED, USD/HA) | 182.8577
2016 | 51081 | CROPLAND (NON-IRRIGATED, USD/HA) | 158.1472
2014 | 51081 | CROPLAND (NON-IRRIGATED, USD/HA) | 133.4367
2013 | 51081 | CROPLAND (NON-IRRIGATED, USD/HA) | 153.2051
2012 | 51081 | CROPLAND (NON-IRRIGATED, USD/HA) | 159.3827
2011 | 51081 | CROPLAND (NON-IRRIGATED, USD/HA) | 132.2012
2010 | 51081 | CROPLAND (NON-IRRIGATED, USD/HA) | 127.2591
2009 | 51081 | CROPLAND (NON-IRRIGATED, USD/HA) | 117.3749
2024 | 21089 | CROPLAND (NON-IRRIGATED, USD/HA) | 127.2591
2023 | 21089 | CROPLAND (NON-IRRIGATED, USD/HA) | 124.788
2022 | 21089 | CROPLAND (NON-IRRIGATED, USD/HA) | 160.6182
2021 | 21089 | CROPLAND (NON-IRRIGATED, USD/HA) | 145.7919
2020 | 21089 | CROPLAND (NON-IRRIGATED, USD/HA) | 160.6182
2019 | 21089 | CROPLAND (NON-IRRIGATED, USD/HA) | 158.1472
2017 | 21089 | CROPLAND (NON-IRRIGATED, USD/HA) | 118.6104
2016 | 21089 | CROPLAND (NON-IRRIGATED, USD/HA) | 111.1972
2014 | 21089 | CROPLAND (NON-IRRIGATED, USD/HA) | 135.9077
2013 | 21089 | CROPLAND (NON-IRRIGATED, USD/HA) | 118.6104
2012 | 21089 | CROPLAND (NON-IRRIGATED, USD/HA) | 168.0314
2011 | 21089 | CROPLAND (NON-IRRIGATED, USD/HA) | 111.1972
2010 | 21089 | CROPLAND (NON-IRRIGATED, USD/HA) | 96.3709
2009 | 21089 | CROPLAND (NON-IRRIGATED, USD/HA) | 86.4868
2023 | 45045 | CROPLAND (NON-IRRIGATED, USD/HA) | 55.5986
2022 | 45045 | CROPLAND (NON-IRRIGATED, USD/HA) | 67.9539
2021 | 45045 | CROPLAND (NON-IRRIGATED, USD/HA) | 59.3052
2020 | 45045 | CROPLAND (NON-IRRIGATED, USD/HA) | 63.0118
2019 | 45045 | CROPLAND (NON-IRRIGATED, USD/HA) | 69.1894
2017 | 45045 | CROPLAND (NON-IRRIGATED, USD/HA) | 63.0118
2016 | 45045 | CROPLAND (NON-IRRIGATED, USD/HA) | 58.0697
2014 | 45045 | CROPLAND (NON-IRRIGATED, USD/HA) | 63.0118
2013 | 45045 | CROPLAND (NON-IRRIGATED, USD/HA) | 55.5986
2012 | 45045 | CROPLAND (NON-IRRIGATED, USD/HA) | 48.1855
2010 | 45045 | CROPLAND (NON-IRRIGATED, USD/HA) | 56.8342
2024 | 20073 | CROPLAND (NON-IRRIGATED, USD/HA) | 118.6104
2024 | 45047 | CROPLAND (NON-IRRIGATED, USD/HA) | 42.0078
2023 | 20073 | CROPLAND (NON-IRRIGATED, USD/HA) | 124.788
2023 | 45047 | CROPLAND (NON-IRRIGATED, USD/HA) | 65.4828
2022 | 20073 | CROPLAND (NON-IRRIGATED, USD/HA) | 127.2591
2022 | 45047 | CROPLAND (NON-IRRIGATED, USD/HA) | 32.1236
2021 | 20073 | CROPLAND (NON-IRRIGATED, USD/HA) | 127.2591
2021 | 45047 | CROPLAND (NON-IRRIGATED, USD/HA) | 37.0658
2020 | 20073 | CROPLAND (NON-IRRIGATED, USD/HA) | 128.4946
2020 | 45047 | CROPLAND (NON-IRRIGATED, USD/HA) | 42.0078
2019 | 45047 | CROPLAND (NON-IRRIGATED, USD/HA) | 42.0078
2017 | 45047 | CROPLAND (NON-IRRIGATED, USD/HA) | 44.4789
2016 | 20073 | CROPLAND (NON-IRRIGATED, USD/HA) | 124.788
2016 | 45047 | CROPLAND (NON-IRRIGATED, USD/HA) | 44.4789
2014 | 20073 | CROPLAND (NON-IRRIGATED, USD/HA) | 109.9617
2014 | 45047 | CROPLAND (NON-IRRIGATED, USD/HA) | 33.3592
2013 | 20073 | CROPLAND (NON-IRRIGATED, USD/HA) | 114.9038
2011 | 20073 | CROPLAND (NON-IRRIGATED, USD/HA) | 101.3131
2011 | 45047 | CROPLAND (NON-IRRIGATED, USD/HA) | 42.0078
2010 | 20073 | CROPLAND (NON-IRRIGATED, USD/HA) | 85.2512
2010 | 45047 | CROPLAND (NON-IRRIGATED, USD/HA) | 49.421
2009 | 20073 | CROPLAND (NON-IRRIGATED, USD/HA) | 84.0157
2009 | 45047 | CROPLAND (NON-IRRIGATED, USD/HA) | 56.8342
2024 | 40055 | CROPLAND (NON-IRRIGATED, USD/HA) | 74.1315
2023 | 40055 | CROPLAND (NON-IRRIGATED, USD/HA) | 74.1315
2022 | 40055 | CROPLAND (NON-IRRIGATED, USD/HA) | 53.1276
2021 | 40055 | CROPLAND (NON-IRRIGATED, USD/HA) | 74.1315
2020 | 40055 | CROPLAND (NON-IRRIGATED, USD/HA) | 81.5447
2019 | 40055 | CROPLAND (NON-IRRIGATED, USD/HA) | 80.3091
2017 | 40055 | CROPLAND (NON-IRRIGATED, USD/HA) | 66.7184
2013 | 40055 | CROPLAND (NON-IRRIGATED, USD/HA) | 54.3631
2012 | 40055 | CROPLAND (NON-IRRIGATED, USD/HA) | 55.5986
2011 | 40055 | CROPLAND (NON-IRRIGATED, USD/HA) | 58.0697
2010 | 40055 | CROPLAND (NON-IRRIGATED, USD/HA) | 59.3052
2009 | 40055 | CROPLAND (NON-IRRIGATED, USD/HA) | 58.0697
2020 | 48183 | CROPLAND (NON-IRRIGATED, USD/HA) | 40.7723
2017 | 48183 | CROPLAND (NON-IRRIGATED, USD/HA) | 30.8881
2016 | 48183 | CROPLAND (NON-IRRIGATED, USD/HA) | 33.3592
2014 | 48183 | CROPLAND (NON-IRRIGATED, USD/HA) | 33.3592
2013 | 48183 | CROPLAND (NON-IRRIGATED, USD/HA) | 43.2434
2024 | 46053 | CROPLAND (NON-IRRIGATED, USD/HA) | 185.3287
2023 | 46053 | CROPLAND (NON-IRRIGATED, USD/HA) | 186.5643
2022 | 46053 | CROPLAND (NON-IRRIGATED, USD/HA) | 184.0932
2021 | 46053 | CROPLAND (NON-IRRIGATED, USD/HA) | 174.209
2020 | 46053 | CROPLAND (NON-IRRIGATED, USD/HA) | 169.2669
2019 | 46053 | CROPLAND (NON-IRRIGATED, USD/HA) | 155.6762
2017 | 46053 | CROPLAND (NON-IRRIGATED, USD/HA) | 163.0893
2016 | 46053 | CROPLAND (NON-IRRIGATED, USD/HA) | 153.2051
2014 | 46053 | CROPLAND (NON-IRRIGATED, USD/HA) | 159.3827
2013 | 46053 | CROPLAND (NON-IRRIGATED, USD/HA) | 132.2012
2012 | 46053 | CROPLAND (NON-IRRIGATED, USD/HA) | 133.4367
2011 | 46053 | CROPLAND (NON-IRRIGATED, USD/HA) | 97.6065
2010 | 46053 | CROPLAND (NON-IRRIGATED, USD/HA) | 98.842
2009 | 46053 | CROPLAND (NON-IRRIGATED, USD/HA) | 101.3131
2008 | 46053 | CROPLAND (NON-IRRIGATED, USD/HA) | 107.4907
2021 | 28043 | CROPLAND (NON-IRRIGATED, USD/HA) | 139.6143
2020 | 28043 | CROPLAND (NON-IRRIGATED, USD/HA) | 231.0432
2019 | 28043 | CROPLAND (NON-IRRIGATED, USD/HA) | 186.5643
2017 | 28043 | CROPLAND (NON-IRRIGATED, USD/HA) | 175.4445
2016 | 28043 | CROPLAND (NON-IRRIGATED, USD/HA) | 224.8655
2014 | 28043 | CROPLAND (NON-IRRIGATED, USD/HA) | 170.5025
2013 | 28043 | CROPLAND (NON-IRRIGATED, USD/HA) | 155.6762
2012 | 28043 | CROPLAND (NON-IRRIGATED, USD/HA) | 175.4445
2011 | 28043 | CROPLAND (NON-IRRIGATED, USD/HA) | 144.5564
2010 | 28043 | CROPLAND (NON-IRRIGATED, USD/HA) | 147.0275
2009 | 28043 | CROPLAND (NON-IRRIGATED, USD/HA) | 86.4868
2024 | 38039 | CROPLAND (NON-IRRIGATED, USD/HA) | 200.155
2023 | 38039 | CROPLAND (NON-IRRIGATED, USD/HA) | 190.2708
2022 | 38039 | CROPLAND (NON-IRRIGATED, USD/HA) | 191.5064
2021 | 38039 | CROPLAND (NON-IRRIGATED, USD/HA) | 184.0932
2020 | 38039 | CROPLAND (NON-IRRIGATED, USD/HA) | 172.9735
2017 | 38039 | CROPLAND (NON-IRRIGATED, USD/HA) | 160.6182
2016 | 38039 | CROPLAND (NON-IRRIGATED, USD/HA) | 160.6182
2014 | 38039 | CROPLAND (NON-IRRIGATED, USD/HA) | 154.4406
2013 | 38039 | CROPLAND (NON-IRRIGATED, USD/HA) | 145.7919
2012 | 38039 | CROPLAND (NON-IRRIGATED, USD/HA) | 129.7301
2011 | 38039 | CROPLAND (NON-IRRIGATED, USD/HA) | 128.4946
2010 | 38039 | CROPLAND (NON-IRRIGATED, USD/HA) | 117.3749
2009 | 38039 | CROPLAND (NON-IRRIGATED, USD/HA) | 114.9038
2008 | 38039 | CROPLAND (NON-IRRIGATED, USD/HA) | 111.1972
2023 | 48185 | CROPLAND (NON-IRRIGATED, USD/HA) | 56.8342
2022 | 48185 | CROPLAND (NON-IRRIGATED, USD/HA) | 33.3592
2021 | 48185 | CROPLAND (NON-IRRIGATED, USD/HA) | 50.6565
2020 | 48185 | CROPLAND (NON-IRRIGATED, USD/HA) | 39.5368
2016 | 48185 | CROPLAND (NON-IRRIGATED, USD/HA) | 34.5947
2014 | 48185 | CROPLAND (NON-IRRIGATED, USD/HA) | 38.3013
2013 | 48185 | CROPLAND (NON-IRRIGATED, USD/HA) | 38.3013
2012 | 48185 | CROPLAND (NON-IRRIGATED, USD/HA) | 38.3013
2011 | 48185 | CROPLAND (NON-IRRIGATED, USD/HA) | 43.2434
2010 | 48185 | CROPLAND (NON-IRRIGATED, USD/HA) | 49.421
2009 | 48185 | CROPLAND (NON-IRRIGATED, USD/HA) | 51.892
2024 | 17063 | CROPLAND (NON-IRRIGATED, USD/HA) | 704.2492
2024 | 19075 | CROPLAND (NON-IRRIGATED, USD/HA) | 768.4965
2024 | 29079 | CROPLAND (NON-IRRIGATED, USD/HA) | 437.3759
2024 | 47061 | CROPLAND (NON-IRRIGATED, USD/HA) | 105.0196
2023 | 17063 | CROPLAND (NON-IRRIGATED, USD/HA) | 657.2993
2023 | 19075 | CROPLAND (NON-IRRIGATED, USD/HA) | 812.9755
2023 | 29079 | CROPLAND (NON-IRRIGATED, USD/HA) | 392.897
2023 | 47061 | CROPLAND (NON-IRRIGATED, USD/HA) | 116.1393
2022 | 17063 | CROPLAND (NON-IRRIGATED, USD/HA) | 607.8783
2022 | 19075 | CROPLAND (NON-IRRIGATED, USD/HA) | 751.1992
2022 | 29079 | CROPLAND (NON-IRRIGATED, USD/HA) | 375.5996
2022 | 47061 | CROPLAND (NON-IRRIGATED, USD/HA) | 140.8499
2021 | 17063 | CROPLAND (NON-IRRIGATED, USD/HA) | 583.1678
2021 | 19075 | CROPLAND (NON-IRRIGATED, USD/HA) | 682.0098
2021 | 29079 | CROPLAND (NON-IRRIGATED, USD/HA) | 350.8891
2021 | 47061 | CROPLAND (NON-IRRIGATED, USD/HA) | 159.3827
2020 | 17063 | CROPLAND (NON-IRRIGATED, USD/HA) | 563.3994
2020 | 19075 | CROPLAND (NON-IRRIGATED, USD/HA) | 672.1256
2020 | 29079 | CROPLAND (NON-IRRIGATED, USD/HA) | 341.0049
2020 | 47061 | CROPLAND (NON-IRRIGATED, USD/HA) | 185.3287
2019 | 17063 | CROPLAND (NON-IRRIGATED, USD/HA) | 588.1099
2019 | 19075 | CROPLAND (NON-IRRIGATED, USD/HA) | 622.7046
2019 | 29079 | CROPLAND (NON-IRRIGATED, USD/HA) | 308.8813
2019 | 47061 | CROPLAND (NON-IRRIGATED, USD/HA) | 154.4406
2017 | 17063 | CROPLAND (NON-IRRIGATED, USD/HA) | 538.6889
2017 | 19075 | CROPLAND (NON-IRRIGATED, USD/HA) | 664.7124
2017 | 29079 | CROPLAND (NON-IRRIGATED, USD/HA) | 345.947
2016 | 17063 | CROPLAND (NON-IRRIGATED, USD/HA) | 516.4494
2016 | 19075 | CROPLAND (NON-IRRIGATED, USD/HA) | 684.4809
2016 | 29079 | CROPLAND (NON-IRRIGATED, USD/HA) | 350.8891
2014 | 17063 | CROPLAND (NON-IRRIGATED, USD/HA) | 565.8705
2014 | 19075 | CROPLAND (NON-IRRIGATED, USD/HA) | 795.6781
2014 | 29079 | CROPLAND (NON-IRRIGATED, USD/HA) | 353.3601
2014 | 47061 | CROPLAND (NON-IRRIGATED, USD/HA) | 140.8499
2013 | 17063 | CROPLAND (NON-IRRIGATED, USD/HA) | 568.3415
2013 | 19075 | CROPLAND (NON-IRRIGATED, USD/HA) | 780.8518
2013 | 47061 | CROPLAND (NON-IRRIGATED, USD/HA) | 190.2708
2012 | 17063 | CROPLAND (NON-IRRIGATED, USD/HA) | 597.9941
2012 | 19075 | CROPLAND (NON-IRRIGATED, USD/HA) | 738.8439
2012 | 29079 | CROPLAND (NON-IRRIGATED, USD/HA) | 242.1629
2012 | 47061 | CROPLAND (NON-IRRIGATED, USD/HA) | 172.9735
2011 | 17063 | CROPLAND (NON-IRRIGATED, USD/HA) | 499.1521
2011 | 19075 | CROPLAND (NON-IRRIGATED, USD/HA) | 578.2257
2011 | 29079 | CROPLAND (NON-IRRIGATED, USD/HA) | 281.6997
2011 | 47061 | CROPLAND (NON-IRRIGATED, USD/HA) | 160.6182
2010 | 17063 | CROPLAND (NON-IRRIGATED, USD/HA) | 432.4337
2010 | 19075 | CROPLAND (NON-IRRIGATED, USD/HA) | 516.4494
2010 | 29079 | CROPLAND (NON-IRRIGATED, USD/HA) | 281.6997
2010 | 47061 | CROPLAND (NON-IRRIGATED, USD/HA) | 148.263
2009 | 17063 | CROPLAND (NON-IRRIGATED, USD/HA) | 420.0785
2009 | 19075 | CROPLAND (NON-IRRIGATED, USD/HA) | 518.9205
2009 | 29079 | CROPLAND (NON-IRRIGATED, USD/HA) | 279.2287
2009 | 47061 | CROPLAND (NON-IRRIGATED, USD/HA) | 137.1433
2008 | 17063 | CROPLAND (NON-IRRIGATED, USD/HA) | 410.1943
2008 | 19075 | CROPLAND (NON-IRRIGATED, USD/HA) | 511.5073
2024 | 48187 | CROPLAND (NON-IRRIGATED, USD/HA) | 71.6604
2023 | 48187 | CROPLAND (NON-IRRIGATED, USD/HA) | 66.7184
2022 | 48187 | CROPLAND (NON-IRRIGATED, USD/HA) | 64.2473
2021 | 48187 | CROPLAND (NON-IRRIGATED, USD/HA) | 54.3631
2020 | 48187 | CROPLAND (NON-IRRIGATED, USD/HA) | 61.7762
2019 | 48187 | CROPLAND (NON-IRRIGATED, USD/HA) | 55.5986
2017 | 48187 | CROPLAND (NON-IRRIGATED, USD/HA) | 56.8342
2016 | 48187 | CROPLAND (NON-IRRIGATED, USD/HA) | 55.5986
2014 | 48187 | CROPLAND (NON-IRRIGATED, USD/HA) | 59.3052
2013 | 48187 | CROPLAND (NON-IRRIGATED, USD/HA) | 59.3052
2012 | 48187 | CROPLAND (NON-IRRIGATED, USD/HA) | 55.5986
2011 | 48187 | CROPLAND (NON-IRRIGATED, USD/HA) | 56.8342
2010 | 48187 | CROPLAND (NON-IRRIGATED, USD/HA) | 71.6604
2009 | 48187 | CROPLAND (NON-IRRIGATED, USD/HA) | 65.4828
2008 | 48187 | CROPLAND (NON-IRRIGATED, USD/HA) | 53.1276
2024 | 39059 | CROPLAND (NON-IRRIGATED, USD/HA) | 129.7301
2023 | 39059 | CROPLAND (NON-IRRIGATED, USD/HA) | 132.2012
2022 | 39059 | CROPLAND (NON-IRRIGATED, USD/HA) | 87.7223
2021 | 39059 | CROPLAND (NON-IRRIGATED, USD/HA) | 96.3709
2020 | 39059 | CROPLAND (NON-IRRIGATED, USD/HA) | 103.7841
2019 | 39059 | CROPLAND (NON-IRRIGATED, USD/HA) | 105.0196
2017 | 39059 | CROPLAND (NON-IRRIGATED, USD/HA) | 98.842
2016 | 39059 | CROPLAND (NON-IRRIGATED, USD/HA) | 102.5486
2014 | 39059 | CROPLAND (NON-IRRIGATED, USD/HA) | 103.7841
2013 | 39059 | CROPLAND (NON-IRRIGATED, USD/HA) | 98.842
2012 | 39059 | CROPLAND (NON-IRRIGATED, USD/HA) | 97.6065
2011 | 39059 | CROPLAND (NON-IRRIGATED, USD/HA) | 79.0736
2009 | 39059 | CROPLAND (NON-IRRIGATED, USD/HA) | 75.367
2024 | 37081 | CROPLAND (NON-IRRIGATED, USD/HA) | 102.5486
2023 | 37081 | CROPLAND (NON-IRRIGATED, USD/HA) | 93.8999
2022 | 37081 | CROPLAND (NON-IRRIGATED, USD/HA) | 79.0736
2021 | 37081 | CROPLAND (NON-IRRIGATED, USD/HA) | 86.4868
2020 | 37081 | CROPLAND (NON-IRRIGATED, USD/HA) | 98.842
2019 | 37081 | CROPLAND (NON-IRRIGATED, USD/HA) | 86.4868
2017 | 37081 | CROPLAND (NON-IRRIGATED, USD/HA) | 103.7841
2016 | 37081 | CROPLAND (NON-IRRIGATED, USD/HA) | 92.6644
2014 | 37081 | CROPLAND (NON-IRRIGATED, USD/HA) | 85.2512
2013 | 37081 | CROPLAND (NON-IRRIGATED, USD/HA) | 66.7184
2012 | 37081 | CROPLAND (NON-IRRIGATED, USD/HA) | 77.8381
2011 | 37081 | CROPLAND (NON-IRRIGATED, USD/HA) | 58.0697
2010 | 37081 | CROPLAND (NON-IRRIGATED, USD/HA) | 61.7762
2009 | 37081 | CROPLAND (NON-IRRIGATED, USD/HA) | 59.3052
2008 | 37081 | CROPLAND (NON-IRRIGATED, USD/HA) | 103.7841
2024 | 19077 | CROPLAND (NON-IRRIGATED, USD/HA) | 630.1178
2023 | 19077 | CROPLAND (NON-IRRIGATED, USD/HA) | 602.9362
2022 | 19077 | CROPLAND (NON-IRRIGATED, USD/HA) | 548.5731
2021 | 19077 | CROPLAND (NON-IRRIGATED, USD/HA) | 533.7468
2020 | 19077 | CROPLAND (NON-IRRIGATED, USD/HA) | 501.6232
2019 | 19077 | CROPLAND (NON-IRRIGATED, USD/HA) | 528.8047
2017 | 19077 | CROPLAND (NON-IRRIGATED, USD/HA) | 486.7969
2016 | 19077 | CROPLAND (NON-IRRIGATED, USD/HA) | 538.6889
2014 | 19077 | CROPLAND (NON-IRRIGATED, USD/HA) | 610.3493
2013 | 19077 | CROPLAND (NON-IRRIGATED, USD/HA) | 615.2914
2012 | 19077 | CROPLAND (NON-IRRIGATED, USD/HA) | 513.9784
2011 | 19077 | CROPLAND (NON-IRRIGATED, USD/HA) | 412.6653
2010 | 19077 | CROPLAND (NON-IRRIGATED, USD/HA) | 392.897
2009 | 19077 | CROPLAND (NON-IRRIGATED, USD/HA) | 395.368
2008 | 19077 | CROPLAND (NON-IRRIGATED, USD/HA) | 383.0127
2024 | 46055 | CROPLAND (NON-IRRIGATED, USD/HA) | 123.5525
2023 | 46055 | CROPLAND (NON-IRRIGATED, USD/HA) | 109.9617
2022 | 46055 | CROPLAND (NON-IRRIGATED, USD/HA) | 106.2552
2021 | 46055 | CROPLAND (NON-IRRIGATED, USD/HA) | 98.842
2020 | 46055 | CROPLAND (NON-IRRIGATED, USD/HA) | 86.4868
2019 | 46055 | CROPLAND (NON-IRRIGATED, USD/HA) | 84.0157
2017 | 46055 | CROPLAND (NON-IRRIGATED, USD/HA) | 91.4288
2016 | 46055 | CROPLAND (NON-IRRIGATED, USD/HA) | 111.1972
2014 | 46055 | CROPLAND (NON-IRRIGATED, USD/HA) | 101.3131
2013 | 46055 | CROPLAND (NON-IRRIGATED, USD/HA) | 90.1933
2012 | 46055 | CROPLAND (NON-IRRIGATED, USD/HA) | 75.367
2011 | 46055 | CROPLAND (NON-IRRIGATED, USD/HA) | 61.7762
2010 | 46055 | CROPLAND (NON-IRRIGATED, USD/HA) | 64.2473
2009 | 46055 | CROPLAND (NON-IRRIGATED, USD/HA) | 64.2473
2008 | 46055 | CROPLAND (NON-IRRIGATED, USD/HA) | 65.4828
2024 | 13137 | CROPLAND (NON-IRRIGATED, USD/HA) | 86.4868
2023 | 13137 | CROPLAND (NON-IRRIGATED, USD/HA) | 84.0157
2022 | 13137 | CROPLAND (NON-IRRIGATED, USD/HA) | 93.8999
2021 | 13137 | CROPLAND (NON-IRRIGATED, USD/HA) | 82.7802
2020 | 13137 | CROPLAND (NON-IRRIGATED, USD/HA) | 98.842
2019 | 13137 | CROPLAND (NON-IRRIGATED, USD/HA) | 103.7841
2016 | 13137 | CROPLAND (NON-IRRIGATED, USD/HA) | 65.4828
2014 | 13137 | CROPLAND (NON-IRRIGATED, USD/HA) | 71.6604
2012 | 13137 | CROPLAND (NON-IRRIGATED, USD/HA) | 69.1894
2011 | 13137 | CROPLAND (NON-IRRIGATED, USD/HA) | 86.4868
2010 | 13137 | CROPLAND (NON-IRRIGATED, USD/HA) | 80.3091
2009 | 13137 | CROPLAND (NON-IRRIGATED, USD/HA) | 74.1315
2024 | 48189 | CROPLAND (NON-IRRIGATED, USD/HA) | 114.9038
2023 | 1065 | CROPLAND (NON-IRRIGATED, USD/HA) | 106.2552
2023 | 48189 | CROPLAND (NON-IRRIGATED, USD/HA) | 95.1354
2022 | 1065 | CROPLAND (NON-IRRIGATED, USD/HA) | 82.7802
2021 | 1065 | CROPLAND (NON-IRRIGATED, USD/HA) | 65.4828
2021 | 48189 | CROPLAND (NON-IRRIGATED, USD/HA) | 91.4288
2020 | 48189 | CROPLAND (NON-IRRIGATED, USD/HA) | 111.1972
2019 | 1065 | CROPLAND (NON-IRRIGATED, USD/HA) | 75.367
2019 | 48189 | CROPLAND (NON-IRRIGATED, USD/HA) | 116.1393
2017 | 1065 | CROPLAND (NON-IRRIGATED, USD/HA) | 84.0157
2017 | 48189 | CROPLAND (NON-IRRIGATED, USD/HA) | 108.7262
2016 | 1065 | CROPLAND (NON-IRRIGATED, USD/HA) | 82.7802
2014 | 48189 | CROPLAND (NON-IRRIGATED, USD/HA) | 95.1354
2013 | 1065 | CROPLAND (NON-IRRIGATED, USD/HA) | 65.4828
2013 | 48189 | CROPLAND (NON-IRRIGATED, USD/HA) | 91.4288
2012 | 1065 | CROPLAND (NON-IRRIGATED, USD/HA) | 59.3052
2011 | 1065 | CROPLAND (NON-IRRIGATED, USD/HA) | 61.7762
2009 | 1065 | CROPLAND (NON-IRRIGATED, USD/HA) | 69.1894
2009 | 48189 | CROPLAND (NON-IRRIGATED, USD/HA) | 67.9539
2024 | 37083 | CROPLAND (NON-IRRIGATED, USD/HA) | 279.2287
2024 | 51083 | CROPLAND (NON-IRRIGATED, USD/HA) | 72.896
2023 | 37083 | CROPLAND (NON-IRRIGATED, USD/HA) | 284.1707
2023 | 51083 | CROPLAND (NON-IRRIGATED, USD/HA) | 84.0157
2022 | 37083 | CROPLAND (NON-IRRIGATED, USD/HA) | 281.6997
2022 | 51083 | CROPLAND (NON-IRRIGATED, USD/HA) | 76.6025
2021 | 37083 | CROPLAND (NON-IRRIGATED, USD/HA) | 289.1128
2021 | 51083 | CROPLAND (NON-IRRIGATED, USD/HA) | 79.0736
2020 | 37083 | CROPLAND (NON-IRRIGATED, USD/HA) | 281.6997
2020 | 51083 | CROPLAND (NON-IRRIGATED, USD/HA) | 67.9539
2019 | 37083 | CROPLAND (NON-IRRIGATED, USD/HA) | 274.2865
2019 | 51083 | CROPLAND (NON-IRRIGATED, USD/HA) | 74.1315
2017 | 37083 | CROPLAND (NON-IRRIGATED, USD/HA) | 252.0471
2017 | 51083 | CROPLAND (NON-IRRIGATED, USD/HA) | 87.7223
2016 | 37083 | CROPLAND (NON-IRRIGATED, USD/HA) | 244.6339
2016 | 51083 | CROPLAND (NON-IRRIGATED, USD/HA) | 67.9539
2014 | 37083 | CROPLAND (NON-IRRIGATED, USD/HA) | 237.2208
2014 | 51083 | CROPLAND (NON-IRRIGATED, USD/HA) | 69.1894
2013 | 37083 | CROPLAND (NON-IRRIGATED, USD/HA) | 218.6879
2013 | 51083 | CROPLAND (NON-IRRIGATED, USD/HA) | 82.7802
2012 | 37083 | CROPLAND (NON-IRRIGATED, USD/HA) | 242.1629
2012 | 51083 | CROPLAND (NON-IRRIGATED, USD/HA) | 50.6565
2011 | 37083 | CROPLAND (NON-IRRIGATED, USD/HA) | 223.63
2011 | 51083 | CROPLAND (NON-IRRIGATED, USD/HA) | 50.6565
2010 | 37083 | CROPLAND (NON-IRRIGATED, USD/HA) | 218.6879
2010 | 51083 | CROPLAND (NON-IRRIGATED, USD/HA) | 51.892
2009 | 37083 | CROPLAND (NON-IRRIGATED, USD/HA) | 205.0971
2009 | 51083 | CROPLAND (NON-IRRIGATED, USD/HA) | 49.421
2008 | 37083 | CROPLAND (NON-IRRIGATED, USD/HA) | 165.5603
2008 | 51083 | CROPLAND (NON-IRRIGATED, USD/HA) | 44.4789
2024 | 13139 | CROPLAND (NON-IRRIGATED, USD/HA) | 84.0157
2024 | 48191 | CROPLAND (NON-IRRIGATED, USD/HA) | 59.3052
2023 | 13139 | CROPLAND (NON-IRRIGATED, USD/HA) | 114.9038
2023 | 31079 | CROPLAND (NON-IRRIGATED, USD/HA) | 301.4681
2023 | 48191 | CROPLAND (NON-IRRIGATED, USD/HA) | 76.6025
2022 | 13139 | CROPLAND (NON-IRRIGATED, USD/HA) | 79.0736
2022 | 31079 | CROPLAND (NON-IRRIGATED, USD/HA) | 303.9391
2022 | 48191 | CROPLAND (NON-IRRIGATED, USD/HA) | 64.2473
2021 | 13139 | CROPLAND (NON-IRRIGATED, USD/HA) | 63.0118
2021 | 31079 | CROPLAND (NON-IRRIGATED, USD/HA) | 289.1128
2021 | 48191 | CROPLAND (NON-IRRIGATED, USD/HA) | 55.5986
2020 | 13139 | CROPLAND (NON-IRRIGATED, USD/HA) | 87.7223
2020 | 48191 | CROPLAND (NON-IRRIGATED, USD/HA) | 58.0697
2019 | 13139 | CROPLAND (NON-IRRIGATED, USD/HA) | 69.1894
2019 | 31079 | CROPLAND (NON-IRRIGATED, USD/HA) | 301.4681
2019 | 48191 | CROPLAND (NON-IRRIGATED, USD/HA) | 59.3052
2017 | 13139 | CROPLAND (NON-IRRIGATED, USD/HA) | 76.6025
2017 | 31079 | CROPLAND (NON-IRRIGATED, USD/HA) | 284.1707
2017 | 48191 | CROPLAND (NON-IRRIGATED, USD/HA) | 60.5407
2016 | 13139 | CROPLAND (NON-IRRIGATED, USD/HA) | 64.2473
2016 | 31079 | CROPLAND (NON-IRRIGATED, USD/HA) | 289.1128
2016 | 48191 | CROPLAND (NON-IRRIGATED, USD/HA) | 82.7802
2014 | 13139 | CROPLAND (NON-IRRIGATED, USD/HA) | 79.0736
2014 | 31079 | CROPLAND (NON-IRRIGATED, USD/HA) | 244.6339
2014 | 48191 | CROPLAND (NON-IRRIGATED, USD/HA) | 85.2512
2013 | 13139 | CROPLAND (NON-IRRIGATED, USD/HA) | 71.6604
2012 | 13139 | CROPLAND (NON-IRRIGATED, USD/HA) | 74.1315
2011 | 13139 | CROPLAND (NON-IRRIGATED, USD/HA) | 91.4288
2011 | 48191 | CROPLAND (NON-IRRIGATED, USD/HA) | 67.9539
2010 | 13139 | CROPLAND (NON-IRRIGATED, USD/HA) | 53.1276
2010 | 48191 | CROPLAND (NON-IRRIGATED, USD/HA) | 67.9539
2009 | 13139 | CROPLAND (NON-IRRIGATED, USD/HA) | 74.1315
2009 | 31079 | CROPLAND (NON-IRRIGATED, USD/HA) | 234.7498
2008 | 31079 | CROPLAND (NON-IRRIGATED, USD/HA) | 233.5142
2023 | 47063 | CROPLAND (NON-IRRIGATED, USD/HA) | 138.3788
2022 | 47063 | CROPLAND (NON-IRRIGATED, USD/HA) | 163.0893
2021 | 47063 | CROPLAND (NON-IRRIGATED, USD/HA) | 175.4445
2020 | 47063 | CROPLAND (NON-IRRIGATED, USD/HA) | 172.9735
2019 | 47063 | CROPLAND (NON-IRRIGATED, USD/HA) | 160.6182
2017 | 47063 | CROPLAND (NON-IRRIGATED, USD/HA) | 148.263
2016 | 47063 | CROPLAND (NON-IRRIGATED, USD/HA) | 172.9735
2013 | 47063 | CROPLAND (NON-IRRIGATED, USD/HA) | 155.6762
2012 | 47063 | CROPLAND (NON-IRRIGATED, USD/HA) | 130.9657
2011 | 47063 | CROPLAND (NON-IRRIGATED, USD/HA) | 96.3709
2010 | 47063 | CROPLAND (NON-IRRIGATED, USD/HA) | 101.3131
2009 | 47063 | CROPLAND (NON-IRRIGATED, USD/HA) | 102.5486
2024 | 12047 | CROPLAND (NON-IRRIGATED, USD/HA) | 161.8538
2024 | 17065 | CROPLAND (NON-IRRIGATED, USD/HA) | 390.4259
2024 | 18057 | CROPLAND (NON-IRRIGATED, USD/HA) | 659.7704
2024 | 19079 | CROPLAND (NON-IRRIGATED, USD/HA) | 770.9676
2024 | 20075 | CROPLAND (NON-IRRIGATED, USD/HA) | 81.5447
2024 | 39061 | CROPLAND (NON-IRRIGATED, USD/HA) | 402.7811
2024 | 47065 | CROPLAND (NON-IRRIGATED, USD/HA) | 75.367
2024 | 48193 | CROPLAND (NON-IRRIGATED, USD/HA) | 42.0078
2023 | 12047 | CROPLAND (NON-IRRIGATED, USD/HA) | 137.1433
2023 | 17065 | CROPLAND (NON-IRRIGATED, USD/HA) | 323.7075
2023 | 18057 | CROPLAND (NON-IRRIGATED, USD/HA) | 593.052
2023 | 19079 | CROPLAND (NON-IRRIGATED, USD/HA) | 761.0834
2023 | 20075 | CROPLAND (NON-IRRIGATED, USD/HA) | 71.6604
2023 | 39061 | CROPLAND (NON-IRRIGATED, USD/HA) | 400.3101
2023 | 47065 | CROPLAND (NON-IRRIGATED, USD/HA) | 103.7841
2023 | 48193 | CROPLAND (NON-IRRIGATED, USD/HA) | 29.6526
2022 | 12047 | CROPLAND (NON-IRRIGATED, USD/HA) | 149.4985
2022 | 17065 | CROPLAND (NON-IRRIGATED, USD/HA) | 358.3023
2022 | 18057 | CROPLAND (NON-IRRIGATED, USD/HA) | 605.4072
2022 | 19079 | CROPLAND (NON-IRRIGATED, USD/HA) | 689.423
2022 | 20075 | CROPLAND (NON-IRRIGATED, USD/HA) | 84.0157
2022 | 31081 | CROPLAND (NON-IRRIGATED, USD/HA) | 412.6653
2022 | 39061 | CROPLAND (NON-IRRIGATED, USD/HA) | 350.8891
2022 | 47065 | CROPLAND (NON-IRRIGATED, USD/HA) | 79.0736
2022 | 48193 | CROPLAND (NON-IRRIGATED, USD/HA) | 35.8302
2021 | 12047 | CROPLAND (NON-IRRIGATED, USD/HA) | 118.6104
2021 | 17065 | CROPLAND (NON-IRRIGATED, USD/HA) | 345.947
2021 | 18057 | CROPLAND (NON-IRRIGATED, USD/HA) | 555.9863
2021 | 19079 | CROPLAND (NON-IRRIGATED, USD/HA) | 575.7546
2021 | 20075 | CROPLAND (NON-IRRIGATED, USD/HA) | 79.0736
2021 | 31081 | CROPLAND (NON-IRRIGATED, USD/HA) | 397.839
2021 | 39061 | CROPLAND (NON-IRRIGATED, USD/HA) | 326.1786
2021 | 47065 | CROPLAND (NON-IRRIGATED, USD/HA) | 77.8381
2021 | 48193 | CROPLAND (NON-IRRIGATED, USD/HA) | 35.8302
2020 | 12047 | CROPLAND (NON-IRRIGATED, USD/HA) | 122.317
2020 | 17065 | CROPLAND (NON-IRRIGATED, USD/HA) | 333.5917
2020 | 18057 | CROPLAND (NON-IRRIGATED, USD/HA) | 523.8626
2020 | 19079 | CROPLAND (NON-IRRIGATED, USD/HA) | 573.2836
2020 | 20075 | CROPLAND (NON-IRRIGATED, USD/HA) | 71.6604
2020 | 47065 | CROPLAND (NON-IRRIGATED, USD/HA) | 74.1315
2020 | 48193 | CROPLAND (NON-IRRIGATED, USD/HA) | 34.5947
2019 | 12047 | CROPLAND (NON-IRRIGATED, USD/HA) | 123.5525
2019 | 17065 | CROPLAND (NON-IRRIGATED, USD/HA) | 321.2365
2019 | 18057 | CROPLAND (NON-IRRIGATED, USD/HA) | 543.631
2019 | 19079 | CROPLAND (NON-IRRIGATED, USD/HA) | 563.3994
2019 | 20075 | CROPLAND (NON-IRRIGATED, USD/HA) | 66.7184
2019 | 31081 | CROPLAND (NON-IRRIGATED, USD/HA) | 380.5417
2019 | 47065 | CROPLAND (NON-IRRIGATED, USD/HA) | 80.3091
2019 | 48193 | CROPLAND (NON-IRRIGATED, USD/HA) | 35.8302
2017 | 12047 | CROPLAND (NON-IRRIGATED, USD/HA) | 105.0196
2017 | 17065 | CROPLAND (NON-IRRIGATED, USD/HA) | 303.9391
2017 | 18057 | CROPLAND (NON-IRRIGATED, USD/HA) | 501.6232
2017 | 19079 | CROPLAND (NON-IRRIGATED, USD/HA) | 583.1678
2017 | 20075 | CROPLAND (NON-IRRIGATED, USD/HA) | 67.9539
2017 | 31081 | CROPLAND (NON-IRRIGATED, USD/HA) | 390.4259
2017 | 47065 | CROPLAND (NON-IRRIGATED, USD/HA) | 95.1354
2017 | 48193 | CROPLAND (NON-IRRIGATED, USD/HA) | 35.8302
2016 | 12047 | CROPLAND (NON-IRRIGATED, USD/HA) | 105.0196
2016 | 17065 | CROPLAND (NON-IRRIGATED, USD/HA) | 289.1128
2016 | 19079 | CROPLAND (NON-IRRIGATED, USD/HA) | 615.2914
2016 | 20075 | CROPLAND (NON-IRRIGATED, USD/HA) | 69.1894
2016 | 31081 | CROPLAND (NON-IRRIGATED, USD/HA) | 373.1286
2014 | 17065 | CROPLAND (NON-IRRIGATED, USD/HA) | 271.8155
2014 | 18057 | CROPLAND (NON-IRRIGATED, USD/HA) | 506.5652
2014 | 19079 | CROPLAND (NON-IRRIGATED, USD/HA) | 714.1335
2014 | 20075 | CROPLAND (NON-IRRIGATED, USD/HA) | 72.896
2014 | 47065 | CROPLAND (NON-IRRIGATED, USD/HA) | 74.1315
2013 | 17065 | CROPLAND (NON-IRRIGATED, USD/HA) | 252.0471
2013 | 18057 | CROPLAND (NON-IRRIGATED, USD/HA) | 489.2679
2013 | 19079 | CROPLAND (NON-IRRIGATED, USD/HA) | 711.6624
2013 | 20075 | CROPLAND (NON-IRRIGATED, USD/HA) | 67.9539
2013 | 47065 | CROPLAND (NON-IRRIGATED, USD/HA) | 106.2552
2012 | 12047 | CROPLAND (NON-IRRIGATED, USD/HA) | 87.7223
2012 | 17065 | CROPLAND (NON-IRRIGATED, USD/HA) | 256.9892
2012 | 18057 | CROPLAND (NON-IRRIGATED, USD/HA) | 491.7389
2012 | 19079 | CROPLAND (NON-IRRIGATED, USD/HA) | 684.4809
2012 | 47065 | CROPLAND (NON-IRRIGATED, USD/HA) | 113.6683
2011 | 17065 | CROPLAND (NON-IRRIGATED, USD/HA) | 256.9892
2011 | 18057 | CROPLAND (NON-IRRIGATED, USD/HA) | 397.839
2011 | 19079 | CROPLAND (NON-IRRIGATED, USD/HA) | 580.6967
2011 | 20075 | CROPLAND (NON-IRRIGATED, USD/HA) | 66.7184
2011 | 47065 | CROPLAND (NON-IRRIGATED, USD/HA) | 93.8999
2011 | 48193 | CROPLAND (NON-IRRIGATED, USD/HA) | 34.5947
2010 | 17065 | CROPLAND (NON-IRRIGATED, USD/HA) | 234.7498
2010 | 18057 | CROPLAND (NON-IRRIGATED, USD/HA) | 397.839
2010 | 19079 | CROPLAND (NON-IRRIGATED, USD/HA) | 509.0363
2010 | 20075 | CROPLAND (NON-IRRIGATED, USD/HA) | 69.1894
2010 | 48193 | CROPLAND (NON-IRRIGATED, USD/HA) | 34.5947
2009 | 17065 | CROPLAND (NON-IRRIGATED, USD/HA) | 210.0393
2009 | 18057 | CROPLAND (NON-IRRIGATED, USD/HA) | 365.7154
2009 | 19079 | CROPLAND (NON-IRRIGATED, USD/HA) | 521.3915
2009 | 20075 | CROPLAND (NON-IRRIGATED, USD/HA) | 72.896
2009 | 31081 | CROPLAND (NON-IRRIGATED, USD/HA) | 284.1707
2009 | 47065 | CROPLAND (NON-IRRIGATED, USD/HA) | 90.1933
2009 | 48193 | CROPLAND (NON-IRRIGATED, USD/HA) | 33.3592
2008 | 17065 | CROPLAND (NON-IRRIGATED, USD/HA) | 235.9853
2008 | 18057 | CROPLAND (NON-IRRIGATED, USD/HA) | 336.0628
2008 | 19079 | CROPLAND (NON-IRRIGATED, USD/HA) | 489.2679
2008 | 31081 | CROPLAND (NON-IRRIGATED, USD/HA) | 252.0471
2008 | 48193 | CROPLAND (NON-IRRIGATED, USD/HA) | 37.0658
2024 | 46057 | CROPLAND (NON-IRRIGATED, USD/HA) | 467.0285
2023 | 46057 | CROPLAND (NON-IRRIGATED, USD/HA) | 479.3837
2022 | 46057 | CROPLAND (NON-IRRIGATED, USD/HA) | 442.3179
2021 | 46057 | CROPLAND (NON-IRRIGATED, USD/HA) | 412.6653
2020 | 46057 | CROPLAND (NON-IRRIGATED, USD/HA) | 425.0206
2019 | 46057 | CROPLAND (NON-IRRIGATED, USD/HA) | 390.4259
2017 | 46057 | CROPLAND (NON-IRRIGATED, USD/HA) | 392.897
2016 | 46057 | CROPLAND (NON-IRRIGATED, USD/HA) | 420.0785
2014 | 46057 | CROPLAND (NON-IRRIGATED, USD/HA) | 407.7233
2013 | 46057 | CROPLAND (NON-IRRIGATED, USD/HA) | 318.7654
2012 | 46057 | CROPLAND (NON-IRRIGATED, USD/HA) | 291.5839
2011 | 46057 | CROPLAND (NON-IRRIGATED, USD/HA) | 291.5839
2010 | 46057 | CROPLAND (NON-IRRIGATED, USD/HA) | 259.4602
2009 | 46057 | CROPLAND (NON-IRRIGATED, USD/HA) | 261.9313
2008 | 46057 | CROPLAND (NON-IRRIGATED, USD/HA) | 229.8076
2021 | 25013 | CROPLAND (NON-IRRIGATED, USD/HA) | 252.0471
2024 | 25015 | CROPLAND (NON-IRRIGATED, USD/HA) | 350.8891
2024 | 54027 | CROPLAND (NON-IRRIGATED, USD/HA) | 71.6604
2023 | 25015 | CROPLAND (NON-IRRIGATED, USD/HA) | 375.5996
2023 | 54027 | CROPLAND (NON-IRRIGATED, USD/HA) | 71.6604
2022 | 25015 | CROPLAND (NON-IRRIGATED, USD/HA) | 291.5839
2022 | 54027 | CROPLAND (NON-IRRIGATED, USD/HA) | 51.892
2021 | 25015 | CROPLAND (NON-IRRIGATED, USD/HA) | 235.9853
2021 | 54027 | CROPLAND (NON-IRRIGATED, USD/HA) | 50.6565
2020 | 25015 | CROPLAND (NON-IRRIGATED, USD/HA) | 203.8616
2020 | 54027 | CROPLAND (NON-IRRIGATED, USD/HA) | 49.421
2019 | 25015 | CROPLAND (NON-IRRIGATED, USD/HA) | 226.1011
2019 | 54027 | CROPLAND (NON-IRRIGATED, USD/HA) | 42.0078
2017 | 25015 | CROPLAND (NON-IRRIGATED, USD/HA) | 175.4445
2017 | 54027 | CROPLAND (NON-IRRIGATED, USD/HA) | 43.2434
2016 | 25015 | CROPLAND (NON-IRRIGATED, USD/HA) | 163.0893
2016 | 54027 | CROPLAND (NON-IRRIGATED, USD/HA) | 46.95
2014 | 25015 | CROPLAND (NON-IRRIGATED, USD/HA) | 229.8076
2014 | 54027 | CROPLAND (NON-IRRIGATED, USD/HA) | 55.5986
2013 | 25015 | CROPLAND (NON-IRRIGATED, USD/HA) | 185.3287
2013 | 54027 | CROPLAND (NON-IRRIGATED, USD/HA) | 43.2434
2012 | 25015 | CROPLAND (NON-IRRIGATED, USD/HA) | 244.6339
2012 | 54027 | CROPLAND (NON-IRRIGATED, USD/HA) | 33.3592
2011 | 25015 | CROPLAND (NON-IRRIGATED, USD/HA) | 259.4602
2011 | 54027 | CROPLAND (NON-IRRIGATED, USD/HA) | 43.2434
2010 | 25015 | CROPLAND (NON-IRRIGATED, USD/HA) | 271.8155
2010 | 54027 | CROPLAND (NON-IRRIGATED, USD/HA) | 49.421
2009 | 25015 | CROPLAND (NON-IRRIGATED, USD/HA) | 232.2787
2009 | 54027 | CROPLAND (NON-IRRIGATED, USD/HA) | 53.1276
2008 | 25015 | CROPLAND (NON-IRRIGATED, USD/HA) | 210.0393
2024 | 45049 | CROPLAND (NON-IRRIGATED, USD/HA) | 103.7841
2023 | 45049 | CROPLAND (NON-IRRIGATED, USD/HA) | 101.3131
2022 | 45049 | CROPLAND (NON-IRRIGATED, USD/HA) | 96.3709
2021 | 45049 | CROPLAND (NON-IRRIGATED, USD/HA) | 88.9578
2020 | 45049 | CROPLAND (NON-IRRIGATED, USD/HA) | 92.6644
2019 | 45049 | CROPLAND (NON-IRRIGATED, USD/HA) | 91.4288
2017 | 45049 | CROPLAND (NON-IRRIGATED, USD/HA) | 90.1933
2016 | 45049 | CROPLAND (NON-IRRIGATED, USD/HA) | 59.3052
2014 | 45049 | CROPLAND (NON-IRRIGATED, USD/HA) | 79.0736
2013 | 45049 | CROPLAND (NON-IRRIGATED, USD/HA) | 76.6025
2012 | 45049 | CROPLAND (NON-IRRIGATED, USD/HA) | 74.1315
2011 | 45049 | CROPLAND (NON-IRRIGATED, USD/HA) | 75.367
2010 | 45049 | CROPLAND (NON-IRRIGATED, USD/HA) | 71.6604
2009 | 45049 | CROPLAND (NON-IRRIGATED, USD/HA) | 80.3091
2008 | 45049 | CROPLAND (NON-IRRIGATED, USD/HA) | 80.3091
2024 | 17067 | CROPLAND (NON-IRRIGATED, USD/HA) | 709.1913
2024 | 18059 | CROPLAND (NON-IRRIGATED, USD/HA) | 605.4072
2024 | 39063 | CROPLAND (NON-IRRIGATED, USD/HA) | 531.2758
2023 | 13141 | CROPLAND (NON-IRRIGATED, USD/HA) | 58.0697
2023 | 17067 | CROPLAND (NON-IRRIGATED, USD/HA) | 672.1256
2023 | 18059 | CROPLAND (NON-IRRIGATED, USD/HA) | 588.1099
2023 | 19081 | CROPLAND (NON-IRRIGATED, USD/HA) | 640.0019
2023 | 39063 | CROPLAND (NON-IRRIGATED, USD/HA) | 459.6153
2023 | 47067 | CROPLAND (NON-IRRIGATED, USD/HA) | 66.7184
2022 | 13141 | CROPLAND (NON-IRRIGATED, USD/HA) | 59.3052
2022 | 17067 | CROPLAND (NON-IRRIGATED, USD/HA) | 654.8283
2022 | 18059 | CROPLAND (NON-IRRIGATED, USD/HA) | 605.4072
2022 | 21091 | CROPLAND (NON-IRRIGATED, USD/HA) | 360.7733
2022 | 23009 | CROPLAND (NON-IRRIGATED, USD/HA) | 308.8813
2022 | 39063 | CROPLAND (NON-IRRIGATED, USD/HA) | 459.6153
2022 | 47067 | CROPLAND (NON-IRRIGATED, USD/HA) | 51.892
2021 | 13141 | CROPLAND (NON-IRRIGATED, USD/HA) | 63.0118
2021 | 17067 | CROPLAND (NON-IRRIGATED, USD/HA) | 558.4573
2021 | 18059 | CROPLAND (NON-IRRIGATED, USD/HA) | 555.9863
2021 | 19081 | CROPLAND (NON-IRRIGATED, USD/HA) | 600.4651
2021 | 21091 | CROPLAND (NON-IRRIGATED, USD/HA) | 336.0628
2021 | 39063 | CROPLAND (NON-IRRIGATED, USD/HA) | 425.0206
2021 | 47067 | CROPLAND (NON-IRRIGATED, USD/HA) | 48.1855
2020 | 17067 | CROPLAND (NON-IRRIGATED, USD/HA) | 551.0441
2020 | 18059 | CROPLAND (NON-IRRIGATED, USD/HA) | 533.7468
2020 | 19081 | CROPLAND (NON-IRRIGATED, USD/HA) | 585.6389
2020 | 39063 | CROPLAND (NON-IRRIGATED, USD/HA) | 402.7811
2019 | 17067 | CROPLAND (NON-IRRIGATED, USD/HA) | 541.1599
2019 | 18059 | CROPLAND (NON-IRRIGATED, USD/HA) | 499.1521
2019 | 19081 | CROPLAND (NON-IRRIGATED, USD/HA) | 555.9863
2019 | 39063 | CROPLAND (NON-IRRIGATED, USD/HA) | 405.2522
2019 | 47067 | CROPLAND (NON-IRRIGATED, USD/HA) | 49.421
2017 | 17067 | CROPLAND (NON-IRRIGATED, USD/HA) | 521.3915
2017 | 18059 | CROPLAND (NON-IRRIGATED, USD/HA) | 528.8047
2017 | 19081 | CROPLAND (NON-IRRIGATED, USD/HA) | 558.4573
2017 | 47067 | CROPLAND (NON-IRRIGATED, USD/HA) | 61.7762
2016 | 17067 | CROPLAND (NON-IRRIGATED, USD/HA) | 543.631
2016 | 18059 | CROPLAND (NON-IRRIGATED, USD/HA) | 531.2758
2016 | 19081 | CROPLAND (NON-IRRIGATED, USD/HA) | 565.8705
2016 | 39063 | CROPLAND (NON-IRRIGATED, USD/HA) | 425.0206
2016 | 47067 | CROPLAND (NON-IRRIGATED, USD/HA) | 59.3052
2014 | 17067 | CROPLAND (NON-IRRIGATED, USD/HA) | 593.052
2014 | 18059 | CROPLAND (NON-IRRIGATED, USD/HA) | 553.5152
2014 | 19081 | CROPLAND (NON-IRRIGATED, USD/HA) | 640.0019
2014 | 39063 | CROPLAND (NON-IRRIGATED, USD/HA) | 392.897
2013 | 13141 | CROPLAND (NON-IRRIGATED, USD/HA) | 56.8342
2013 | 17067 | CROPLAND (NON-IRRIGATED, USD/HA) | 511.5073
2013 | 18059 | CROPLAND (NON-IRRIGATED, USD/HA) | 518.9205
2013 | 19081 | CROPLAND (NON-IRRIGATED, USD/HA) | 630.1178
2013 | 21091 | CROPLAND (NON-IRRIGATED, USD/HA) | 296.526
2013 | 28045 | CROPLAND (NON-IRRIGATED, USD/HA) | 53.1276
2013 | 39063 | CROPLAND (NON-IRRIGATED, USD/HA) | 395.368
2012 | 13141 | CROPLAND (NON-IRRIGATED, USD/HA) | 45.7144
2012 | 17067 | CROPLAND (NON-IRRIGATED, USD/HA) | 499.1521
2012 | 18059 | CROPLAND (NON-IRRIGATED, USD/HA) | 454.6732
2012 | 19081 | CROPLAND (NON-IRRIGATED, USD/HA) | 580.6967
2012 | 21091 | CROPLAND (NON-IRRIGATED, USD/HA) | 306.4102
2012 | 28045 | CROPLAND (NON-IRRIGATED, USD/HA) | 54.3631
2012 | 39063 | CROPLAND (NON-IRRIGATED, USD/HA) | 331.1207
2011 | 17067 | CROPLAND (NON-IRRIGATED, USD/HA) | 454.6732
2011 | 18059 | CROPLAND (NON-IRRIGATED, USD/HA) | 395.368
2011 | 19081 | CROPLAND (NON-IRRIGATED, USD/HA) | 489.2679
2011 | 21091 | CROPLAND (NON-IRRIGATED, USD/HA) | 247.105
2011 | 39063 | CROPLAND (NON-IRRIGATED, USD/HA) | 276.7576
2011 | 47067 | CROPLAND (NON-IRRIGATED, USD/HA) | 84.0157
2010 | 17067 | CROPLAND (NON-IRRIGATED, USD/HA) | 457.1442
2010 | 18059 | CROPLAND (NON-IRRIGATED, USD/HA) | 378.0707
2010 | 19081 | CROPLAND (NON-IRRIGATED, USD/HA) | 425.0206
2010 | 21091 | CROPLAND (NON-IRRIGATED, USD/HA) | 234.7498
2010 | 39063 | CROPLAND (NON-IRRIGATED, USD/HA) | 247.105
2009 | 17067 | CROPLAND (NON-IRRIGATED, USD/HA) | 457.1442
2009 | 18059 | CROPLAND (NON-IRRIGATED, USD/HA) | 326.1786
2009 | 19081 | CROPLAND (NON-IRRIGATED, USD/HA) | 429.9627
2009 | 28045 | CROPLAND (NON-IRRIGATED, USD/HA) | 39.5368
2009 | 39063 | CROPLAND (NON-IRRIGATED, USD/HA) | 256.9892
2008 | 17067 | CROPLAND (NON-IRRIGATED, USD/HA) | 397.839
2008 | 18059 | CROPLAND (NON-IRRIGATED, USD/HA) | 353.3601
2008 | 19081 | CROPLAND (NON-IRRIGATED, USD/HA) | 425.0206
2008 | 39063 | CROPLAND (NON-IRRIGATED, USD/HA) | 256.9892
2024 | 46059 | CROPLAND (NON-IRRIGATED, USD/HA) | 271.8155
2023 | 46059 | CROPLAND (NON-IRRIGATED, USD/HA) | 264.4024
2022 | 46059 | CROPLAND (NON-IRRIGATED, USD/HA) | 256.9892
2021 | 46059 | CROPLAND (NON-IRRIGATED, USD/HA) | 240.9274
2020 | 46059 | CROPLAND (NON-IRRIGATED, USD/HA) | 243.3984
2019 | 46059 | CROPLAND (NON-IRRIGATED, USD/HA) | 245.8695
2017 | 46059 | CROPLAND (NON-IRRIGATED, USD/HA) | 264.4024
2016 | 46059 | CROPLAND (NON-IRRIGATED, USD/HA) | 266.8734
2014 | 46059 | CROPLAND (NON-IRRIGATED, USD/HA) | 238.4563
2013 | 46059 | CROPLAND (NON-IRRIGATED, USD/HA) | 195.213
2012 | 46059 | CROPLAND (NON-IRRIGATED, USD/HA) | 195.213
2011 | 46059 | CROPLAND (NON-IRRIGATED, USD/HA) | 145.7919
2010 | 46059 | CROPLAND (NON-IRRIGATED, USD/HA) | 113.6683
2009 | 46059 | CROPLAND (NON-IRRIGATED, USD/HA) | 113.6683
2008 | 46059 | CROPLAND (NON-IRRIGATED, USD/HA) | 101.3131
2024 | 51085 | CROPLAND (NON-IRRIGATED, USD/HA) | 138.3788
2023 | 51085 | CROPLAND (NON-IRRIGATED, USD/HA) | 122.317
2022 | 51085 | CROPLAND (NON-IRRIGATED, USD/HA) | 138.3788
2021 | 51085 | CROPLAND (NON-IRRIGATED, USD/HA) | 148.263
2020 | 51085 | CROPLAND (NON-IRRIGATED, USD/HA) | 142.0854
2019 | 51085 | CROPLAND (NON-IRRIGATED, USD/HA) | 137.1433
2017 | 51085 | CROPLAND (NON-IRRIGATED, USD/HA) | 154.4406
2016 | 51085 | CROPLAND (NON-IRRIGATED, USD/HA) | 151.9696
2014 | 51085 | CROPLAND (NON-IRRIGATED, USD/HA) | 143.3209
2013 | 51085 | CROPLAND (NON-IRRIGATED, USD/HA) | 117.3749
2012 | 51085 | CROPLAND (NON-IRRIGATED, USD/HA) | 127.2591
2011 | 51085 | CROPLAND (NON-IRRIGATED, USD/HA) | 117.3749
2010 | 51085 | CROPLAND (NON-IRRIGATED, USD/HA) | 113.6683
2009 | 51085 | CROPLAND (NON-IRRIGATED, USD/HA) | 123.5525
2008 | 51085 | CROPLAND (NON-IRRIGATED, USD/HA) | 106.2552
2024 | 48195 | CROPLAND (NON-IRRIGATED, USD/HA) | 92.6644
2023 | 48195 | CROPLAND (NON-IRRIGATED, USD/HA) | 81.5447
2022 | 48195 | CROPLAND (NON-IRRIGATED, USD/HA) | 91.4288
2021 | 48195 | CROPLAND (NON-IRRIGATED, USD/HA) | 71.6604
2020 | 48195 | CROPLAND (NON-IRRIGATED, USD/HA) | 63.0118
2019 | 48195 | CROPLAND (NON-IRRIGATED, USD/HA) | 66.7184
2017 | 48195 | CROPLAND (NON-IRRIGATED, USD/HA) | 60.5407
2016 | 48195 | CROPLAND (NON-IRRIGATED, USD/HA) | 66.7184
2014 | 48195 | CROPLAND (NON-IRRIGATED, USD/HA) | 70.4249
2013 | 48195 | CROPLAND (NON-IRRIGATED, USD/HA) | 64.2473
2012 | 48195 | CROPLAND (NON-IRRIGATED, USD/HA) | 54.3631
2011 | 48195 | CROPLAND (NON-IRRIGATED, USD/HA) | 55.5986
2010 | 48195 | CROPLAND (NON-IRRIGATED, USD/HA) | 53.1276
2009 | 48195 | CROPLAND (NON-IRRIGATED, USD/HA) | 56.8342
2024 | 46061 | CROPLAND (NON-IRRIGATED, USD/HA) | 437.3759
2023 | 46061 | CROPLAND (NON-IRRIGATED, USD/HA) | 412.6653
2022 | 46061 | CROPLAND (NON-IRRIGATED, USD/HA) | 400.3101
2021 | 46061 | CROPLAND (NON-IRRIGATED, USD/HA) | 402.7811
2020 | 46061 | CROPLAND (NON-IRRIGATED, USD/HA) | 365.7154
2019 | 46061 | CROPLAND (NON-IRRIGATED, USD/HA) | 373.1286
2017 | 46061 | CROPLAND (NON-IRRIGATED, USD/HA) | 375.5996
2016 | 46061 | CROPLAND (NON-IRRIGATED, USD/HA) | 417.6074
2014 | 46061 | CROPLAND (NON-IRRIGATED, USD/HA) | 385.4838
2013 | 46061 | CROPLAND (NON-IRRIGATED, USD/HA) | 353.3601
2012 | 46061 | CROPLAND (NON-IRRIGATED, USD/HA) | 308.8813
2011 | 46061 | CROPLAND (NON-IRRIGATED, USD/HA) | 256.9892
2010 | 46061 | CROPLAND (NON-IRRIGATED, USD/HA) | 238.4563
2009 | 46061 | CROPLAND (NON-IRRIGATED, USD/HA) | 239.6918
2008 | 46061 | CROPLAND (NON-IRRIGATED, USD/HA) | 216.2169
2024 | 13143 | CROPLAND (NON-IRRIGATED, USD/HA) | 59.3052
2023 | 13143 | CROPLAND (NON-IRRIGATED, USD/HA) | 65.4828
2022 | 13143 | CROPLAND (NON-IRRIGATED, USD/HA) | 49.421
2021 | 13143 | CROPLAND (NON-IRRIGATED, USD/HA) | 61.7762
2019 | 13143 | CROPLAND (NON-IRRIGATED, USD/HA) | 74.1315
2013 | 13143 | CROPLAND (NON-IRRIGATED, USD/HA) | 63.0118
2012 | 13143 | CROPLAND (NON-IRRIGATED, USD/HA) | 63.0118
2011 | 13143 | CROPLAND (NON-IRRIGATED, USD/HA) | 51.892
2010 | 13143 | CROPLAND (NON-IRRIGATED, USD/HA) | 40.7723
2009 | 13143 | CROPLAND (NON-IRRIGATED, USD/HA) | 32.1236
2024 | 12049 | CROPLAND (NON-IRRIGATED, USD/HA) | 34.5947
2023 | 12049 | CROPLAND (NON-IRRIGATED, USD/HA) | 67.9539
2022 | 12049 | CROPLAND (NON-IRRIGATED, USD/HA) | 74.1315
2021 | 12049 | CROPLAND (NON-IRRIGATED, USD/HA) | 180.3867
2020 | 12049 | CROPLAND (NON-IRRIGATED, USD/HA) | 186.5643
2019 | 12049 | CROPLAND (NON-IRRIGATED, USD/HA) | 481.8547
2017 | 12049 | CROPLAND (NON-IRRIGATED, USD/HA) | 67.9539
2016 | 12049 | CROPLAND (NON-IRRIGATED, USD/HA) | 70.4249
2012 | 12049 | CROPLAND (NON-IRRIGATED, USD/HA) | 70.4249
2009 | 12049 | CROPLAND (NON-IRRIGATED, USD/HA) | 80.3091
2024 | 47069 | CROPLAND (NON-IRRIGATED, USD/HA) | 247.105
2024 | 48197 | CROPLAND (NON-IRRIGATED, USD/HA) | 56.8342
2023 | 47069 | CROPLAND (NON-IRRIGATED, USD/HA) | 234.7498
2023 | 48197 | CROPLAND (NON-IRRIGATED, USD/HA) | 39.5368
2022 | 47069 | CROPLAND (NON-IRRIGATED, USD/HA) | 206.3327
2022 | 48197 | CROPLAND (NON-IRRIGATED, USD/HA) | 44.4789
2021 | 47069 | CROPLAND (NON-IRRIGATED, USD/HA) | 187.7998
2021 | 48197 | CROPLAND (NON-IRRIGATED, USD/HA) | 46.95
2020 | 47069 | CROPLAND (NON-IRRIGATED, USD/HA) | 175.4445
2020 | 48197 | CROPLAND (NON-IRRIGATED, USD/HA) | 45.7144
2019 | 47069 | CROPLAND (NON-IRRIGATED, USD/HA) | 187.7998
2019 | 48197 | CROPLAND (NON-IRRIGATED, USD/HA) | 43.2434
2017 | 47069 | CROPLAND (NON-IRRIGATED, USD/HA) | 175.4445
2017 | 48197 | CROPLAND (NON-IRRIGATED, USD/HA) | 44.4789
2016 | 47069 | CROPLAND (NON-IRRIGATED, USD/HA) | 182.8577
2016 | 48197 | CROPLAND (NON-IRRIGATED, USD/HA) | 45.7144
2014 | 47069 | CROPLAND (NON-IRRIGATED, USD/HA) | 190.2708
2014 | 48197 | CROPLAND (NON-IRRIGATED, USD/HA) | 39.5368
2013 | 47069 | CROPLAND (NON-IRRIGATED, USD/HA) | 185.3287
2013 | 48197 | CROPLAND (NON-IRRIGATED, USD/HA) | 40.7723
2012 | 47069 | CROPLAND (NON-IRRIGATED, USD/HA) | 182.8577
2012 | 48197 | CROPLAND (NON-IRRIGATED, USD/HA) | 37.0658
2011 | 47069 | CROPLAND (NON-IRRIGATED, USD/HA) | 168.0314
2011 | 48197 | CROPLAND (NON-IRRIGATED, USD/HA) | 37.0658
2010 | 47069 | CROPLAND (NON-IRRIGATED, USD/HA) | 177.9156
2010 | 48197 | CROPLAND (NON-IRRIGATED, USD/HA) | 37.0658
2009 | 47069 | CROPLAND (NON-IRRIGATED, USD/HA) | 177.9156
2009 | 48197 | CROPLAND (NON-IRRIGATED, USD/HA) | 34.5947
2024 | 19083 | CROPLAND (NON-IRRIGATED, USD/HA) | 719.0756
2024 | 21093 | CROPLAND (NON-IRRIGATED, USD/HA) | 316.2944
2024 | 39065 | CROPLAND (NON-IRRIGATED, USD/HA) | 593.052
2024 | 47071 | CROPLAND (NON-IRRIGATED, USD/HA) | 165.5603
2024 | 48199 | CROPLAND (NON-IRRIGATED, USD/HA) | 28.4171
2023 | 19083 | CROPLAND (NON-IRRIGATED, USD/HA) | 686.9519
2023 | 21093 | CROPLAND (NON-IRRIGATED, USD/HA) | 341.0049
2023 | 39065 | CROPLAND (NON-IRRIGATED, USD/HA) | 521.3915
2023 | 47071 | CROPLAND (NON-IRRIGATED, USD/HA) | 177.9156
2023 | 48199 | CROPLAND (NON-IRRIGATED, USD/HA) | 38.3013
2022 | 19083 | CROPLAND (NON-IRRIGATED, USD/HA) | 632.5888
2022 | 21093 | CROPLAND (NON-IRRIGATED, USD/HA) | 306.4102
2022 | 39065 | CROPLAND (NON-IRRIGATED, USD/HA) | 504.0942
2022 | 47071 | CROPLAND (NON-IRRIGATED, USD/HA) | 140.8499
2021 | 19083 | CROPLAND (NON-IRRIGATED, USD/HA) | 605.4072
2021 | 21093 | CROPLAND (NON-IRRIGATED, USD/HA) | 301.4681
2021 | 39065 | CROPLAND (NON-IRRIGATED, USD/HA) | 486.7969
2021 | 47071 | CROPLAND (NON-IRRIGATED, USD/HA) | 165.5603
2020 | 17069 | CROPLAND (NON-IRRIGATED, USD/HA) | 247.105
2020 | 19083 | CROPLAND (NON-IRRIGATED, USD/HA) | 593.052
2020 | 21093 | CROPLAND (NON-IRRIGATED, USD/HA) | 291.5839
2020 | 39065 | CROPLAND (NON-IRRIGATED, USD/HA) | 462.0863
2020 | 47071 | CROPLAND (NON-IRRIGATED, USD/HA) | 128.4946
2019 | 19083 | CROPLAND (NON-IRRIGATED, USD/HA) | 585.6389
2019 | 21093 | CROPLAND (NON-IRRIGATED, USD/HA) | 316.2944
2019 | 39065 | CROPLAND (NON-IRRIGATED, USD/HA) | 464.5574
2019 | 47071 | CROPLAND (NON-IRRIGATED, USD/HA) | 140.8499
2017 | 19083 | CROPLAND (NON-IRRIGATED, USD/HA) | 565.8705
2017 | 21093 | CROPLAND (NON-IRRIGATED, USD/HA) | 313.8234
2017 | 39065 | CROPLAND (NON-IRRIGATED, USD/HA) | 452.2022
2017 | 47071 | CROPLAND (NON-IRRIGATED, USD/HA) | 153.2051
2017 | 48199 | CROPLAND (NON-IRRIGATED, USD/HA) | 40.7723
2016 | 17069 | CROPLAND (NON-IRRIGATED, USD/HA) | 197.684
2016 | 19083 | CROPLAND (NON-IRRIGATED, USD/HA) | 630.1178
2016 | 21093 | CROPLAND (NON-IRRIGATED, USD/HA) | 343.476
2016 | 39065 | CROPLAND (NON-IRRIGATED, USD/HA) | 459.6153
2016 | 47071 | CROPLAND (NON-IRRIGATED, USD/HA) | 163.0893
2016 | 48199 | CROPLAND (NON-IRRIGATED, USD/HA) | 32.1236
2014 | 19083 | CROPLAND (NON-IRRIGATED, USD/HA) | 644.944
2014 | 21093 | CROPLAND (NON-IRRIGATED, USD/HA) | 345.947
2014 | 39065 | CROPLAND (NON-IRRIGATED, USD/HA) | 444.789
2014 | 47071 | CROPLAND (NON-IRRIGATED, USD/HA) | 175.4445
2013 | 17069 | CROPLAND (NON-IRRIGATED, USD/HA) | 271.8155
2013 | 19083 | CROPLAND (NON-IRRIGATED, USD/HA) | 662.2414
2013 | 21093 | CROPLAND (NON-IRRIGATED, USD/HA) | 326.1786
2013 | 39065 | CROPLAND (NON-IRRIGATED, USD/HA) | 387.9549
2013 | 47071 | CROPLAND (NON-IRRIGATED, USD/HA) | 158.1472
2012 | 19083 | CROPLAND (NON-IRRIGATED, USD/HA) | 682.0098
2012 | 21093 | CROPLAND (NON-IRRIGATED, USD/HA) | 274.2865
2012 | 39065 | CROPLAND (NON-IRRIGATED, USD/HA) | 338.5338
2012 | 47071 | CROPLAND (NON-IRRIGATED, USD/HA) | 163.0893
2012 | 48199 | CROPLAND (NON-IRRIGATED, USD/HA) | 45.7144
2011 | 19083 | CROPLAND (NON-IRRIGATED, USD/HA) | 484.3258
2011 | 21093 | CROPLAND (NON-IRRIGATED, USD/HA) | 213.7458
2011 | 39065 | CROPLAND (NON-IRRIGATED, USD/HA) | 308.8813
2011 | 47071 | CROPLAND (NON-IRRIGATED, USD/HA) | 126.0236
2011 | 48199 | CROPLAND (NON-IRRIGATED, USD/HA) | 49.421
2010 | 19083 | CROPLAND (NON-IRRIGATED, USD/HA) | 462.0863
2010 | 21093 | CROPLAND (NON-IRRIGATED, USD/HA) | 232.2787
2010 | 39065 | CROPLAND (NON-IRRIGATED, USD/HA) | 266.8734
2010 | 47071 | CROPLAND (NON-IRRIGATED, USD/HA) | 151.9696
2010 | 48199 | CROPLAND (NON-IRRIGATED, USD/HA) | 40.7723
2009 | 17069 | CROPLAND (NON-IRRIGATED, USD/HA) | 205.0971
2009 | 19083 | CROPLAND (NON-IRRIGATED, USD/HA) | 452.2022
2009 | 21093 | CROPLAND (NON-IRRIGATED, USD/HA) | 187.7998
2009 | 39065 | CROPLAND (NON-IRRIGATED, USD/HA) | 266.8734
2009 | 47071 | CROPLAND (NON-IRRIGATED, USD/HA) | 150.734
2009 | 48199 | CROPLAND (NON-IRRIGATED, USD/HA) | 44.4789
2008 | 19083 | CROPLAND (NON-IRRIGATED, USD/HA) | 437.3759
2008 | 21093 | CROPLAND (NON-IRRIGATED, USD/HA) | 179.1511
2008 | 39065 | CROPLAND (NON-IRRIGATED, USD/HA) | 266.8734
2024 | 46063 | CROPLAND (NON-IRRIGATED, USD/HA) | 71.6604
2023 | 46063 | CROPLAND (NON-IRRIGATED, USD/HA) | 61.7762
2021 | 46063 | CROPLAND (NON-IRRIGATED, USD/HA) | 56.8342
2020 | 46063 | CROPLAND (NON-IRRIGATED, USD/HA) | 60.5407
2019 | 46063 | CROPLAND (NON-IRRIGATED, USD/HA) | 56.8342
2017 | 46063 | CROPLAND (NON-IRRIGATED, USD/HA) | 53.1276
2010 | 46063 | CROPLAND (NON-IRRIGATED, USD/HA) | 32.1236
2009 | 46063 | CROPLAND (NON-IRRIGATED, USD/HA) | 34.5947
2024 | 54031 | CROPLAND (NON-IRRIGATED, USD/HA) | 111.1972
2023 | 54031 | CROPLAND (NON-IRRIGATED, USD/HA) | 100.0775
2022 | 54031 | CROPLAND (NON-IRRIGATED, USD/HA) | 109.9617
2021 | 54031 | CROPLAND (NON-IRRIGATED, USD/HA) | 87.7223
2020 | 54031 | CROPLAND (NON-IRRIGATED, USD/HA) | 70.4249
2019 | 54031 | CROPLAND (NON-IRRIGATED, USD/HA) | 82.7802
2017 | 54031 | CROPLAND (NON-IRRIGATED, USD/HA) | 74.1315
2016 | 54031 | CROPLAND (NON-IRRIGATED, USD/HA) | 93.8999
2014 | 54031 | CROPLAND (NON-IRRIGATED, USD/HA) | 118.6104
2012 | 54031 | CROPLAND (NON-IRRIGATED, USD/HA) | 90.1933
2011 | 54031 | CROPLAND (NON-IRRIGATED, USD/HA) | 126.0236
2010 | 54031 | CROPLAND (NON-IRRIGATED, USD/HA) | 151.9696
2009 | 54031 | CROPLAND (NON-IRRIGATED, USD/HA) | 150.734
2024 | 24025 | CROPLAND (NON-IRRIGATED, USD/HA) | 303.9391
2023 | 24025 | CROPLAND (NON-IRRIGATED, USD/HA) | 415.1364
2022 | 24025 | CROPLAND (NON-IRRIGATED, USD/HA) | 410.1943
2021 | 24025 | CROPLAND (NON-IRRIGATED, USD/HA) | 385.4838
2020 | 24025 | CROPLAND (NON-IRRIGATED, USD/HA) | 412.6653
2019 | 24025 | CROPLAND (NON-IRRIGATED, USD/HA) | 368.1864
2017 | 24025 | CROPLAND (NON-IRRIGATED, USD/HA) | 341.0049
2016 | 24025 | CROPLAND (NON-IRRIGATED, USD/HA) | 296.526
2014 | 24025 | CROPLAND (NON-IRRIGATED, USD/HA) | 405.2522
2013 | 24025 | CROPLAND (NON-IRRIGATED, USD/HA) | 281.6997
2012 | 24025 | CROPLAND (NON-IRRIGATED, USD/HA) | 179.1511
2011 | 24025 | CROPLAND (NON-IRRIGATED, USD/HA) | 192.7419
2010 | 24025 | CROPLAND (NON-IRRIGATED, USD/HA) | 163.0893
2009 | 24025 | CROPLAND (NON-IRRIGATED, USD/HA) | 202.6261
2008 | 24025 | CROPLAND (NON-IRRIGATED, USD/HA) | 193.9774
2024 | 31083 | CROPLAND (NON-IRRIGATED, USD/HA) | 254.5181
2023 | 31083 | CROPLAND (NON-IRRIGATED, USD/HA) | 254.5181
2022 | 31083 | CROPLAND (NON-IRRIGATED, USD/HA) | 229.8076
2021 | 31083 | CROPLAND (NON-IRRIGATED, USD/HA) | 210.0393
2020 | 31083 | CROPLAND (NON-IRRIGATED, USD/HA) | 198.9195
2019 | 31083 | CROPLAND (NON-IRRIGATED, USD/HA) | 185.3287
2017 | 31083 | CROPLAND (NON-IRRIGATED, USD/HA) | 195.213
2016 | 31083 | CROPLAND (NON-IRRIGATED, USD/HA) | 203.8616
2014 | 31083 | CROPLAND (NON-IRRIGATED, USD/HA) | 166.7959
2013 | 31083 | CROPLAND (NON-IRRIGATED, USD/HA) | 168.0314
2012 | 31083 | CROPLAND (NON-IRRIGATED, USD/HA) | 180.3867
2010 | 31083 | CROPLAND (NON-IRRIGATED, USD/HA) | 126.0236
2009 | 31083 | CROPLAND (NON-IRRIGATED, USD/HA) | 128.4946
2024 | 40057 | CROPLAND (NON-IRRIGATED, USD/HA) | 61.7762
2023 | 40057 | CROPLAND (NON-IRRIGATED, USD/HA) | 65.4828
2022 | 40057 | CROPLAND (NON-IRRIGATED, USD/HA) | 54.3631
2021 | 40057 | CROPLAND (NON-IRRIGATED, USD/HA) | 66.7184
2020 | 40057 | CROPLAND (NON-IRRIGATED, USD/HA) | 71.6604
2017 | 40057 | CROPLAND (NON-IRRIGATED, USD/HA) | 59.3052
2016 | 40057 | CROPLAND (NON-IRRIGATED, USD/HA) | 60.5407
2014 | 40057 | CROPLAND (NON-IRRIGATED, USD/HA) | 65.4828
2013 | 40057 | CROPLAND (NON-IRRIGATED, USD/HA) | 69.1894
2012 | 40057 | CROPLAND (NON-IRRIGATED, USD/HA) | 49.421
2011 | 40057 | CROPLAND (NON-IRRIGATED, USD/HA) | 51.892
2010 | 40057 | CROPLAND (NON-IRRIGATED, USD/HA) | 49.421
2009 | 40057 | CROPLAND (NON-IRRIGATED, USD/HA) | 49.421
2024 | 37085 | CROPLAND (NON-IRRIGATED, USD/HA) | 294.055
2023 | 37085 | CROPLAND (NON-IRRIGATED, USD/HA) | 266.8734
2022 | 37085 | CROPLAND (NON-IRRIGATED, USD/HA) | 269.3444
2021 | 37085 | CROPLAND (NON-IRRIGATED, USD/HA) | 237.2208
2020 | 37085 | CROPLAND (NON-IRRIGATED, USD/HA) | 234.7498
2019 | 37085 | CROPLAND (NON-IRRIGATED, USD/HA) | 227.3366
2017 | 37085 | CROPLAND (NON-IRRIGATED, USD/HA) | 212.5103
2016 | 37085 | CROPLAND (NON-IRRIGATED, USD/HA) | 237.2208
2014 | 37085 | CROPLAND (NON-IRRIGATED, USD/HA) | 217.4524
2013 | 37085 | CROPLAND (NON-IRRIGATED, USD/HA) | 195.213
2012 | 37085 | CROPLAND (NON-IRRIGATED, USD/HA) | 166.7959
2011 | 37085 | CROPLAND (NON-IRRIGATED, USD/HA) | 168.0314
2010 | 37085 | CROPLAND (NON-IRRIGATED, USD/HA) | 150.734
2009 | 37085 | CROPLAND (NON-IRRIGATED, USD/HA) | 148.263
2008 | 37085 | CROPLAND (NON-IRRIGATED, USD/HA) | 137.1433
2024 | 41025 | CROPLAND (NON-IRRIGATED, USD/HA) | 64.2473
2023 | 41025 | CROPLAND (NON-IRRIGATED, USD/HA) | 67.9539
2022 | 41025 | CROPLAND (NON-IRRIGATED, USD/HA) | 81.5447
2024 | 20077 | CROPLAND (NON-IRRIGATED, USD/HA) | 101.3131
2024 | 40059 | CROPLAND (NON-IRRIGATED, USD/HA) | 61.7762
2023 | 20077 | CROPLAND (NON-IRRIGATED, USD/HA) | 106.2552
2023 | 40059 | CROPLAND (NON-IRRIGATED, USD/HA) | 58.0697
2022 | 20077 | CROPLAND (NON-IRRIGATED, USD/HA) | 107.4907
2022 | 40059 | CROPLAND (NON-IRRIGATED, USD/HA) | 37.0658
2021 | 20077 | CROPLAND (NON-IRRIGATED, USD/HA) | 98.842
2021 | 40059 | CROPLAND (NON-IRRIGATED, USD/HA) | 58.0697
2020 | 20077 | CROPLAND (NON-IRRIGATED, USD/HA) | 92.6644
2020 | 40059 | CROPLAND (NON-IRRIGATED, USD/HA) | 55.5986
2019 | 20077 | CROPLAND (NON-IRRIGATED, USD/HA) | 95.1354
2019 | 40059 | CROPLAND (NON-IRRIGATED, USD/HA) | 58.0697
2017 | 20077 | CROPLAND (NON-IRRIGATED, USD/HA) | 102.5486
2017 | 40059 | CROPLAND (NON-IRRIGATED, USD/HA) | 58.0697
2016 | 20077 | CROPLAND (NON-IRRIGATED, USD/HA) | 100.0775
2016 | 40059 | CROPLAND (NON-IRRIGATED, USD/HA) | 51.892
2014 | 20077 | CROPLAND (NON-IRRIGATED, USD/HA) | 85.2512
2014 | 40059 | CROPLAND (NON-IRRIGATED, USD/HA) | 55.5986
2013 | 20077 | CROPLAND (NON-IRRIGATED, USD/HA) | 95.1354
2013 | 40059 | CROPLAND (NON-IRRIGATED, USD/HA) | 55.5986
2012 | 20077 | CROPLAND (NON-IRRIGATED, USD/HA) | 93.8999
2012 | 40059 | CROPLAND (NON-IRRIGATED, USD/HA) | 50.6565
2011 | 20077 | CROPLAND (NON-IRRIGATED, USD/HA) | 96.3709
2011 | 40059 | CROPLAND (NON-IRRIGATED, USD/HA) | 51.892
2010 | 20077 | CROPLAND (NON-IRRIGATED, USD/HA) | 103.7841
2010 | 40059 | CROPLAND (NON-IRRIGATED, USD/HA) | 56.8342
2009 | 20077 | CROPLAND (NON-IRRIGATED, USD/HA) | 97.6065
2008 | 40059 | CROPLAND (NON-IRRIGATED, USD/HA) | 64.2473
2024 | 48201 | CROPLAND (NON-IRRIGATED, USD/HA) | 49.421
2023 | 48201 | CROPLAND (NON-IRRIGATED, USD/HA) | 63.0118
2022 | 48201 | CROPLAND (NON-IRRIGATED, USD/HA) | 35.8302
2021 | 48201 | CROPLAND (NON-IRRIGATED, USD/HA) | 44.4789
2020 | 48201 | CROPLAND (NON-IRRIGATED, USD/HA) | 86.4868
2017 | 48201 | CROPLAND (NON-IRRIGATED, USD/HA) | 46.95
2016 | 48201 | CROPLAND (NON-IRRIGATED, USD/HA) | 48.1855
2014 | 48201 | CROPLAND (NON-IRRIGATED, USD/HA) | 38.3013
2013 | 48201 | CROPLAND (NON-IRRIGATED, USD/HA) | 39.5368
2012 | 48201 | CROPLAND (NON-IRRIGATED, USD/HA) | 37.0658
2011 | 48201 | CROPLAND (NON-IRRIGATED, USD/HA) | 51.892
2010 | 48201 | CROPLAND (NON-IRRIGATED, USD/HA) | 53.1276
2009 | 48201 | CROPLAND (NON-IRRIGATED, USD/HA) | 34.5947
2024 | 18061 | CROPLAND (NON-IRRIGATED, USD/HA) | 363.2443
2024 | 19085 | CROPLAND (NON-IRRIGATED, USD/HA) | 662.2414
2024 | 21097 | CROPLAND (NON-IRRIGATED, USD/HA) | 201.3906
2024 | 29081 | CROPLAND (NON-IRRIGATED, USD/HA) | 392.897
2024 | 39067 | CROPLAND (NON-IRRIGATED, USD/HA) | 107.4907
2024 | 48203 | CROPLAND (NON-IRRIGATED, USD/HA) | 51.892
2023 | 18061 | CROPLAND (NON-IRRIGATED, USD/HA) | 298.9971
2023 | 19085 | CROPLAND (NON-IRRIGATED, USD/HA) | 647.4151
2023 | 21097 | CROPLAND (NON-IRRIGATED, USD/HA) | 234.7498
2023 | 29081 | CROPLAND (NON-IRRIGATED, USD/HA) | 333.5917
2023 | 39067 | CROPLAND (NON-IRRIGATED, USD/HA) | 113.6683
2023 | 54033 | CROPLAND (NON-IRRIGATED, USD/HA) | 30.8881
2022 | 18061 | CROPLAND (NON-IRRIGATED, USD/HA) | 296.526
2022 | 19085 | CROPLAND (NON-IRRIGATED, USD/HA) | 605.4072
2022 | 21097 | CROPLAND (NON-IRRIGATED, USD/HA) | 228.5721
2022 | 29081 | CROPLAND (NON-IRRIGATED, USD/HA) | 360.7733
2022 | 39067 | CROPLAND (NON-IRRIGATED, USD/HA) | 114.9038
2022 | 48203 | CROPLAND (NON-IRRIGATED, USD/HA) | 32.1236
2022 | 54033 | CROPLAND (NON-IRRIGATED, USD/HA) | 32.1236
2021 | 18061 | CROPLAND (NON-IRRIGATED, USD/HA) | 281.6997
2021 | 19085 | CROPLAND (NON-IRRIGATED, USD/HA) | 553.5152
2021 | 21097 | CROPLAND (NON-IRRIGATED, USD/HA) | 216.2169
2021 | 29081 | CROPLAND (NON-IRRIGATED, USD/HA) | 321.2365
2021 | 39067 | CROPLAND (NON-IRRIGATED, USD/HA) | 97.6065
2021 | 48203 | CROPLAND (NON-IRRIGATED, USD/HA) | 38.3013
2021 | 54033 | CROPLAND (NON-IRRIGATED, USD/HA) | 42.0078
2020 | 18061 | CROPLAND (NON-IRRIGATED, USD/HA) | 266.8734
2020 | 19085 | CROPLAND (NON-IRRIGATED, USD/HA) | 526.3337
2020 | 21097 | CROPLAND (NON-IRRIGATED, USD/HA) | 195.213
2020 | 29081 | CROPLAND (NON-IRRIGATED, USD/HA) | 355.8312
2020 | 39067 | CROPLAND (NON-IRRIGATED, USD/HA) | 82.7802
2020 | 48203 | CROPLAND (NON-IRRIGATED, USD/HA) | 29.6526
2020 | 54033 | CROPLAND (NON-IRRIGATED, USD/HA) | 44.4789
2019 | 18061 | CROPLAND (NON-IRRIGATED, USD/HA) | 245.8695
2019 | 19085 | CROPLAND (NON-IRRIGATED, USD/HA) | 523.8626
2019 | 21097 | CROPLAND (NON-IRRIGATED, USD/HA) | 185.3287
2019 | 29081 | CROPLAND (NON-IRRIGATED, USD/HA) | 373.1286
2019 | 39067 | CROPLAND (NON-IRRIGATED, USD/HA) | 101.3131
2019 | 48203 | CROPLAND (NON-IRRIGATED, USD/HA) | 34.5947
2019 | 54033 | CROPLAND (NON-IRRIGATED, USD/HA) | 49.421
2017 | 18061 | CROPLAND (NON-IRRIGATED, USD/HA) | 240.9274
2017 | 19085 | CROPLAND (NON-IRRIGATED, USD/HA) | 551.0441
2017 | 21097 | CROPLAND (NON-IRRIGATED, USD/HA) | 210.0393
2017 | 29081 | CROPLAND (NON-IRRIGATED, USD/HA) | 368.1864
2017 | 39067 | CROPLAND (NON-IRRIGATED, USD/HA) | 102.5486
2017 | 48203 | CROPLAND (NON-IRRIGATED, USD/HA) | 29.6526
2017 | 54033 | CROPLAND (NON-IRRIGATED, USD/HA) | 37.0658
2016 | 18061 | CROPLAND (NON-IRRIGATED, USD/HA) | 242.1629
2016 | 19085 | CROPLAND (NON-IRRIGATED, USD/HA) | 548.5731
2016 | 21097 | CROPLAND (NON-IRRIGATED, USD/HA) | 185.3287
2016 | 29081 | CROPLAND (NON-IRRIGATED, USD/HA) | 363.2443
2016 | 39067 | CROPLAND (NON-IRRIGATED, USD/HA) | 109.9617
2016 | 48203 | CROPLAND (NON-IRRIGATED, USD/HA) | 28.4171
2016 | 54033 | CROPLAND (NON-IRRIGATED, USD/HA) | 61.7762
2014 | 18061 | CROPLAND (NON-IRRIGATED, USD/HA) | 247.105
2014 | 19085 | CROPLAND (NON-IRRIGATED, USD/HA) | 602.9362
2014 | 21097 | CROPLAND (NON-IRRIGATED, USD/HA) | 160.6182
2014 | 29081 | CROPLAND (NON-IRRIGATED, USD/HA) | 449.7311
2014 | 39067 | CROPLAND (NON-IRRIGATED, USD/HA) | 85.2512
2014 | 48203 | CROPLAND (NON-IRRIGATED, USD/HA) | 32.1236
2014 | 54033 | CROPLAND (NON-IRRIGATED, USD/HA) | 74.1315
2013 | 18061 | CROPLAND (NON-IRRIGATED, USD/HA) | 259.4602
2013 | 19085 | CROPLAND (NON-IRRIGATED, USD/HA) | 597.9941
2013 | 21097 | CROPLAND (NON-IRRIGATED, USD/HA) | 135.9077
2013 | 29081 | CROPLAND (NON-IRRIGATED, USD/HA) | 434.9048
2013 | 39067 | CROPLAND (NON-IRRIGATED, USD/HA) | 77.8381
2013 | 48203 | CROPLAND (NON-IRRIGATED, USD/HA) | 29.6526
2012 | 18061 | CROPLAND (NON-IRRIGATED, USD/HA) | 232.2787
2012 | 19085 | CROPLAND (NON-IRRIGATED, USD/HA) | 533.7468
2012 | 21097 | CROPLAND (NON-IRRIGATED, USD/HA) | 151.9696
2012 | 29081 | CROPLAND (NON-IRRIGATED, USD/HA) | 457.1442
2012 | 48203 | CROPLAND (NON-IRRIGATED, USD/HA) | 24.7105
2012 | 54033 | CROPLAND (NON-IRRIGATED, USD/HA) | 46.95
2011 | 18061 | CROPLAND (NON-IRRIGATED, USD/HA) | 214.9813
2011 | 19085 | CROPLAND (NON-IRRIGATED, USD/HA) | 439.8469
2011 | 21097 | CROPLAND (NON-IRRIGATED, USD/HA) | 103.7841
2011 | 29081 | CROPLAND (NON-IRRIGATED, USD/HA) | 358.3023
2011 | 39067 | CROPLAND (NON-IRRIGATED, USD/HA) | 79.0736
2011 | 48203 | CROPLAND (NON-IRRIGATED, USD/HA) | 35.8302
2010 | 18061 | CROPLAND (NON-IRRIGATED, USD/HA) | 192.7419
2010 | 19085 | CROPLAND (NON-IRRIGATED, USD/HA) | 410.1943
2010 | 21097 | CROPLAND (NON-IRRIGATED, USD/HA) | 123.5525
2010 | 29081 | CROPLAND (NON-IRRIGATED, USD/HA) | 298.9971
2010 | 39067 | CROPLAND (NON-IRRIGATED, USD/HA) | 84.0157
2009 | 18061 | CROPLAND (NON-IRRIGATED, USD/HA) | 154.4406
2009 | 19085 | CROPLAND (NON-IRRIGATED, USD/HA) | 402.7811
2009 | 21097 | CROPLAND (NON-IRRIGATED, USD/HA) | 143.3209
2009 | 29081 | CROPLAND (NON-IRRIGATED, USD/HA) | 286.6418
2009 | 39067 | CROPLAND (NON-IRRIGATED, USD/HA) | 90.1933
2008 | 18061 | CROPLAND (NON-IRRIGATED, USD/HA) | 174.209
2008 | 19085 | CROPLAND (NON-IRRIGATED, USD/HA) | 407.7233
2008 | 29081 | CROPLAND (NON-IRRIGATED, USD/HA) | 237.2208
2024 | 13147 | CROPLAND (NON-IRRIGATED, USD/HA) | 56.8342
2024 | 21099 | CROPLAND (NON-IRRIGATED, USD/HA) | 363.2443
2023 | 13147 | CROPLAND (NON-IRRIGATED, USD/HA) | 63.0118
2023 | 21099 | CROPLAND (NON-IRRIGATED, USD/HA) | 350.8891
2022 | 13147 | CROPLAND (NON-IRRIGATED, USD/HA) | 70.4249
2022 | 21099 | CROPLAND (NON-IRRIGATED, USD/HA) | 360.7733
2021 | 13147 | CROPLAND (NON-IRRIGATED, USD/HA) | 69.1894
2021 | 21099 | CROPLAND (NON-IRRIGATED, USD/HA) | 313.8234
2020 | 13147 | CROPLAND (NON-IRRIGATED, USD/HA) | 63.0118
2020 | 21099 | CROPLAND (NON-IRRIGATED, USD/HA) | 331.1207
2019 | 13147 | CROPLAND (NON-IRRIGATED, USD/HA) | 67.9539
2019 | 21099 | CROPLAND (NON-IRRIGATED, USD/HA) | 306.4102
2017 | 13147 | CROPLAND (NON-IRRIGATED, USD/HA) | 66.7184
2017 | 21099 | CROPLAND (NON-IRRIGATED, USD/HA) | 269.3444
2016 | 13147 | CROPLAND (NON-IRRIGATED, USD/HA) | 70.4249
2016 | 21099 | CROPLAND (NON-IRRIGATED, USD/HA) | 242.1629
2014 | 13147 | CROPLAND (NON-IRRIGATED, USD/HA) | 71.6604
2014 | 21099 | CROPLAND (NON-IRRIGATED, USD/HA) | 259.4602
2013 | 13147 | CROPLAND (NON-IRRIGATED, USD/HA) | 74.1315
2013 | 21099 | CROPLAND (NON-IRRIGATED, USD/HA) | 228.5721
2012 | 13147 | CROPLAND (NON-IRRIGATED, USD/HA) | 79.0736
2012 | 21099 | CROPLAND (NON-IRRIGATED, USD/HA) | 239.6918
2011 | 13147 | CROPLAND (NON-IRRIGATED, USD/HA) | 101.3131
2011 | 21099 | CROPLAND (NON-IRRIGATED, USD/HA) | 206.3327
2010 | 13147 | CROPLAND (NON-IRRIGATED, USD/HA) | 60.5407
2010 | 21099 | CROPLAND (NON-IRRIGATED, USD/HA) | 172.9735
2009 | 13147 | CROPLAND (NON-IRRIGATED, USD/HA) | 58.0697
2009 | 21099 | CROPLAND (NON-IRRIGATED, USD/HA) | 153.2051
2008 | 21099 | CROPLAND (NON-IRRIGATED, USD/HA) | 180.3867
2024 | 9003 | CROPLAND (NON-IRRIGATED, USD/HA) | 360.7733
2023 | 9003 | CROPLAND (NON-IRRIGATED, USD/HA) | 323.7075
2022 | 9003 | CROPLAND (NON-IRRIGATED, USD/HA) | 301.4681
2021 | 9003 | CROPLAND (NON-IRRIGATED, USD/HA) | 301.4681
2019 | 9003 | CROPLAND (NON-IRRIGATED, USD/HA) | 222.3945
2017 | 9003 | CROPLAND (NON-IRRIGATED, USD/HA) | 221.159
2016 | 9003 | CROPLAND (NON-IRRIGATED, USD/HA) | 281.6997
2014 | 9003 | CROPLAND (NON-IRRIGATED, USD/HA) | 279.2287
2013 | 9003 | CROPLAND (NON-IRRIGATED, USD/HA) | 331.1207
2012 | 9003 | CROPLAND (NON-IRRIGATED, USD/HA) | 271.8155
2011 | 9003 | CROPLAND (NON-IRRIGATED, USD/HA) | 269.3444
2010 | 9003 | CROPLAND (NON-IRRIGATED, USD/HA) | 316.2944
2008 | 9003 | CROPLAND (NON-IRRIGATED, USD/HA) | 222.3945
2017 | 48205 | CROPLAND (NON-IRRIGATED, USD/HA) | 58.0697
2016 | 48205 | CROPLAND (NON-IRRIGATED, USD/HA) | 44.4789
2013 | 48205 | CROPLAND (NON-IRRIGATED, USD/HA) | 33.3592
2012 | 48205 | CROPLAND (NON-IRRIGATED, USD/HA) | 37.0658
2011 | 48205 | CROPLAND (NON-IRRIGATED, USD/HA) | 48.1855
2009 | 48205 | CROPLAND (NON-IRRIGATED, USD/HA) | 59.3052
2024 | 20079 | CROPLAND (NON-IRRIGATED, USD/HA) | 166.7959
2023 | 20079 | CROPLAND (NON-IRRIGATED, USD/HA) | 151.9696
2022 | 20079 | CROPLAND (NON-IRRIGATED, USD/HA) | 153.2051
2021 | 20079 | CROPLAND (NON-IRRIGATED, USD/HA) | 145.7919
2020 | 20079 | CROPLAND (NON-IRRIGATED, USD/HA) | 151.9696
2019 | 20079 | CROPLAND (NON-IRRIGATED, USD/HA) | 148.263
2017 | 20079 | CROPLAND (NON-IRRIGATED, USD/HA) | 148.263
2016 | 20079 | CROPLAND (NON-IRRIGATED, USD/HA) | 135.9077
2014 | 20079 | CROPLAND (NON-IRRIGATED, USD/HA) | 130.9657
2013 | 20079 | CROPLAND (NON-IRRIGATED, USD/HA) | 128.4946
2012 | 20079 | CROPLAND (NON-IRRIGATED, USD/HA) | 134.6722
2011 | 20079 | CROPLAND (NON-IRRIGATED, USD/HA) | 111.1972
2010 | 20079 | CROPLAND (NON-IRRIGATED, USD/HA) | 109.9617
2009 | 20079 | CROPLAND (NON-IRRIGATED, USD/HA) | 106.2552
2008 | 20079 | CROPLAND (NON-IRRIGATED, USD/HA) | 103.7841
2024 | 20081 | CROPLAND (NON-IRRIGATED, USD/HA) | 106.2552
2024 | 40061 | CROPLAND (NON-IRRIGATED, USD/HA) | 58.0697
2024 | 48207 | CROPLAND (NON-IRRIGATED, USD/HA) | 61.7762
2023 | 20081 | CROPLAND (NON-IRRIGATED, USD/HA) | 105.0196
2023 | 40061 | CROPLAND (NON-IRRIGATED, USD/HA) | 53.1276
2023 | 48207 | CROPLAND (NON-IRRIGATED, USD/HA) | 72.896
2022 | 20081 | CROPLAND (NON-IRRIGATED, USD/HA) | 105.0196
2022 | 40061 | CROPLAND (NON-IRRIGATED, USD/HA) | 58.0697
2022 | 48207 | CROPLAND (NON-IRRIGATED, USD/HA) | 71.6604
2021 | 20081 | CROPLAND (NON-IRRIGATED, USD/HA) | 87.7223
2021 | 40061 | CROPLAND (NON-IRRIGATED, USD/HA) | 54.3631
2021 | 48207 | CROPLAND (NON-IRRIGATED, USD/HA) | 70.4249
2020 | 20081 | CROPLAND (NON-IRRIGATED, USD/HA) | 86.4868
2020 | 40061 | CROPLAND (NON-IRRIGATED, USD/HA) | 46.95
2020 | 48207 | CROPLAND (NON-IRRIGATED, USD/HA) | 66.7184
2019 | 40061 | CROPLAND (NON-IRRIGATED, USD/HA) | 43.2434
2019 | 48207 | CROPLAND (NON-IRRIGATED, USD/HA) | 69.1894
2017 | 48207 | CROPLAND (NON-IRRIGATED, USD/HA) | 74.1315
2016 | 40061 | CROPLAND (NON-IRRIGATED, USD/HA) | 37.0658
2016 | 48207 | CROPLAND (NON-IRRIGATED, USD/HA) | 65.4828
2014 | 20081 | CROPLAND (NON-IRRIGATED, USD/HA) | 93.8999
2014 | 48207 | CROPLAND (NON-IRRIGATED, USD/HA) | 65.4828
2013 | 20081 | CROPLAND (NON-IRRIGATED, USD/HA) | 82.7802
2013 | 40061 | CROPLAND (NON-IRRIGATED, USD/HA) | 20.2626
2013 | 48207 | CROPLAND (NON-IRRIGATED, USD/HA) | 59.3052
2012 | 40061 | CROPLAND (NON-IRRIGATED, USD/HA) | 22.4866
2012 | 48207 | CROPLAND (NON-IRRIGATED, USD/HA) | 58.0697
2011 | 20081 | CROPLAND (NON-IRRIGATED, USD/HA) | 91.4288
2011 | 40061 | CROPLAND (NON-IRRIGATED, USD/HA) | 27.1816
2011 | 48207 | CROPLAND (NON-IRRIGATED, USD/HA) | 58.0697
2010 | 40061 | CROPLAND (NON-IRRIGATED, USD/HA) | 42.0078
2010 | 48207 | CROPLAND (NON-IRRIGATED, USD/HA) | 61.7762
2009 | 20081 | CROPLAND (NON-IRRIGATED, USD/HA) | 84.0157
2009 | 40061 | CROPLAND (NON-IRRIGATED, USD/HA) | 37.0658
2009 | 48207 | CROPLAND (NON-IRRIGATED, USD/HA) | 55.5986
2008 | 48207 | CROPLAND (NON-IRRIGATED, USD/HA) | 69.1894
2021 | 15001 | CROPLAND (NON-IRRIGATED, USD/HA) | 568.3415
2020 | 15001 | CROPLAND (NON-IRRIGATED, USD/HA) | 593.052
2019 | 15001 | CROPLAND (NON-IRRIGATED, USD/HA) | 652.3572
2014 | 15001 | CROPLAND (NON-IRRIGATED, USD/HA) | 343.476
2013 | 15001 | CROPLAND (NON-IRRIGATED, USD/HA) | 434.9048
2012 | 15001 | CROPLAND (NON-IRRIGATED, USD/HA) | 425.0206
2009 | 15001 | CROPLAND (NON-IRRIGATED, USD/HA) | 249.5761
2024 | 47073 | CROPLAND (NON-IRRIGATED, USD/HA) | 61.7762
2023 | 47073 | CROPLAND (NON-IRRIGATED, USD/HA) | 69.1894
2022 | 47073 | CROPLAND (NON-IRRIGATED, USD/HA) | 70.4249
2021 | 47073 | CROPLAND (NON-IRRIGATED, USD/HA) | 69.1894
2020 | 47073 | CROPLAND (NON-IRRIGATED, USD/HA) | 65.4828
2019 | 47073 | CROPLAND (NON-IRRIGATED, USD/HA) | 64.2473
2017 | 47073 | CROPLAND (NON-IRRIGATED, USD/HA) | 61.7762
2016 | 47073 | CROPLAND (NON-IRRIGATED, USD/HA) | 76.6025
2014 | 47073 | CROPLAND (NON-IRRIGATED, USD/HA) | 133.4367
2013 | 47073 | CROPLAND (NON-IRRIGATED, USD/HA) | 121.0815
2012 | 47073 | CROPLAND (NON-IRRIGATED, USD/HA) | 103.7841
2024 | 31085 | CROPLAND (NON-IRRIGATED, USD/HA) | 137.1433
2023 | 31085 | CROPLAND (NON-IRRIGATED, USD/HA) | 137.1433
2022 | 31085 | CROPLAND (NON-IRRIGATED, USD/HA) | 137.1433
2021 | 31085 | CROPLAND (NON-IRRIGATED, USD/HA) | 130.9657
2020 | 31085 | CROPLAND (NON-IRRIGATED, USD/HA) | 132.2012
2019 | 31085 | CROPLAND (NON-IRRIGATED, USD/HA) | 135.9077
2017 | 31085 | CROPLAND (NON-IRRIGATED, USD/HA) | 137.1433
2016 | 31085 | CROPLAND (NON-IRRIGATED, USD/HA) | 135.9077
2014 | 31085 | CROPLAND (NON-IRRIGATED, USD/HA) | 123.5525
2013 | 31085 | CROPLAND (NON-IRRIGATED, USD/HA) | 103.7841
2012 | 31085 | CROPLAND (NON-IRRIGATED, USD/HA) | 93.8999
2011 | 31085 | CROPLAND (NON-IRRIGATED, USD/HA) | 92.6644
2010 | 31085 | CROPLAND (NON-IRRIGATED, USD/HA) | 91.4288
2009 | 31085 | CROPLAND (NON-IRRIGATED, USD/HA) | 91.4288
2024 | 48209 | CROPLAND (NON-IRRIGATED, USD/HA) | 90.1933
2023 | 48209 | CROPLAND (NON-IRRIGATED, USD/HA) | 50.6565
2022 | 48209 | CROPLAND (NON-IRRIGATED, USD/HA) | 72.896
2021 | 48209 | CROPLAND (NON-IRRIGATED, USD/HA) | 76.6025
2020 | 48209 | CROPLAND (NON-IRRIGATED, USD/HA) | 64.2473
2019 | 48209 | CROPLAND (NON-IRRIGATED, USD/HA) | 81.5447
2017 | 48209 | CROPLAND (NON-IRRIGATED, USD/HA) | 82.7802
2016 | 48209 | CROPLAND (NON-IRRIGATED, USD/HA) | 74.1315
2014 | 48209 | CROPLAND (NON-IRRIGATED, USD/HA) | 71.6604
2012 | 48209 | CROPLAND (NON-IRRIGATED, USD/HA) | 46.95
2011 | 48209 | CROPLAND (NON-IRRIGATED, USD/HA) | 51.892
2010 | 48209 | CROPLAND (NON-IRRIGATED, USD/HA) | 44.4789
2024 | 37087 | CROPLAND (NON-IRRIGATED, USD/HA) | 151.9696
2024 | 47075 | CROPLAND (NON-IRRIGATED, USD/HA) | 378.0707
2023 | 37087 | CROPLAND (NON-IRRIGATED, USD/HA) | 161.8538
2023 | 47075 | CROPLAND (NON-IRRIGATED, USD/HA) | 365.7154
2022 | 37087 | CROPLAND (NON-IRRIGATED, USD/HA) | 159.3827
2022 | 47075 | CROPLAND (NON-IRRIGATED, USD/HA) | 363.2443
2021 | 37087 | CROPLAND (NON-IRRIGATED, USD/HA) | 208.8037
2021 | 47075 | CROPLAND (NON-IRRIGATED, USD/HA) | 360.7733
2020 | 37087 | CROPLAND (NON-IRRIGATED, USD/HA) | 197.684
2020 | 47075 | CROPLAND (NON-IRRIGATED, USD/HA) | 316.2944
2019 | 37087 | CROPLAND (NON-IRRIGATED, USD/HA) | 219.9235
2019 | 47075 | CROPLAND (NON-IRRIGATED, USD/HA) | 331.1207
2017 | 37087 | CROPLAND (NON-IRRIGATED, USD/HA) | 214.9813
2017 | 47075 | CROPLAND (NON-IRRIGATED, USD/HA) | 333.5917
2016 | 47075 | CROPLAND (NON-IRRIGATED, USD/HA) | 308.8813
2014 | 37087 | CROPLAND (NON-IRRIGATED, USD/HA) | 213.7458
2014 | 47075 | CROPLAND (NON-IRRIGATED, USD/HA) | 306.4102
2013 | 37087 | CROPLAND (NON-IRRIGATED, USD/HA) | 160.6182
2013 | 47075 | CROPLAND (NON-IRRIGATED, USD/HA) | 301.4681
2012 | 37087 | CROPLAND (NON-IRRIGATED, USD/HA) | 135.9077
2012 | 47075 | CROPLAND (NON-IRRIGATED, USD/HA) | 301.4681
2011 | 37087 | CROPLAND (NON-IRRIGATED, USD/HA) | 154.4406
2011 | 47075 | CROPLAND (NON-IRRIGATED, USD/HA) | 266.8734
2010 | 37087 | CROPLAND (NON-IRRIGATED, USD/HA) | 123.5525
2010 | 47075 | CROPLAND (NON-IRRIGATED, USD/HA) | 261.9313
2009 | 37087 | CROPLAND (NON-IRRIGATED, USD/HA) | 148.263
2009 | 47075 | CROPLAND (NON-IRRIGATED, USD/HA) | 244.6339
2008 | 37087 | CROPLAND (NON-IRRIGATED, USD/HA) | 100.0775
2008 | 47075 | CROPLAND (NON-IRRIGATED, USD/HA) | 244.6339
2024 | 13149 | CROPLAND (NON-IRRIGATED, USD/HA) | 59.3052
2023 | 13149 | CROPLAND (NON-IRRIGATED, USD/HA) | 79.0736
2020 | 13149 | CROPLAND (NON-IRRIGATED, USD/HA) | 63.0118
2019 | 13149 | CROPLAND (NON-IRRIGATED, USD/HA) | 51.892
2024 | 48211 | CROPLAND (NON-IRRIGATED, USD/HA) | 27.1816
2023 | 48211 | CROPLAND (NON-IRRIGATED, USD/HA) | 38.3013
2022 | 48211 | CROPLAND (NON-IRRIGATED, USD/HA) | 21.251
2021 | 48211 | CROPLAND (NON-IRRIGATED, USD/HA) | 46.95
2020 | 48211 | CROPLAND (NON-IRRIGATED, USD/HA) | 46.95
2017 | 48211 | CROPLAND (NON-IRRIGATED, USD/HA) | 46.95
2016 | 48211 | CROPLAND (NON-IRRIGATED, USD/HA) | 37.0658
2014 | 48211 | CROPLAND (NON-IRRIGATED, USD/HA) | 25.946
2013 | 48211 | CROPLAND (NON-IRRIGATED, USD/HA) | 34.5947
2012 | 48211 | CROPLAND (NON-IRRIGATED, USD/HA) | 38.3013
2011 | 48211 | CROPLAND (NON-IRRIGATED, USD/HA) | 35.8302
2010 | 48211 | CROPLAND (NON-IRRIGATED, USD/HA) | 29.6526
2009 | 48211 | CROPLAND (NON-IRRIGATED, USD/HA) | 29.6526
2024 | 5057 | CROPLAND (NON-IRRIGATED, USD/HA) | 55.5986
2023 | 5057 | CROPLAND (NON-IRRIGATED, USD/HA) | 79.0736
2022 | 5057 | CROPLAND (NON-IRRIGATED, USD/HA) | 60.5407
2021 | 5057 | CROPLAND (NON-IRRIGATED, USD/HA) | 63.0118
2020 | 5057 | CROPLAND (NON-IRRIGATED, USD/HA) | 55.5986
2019 | 5057 | CROPLAND (NON-IRRIGATED, USD/HA) | 54.3631
2017 | 5057 | CROPLAND (NON-IRRIGATED, USD/HA) | 42.0078
2016 | 5057 | CROPLAND (NON-IRRIGATED, USD/HA) | 49.421
2014 | 5057 | CROPLAND (NON-IRRIGATED, USD/HA) | 61.7762
2013 | 5057 | CROPLAND (NON-IRRIGATED, USD/HA) | 48.1855
2012 | 5057 | CROPLAND (NON-IRRIGATED, USD/HA) | 29.6526
2011 | 5057 | CROPLAND (NON-IRRIGATED, USD/HA) | 46.95
2010 | 5057 | CROPLAND (NON-IRRIGATED, USD/HA) | 58.0697
2009 | 5057 | CROPLAND (NON-IRRIGATED, USD/HA) | 40.7723
2024 | 17071 | CROPLAND (NON-IRRIGATED, USD/HA) | 610.3493
2024 | 21101 | CROPLAND (NON-IRRIGATED, USD/HA) | 588.1099
2024 | 37089 | CROPLAND (NON-IRRIGATED, USD/HA) | 296.526
2024 | 47077 | CROPLAND (NON-IRRIGATED, USD/HA) | 217.4524
2024 | 48213 | CROPLAND (NON-IRRIGATED, USD/HA) | 58.0697
2023 | 17071 | CROPLAND (NON-IRRIGATED, USD/HA) | 659.7704
2023 | 21101 | CROPLAND (NON-IRRIGATED, USD/HA) | 565.8705
2023 | 37089 | CROPLAND (NON-IRRIGATED, USD/HA) | 271.8155
2023 | 47077 | CROPLAND (NON-IRRIGATED, USD/HA) | 187.7998
2023 | 48213 | CROPLAND (NON-IRRIGATED, USD/HA) | 39.5368
2022 | 17071 | CROPLAND (NON-IRRIGATED, USD/HA) | 640.0019
2022 | 21101 | CROPLAND (NON-IRRIGATED, USD/HA) | 541.1599
2022 | 37089 | CROPLAND (NON-IRRIGATED, USD/HA) | 259.4602
2022 | 47077 | CROPLAND (NON-IRRIGATED, USD/HA) | 197.684
2022 | 48213 | CROPLAND (NON-IRRIGATED, USD/HA) | 43.2434
2021 | 17071 | CROPLAND (NON-IRRIGATED, USD/HA) | 595.5231
2021 | 21101 | CROPLAND (NON-IRRIGATED, USD/HA) | 491.7389
2021 | 37089 | CROPLAND (NON-IRRIGATED, USD/HA) | 234.7498
2021 | 47077 | CROPLAND (NON-IRRIGATED, USD/HA) | 222.3945
2021 | 48213 | CROPLAND (NON-IRRIGATED, USD/HA) | 28.4171
2020 | 17071 | CROPLAND (NON-IRRIGATED, USD/HA) | 560.9284
2020 | 21101 | CROPLAND (NON-IRRIGATED, USD/HA) | 457.1442
2020 | 37089 | CROPLAND (NON-IRRIGATED, USD/HA) | 217.4524
2020 | 47077 | CROPLAND (NON-IRRIGATED, USD/HA) | 229.8076
2020 | 48213 | CROPLAND (NON-IRRIGATED, USD/HA) | 34.5947
2019 | 17071 | CROPLAND (NON-IRRIGATED, USD/HA) | 583.1678
2019 | 21101 | CROPLAND (NON-IRRIGATED, USD/HA) | 464.5574
2019 | 37089 | CROPLAND (NON-IRRIGATED, USD/HA) | 252.0471
2019 | 47077 | CROPLAND (NON-IRRIGATED, USD/HA) | 205.0971
2019 | 48213 | CROPLAND (NON-IRRIGATED, USD/HA) | 39.5368
2017 | 17071 | CROPLAND (NON-IRRIGATED, USD/HA) | 553.5152
2017 | 21101 | CROPLAND (NON-IRRIGATED, USD/HA) | 479.3837
2017 | 37089 | CROPLAND (NON-IRRIGATED, USD/HA) | 261.9313
2017 | 47077 | CROPLAND (NON-IRRIGATED, USD/HA) | 202.6261
2017 | 48213 | CROPLAND (NON-IRRIGATED, USD/HA) | 44.4789
2016 | 17071 | CROPLAND (NON-IRRIGATED, USD/HA) | 528.8047
2016 | 21101 | CROPLAND (NON-IRRIGATED, USD/HA) | 442.3179
2016 | 37089 | CROPLAND (NON-IRRIGATED, USD/HA) | 217.4524
2016 | 47077 | CROPLAND (NON-IRRIGATED, USD/HA) | 180.3867
2016 | 48213 | CROPLAND (NON-IRRIGATED, USD/HA) | 37.0658
2014 | 17071 | CROPLAND (NON-IRRIGATED, USD/HA) | 620.2336
2014 | 21101 | CROPLAND (NON-IRRIGATED, USD/HA) | 420.0785
2014 | 37089 | CROPLAND (NON-IRRIGATED, USD/HA) | 228.5721
2014 | 47077 | CROPLAND (NON-IRRIGATED, USD/HA) | 172.9735
2014 | 48213 | CROPLAND (NON-IRRIGATED, USD/HA) | 37.0658
2013 | 17071 | CROPLAND (NON-IRRIGATED, USD/HA) | 518.9205
2013 | 21101 | CROPLAND (NON-IRRIGATED, USD/HA) | 457.1442
2013 | 37089 | CROPLAND (NON-IRRIGATED, USD/HA) | 237.2208
2013 | 47077 | CROPLAND (NON-IRRIGATED, USD/HA) | 210.0393
2013 | 48213 | CROPLAND (NON-IRRIGATED, USD/HA) | 33.3592
2012 | 17071 | CROPLAND (NON-IRRIGATED, USD/HA) | 491.7389
2012 | 21101 | CROPLAND (NON-IRRIGATED, USD/HA) | 400.3101
2012 | 37089 | CROPLAND (NON-IRRIGATED, USD/HA) | 196.4485
2012 | 47077 | CROPLAND (NON-IRRIGATED, USD/HA) | 180.3867
2012 | 48213 | CROPLAND (NON-IRRIGATED, USD/HA) | 40.7723
2011 | 17071 | CROPLAND (NON-IRRIGATED, USD/HA) | 471.9706
2011 | 21101 | CROPLAND (NON-IRRIGATED, USD/HA) | 338.5338
2011 | 37089 | CROPLAND (NON-IRRIGATED, USD/HA) | 154.4406
2011 | 47077 | CROPLAND (NON-IRRIGATED, USD/HA) | 145.7919
2011 | 48213 | CROPLAND (NON-IRRIGATED, USD/HA) | 43.2434
2010 | 17071 | CROPLAND (NON-IRRIGATED, USD/HA) | 481.8547
2010 | 21101 | CROPLAND (NON-IRRIGATED, USD/HA) | 331.1207
2010 | 37089 | CROPLAND (NON-IRRIGATED, USD/HA) | 156.9117
2010 | 47077 | CROPLAND (NON-IRRIGATED, USD/HA) | 168.0314
2009 | 17071 | CROPLAND (NON-IRRIGATED, USD/HA) | 442.3179
2009 | 21101 | CROPLAND (NON-IRRIGATED, USD/HA) | 323.7075
2009 | 37089 | CROPLAND (NON-IRRIGATED, USD/HA) | 127.2591
2009 | 47077 | CROPLAND (NON-IRRIGATED, USD/HA) | 164.3248
2008 | 17071 | CROPLAND (NON-IRRIGATED, USD/HA) | 400.3101
2008 | 21101 | CROPLAND (NON-IRRIGATED, USD/HA) | 284.1707
2008 | 37089 | CROPLAND (NON-IRRIGATED, USD/HA) | 160.6182
2008 | 48213 | CROPLAND (NON-IRRIGATED, USD/HA) | 30.8881
2024 | 18063 | CROPLAND (NON-IRRIGATED, USD/HA) | 632.5888
2023 | 18063 | CROPLAND (NON-IRRIGATED, USD/HA) | 612.8204
2022 | 18063 | CROPLAND (NON-IRRIGATED, USD/HA) | 570.8125
2021 | 18063 | CROPLAND (NON-IRRIGATED, USD/HA) | 563.3994
2020 | 18063 | CROPLAND (NON-IRRIGATED, USD/HA) | 518.9205
2019 | 18063 | CROPLAND (NON-IRRIGATED, USD/HA) | 531.2758
2017 | 18063 | CROPLAND (NON-IRRIGATED, USD/HA) | 509.0363
2016 | 18063 | CROPLAND (NON-IRRIGATED, USD/HA) | 499.1521
2014 | 18063 | CROPLAND (NON-IRRIGATED, USD/HA) | 506.5652
2013 | 18063 | CROPLAND (NON-IRRIGATED, USD/HA) | 471.9706
2012 | 18063 | CROPLAND (NON-IRRIGATED, USD/HA) | 471.9706
2011 | 18063 | CROPLAND (NON-IRRIGATED, USD/HA) | 425.0206
2010 | 18063 | CROPLAND (NON-IRRIGATED, USD/HA) | 343.476
2009 | 18063 | CROPLAND (NON-IRRIGATED, USD/HA) | 370.6575
2008 | 18063 | CROPLAND (NON-IRRIGATED, USD/HA) | 343.476
2020 | 12051 | CROPLAND (NON-IRRIGATED, USD/HA) | 400.3101
2017 | 12051 | CROPLAND (NON-IRRIGATED, USD/HA) | 96.3709
2024 | 27053 | CROPLAND (NON-IRRIGATED, USD/HA) | 387.9549
2023 | 27053 | CROPLAND (NON-IRRIGATED, USD/HA) | 415.1364
2022 | 27053 | CROPLAND (NON-IRRIGATED, USD/HA) | 383.0127
2021 | 27053 | CROPLAND (NON-IRRIGATED, USD/HA) | 358.3023
2020 | 27053 | CROPLAND (NON-IRRIGATED, USD/HA) | 338.5338
2019 | 27053 | CROPLAND (NON-IRRIGATED, USD/HA) | 338.5338
2017 | 27053 | CROPLAND (NON-IRRIGATED, USD/HA) | 323.7075
2016 | 27053 | CROPLAND (NON-IRRIGATED, USD/HA) | 328.6497
2014 | 27053 | CROPLAND (NON-IRRIGATED, USD/HA) | 350.8891
2013 | 27053 | CROPLAND (NON-IRRIGATED, USD/HA) | 311.3523
2012 | 27053 | CROPLAND (NON-IRRIGATED, USD/HA) | 276.7576
2011 | 27053 | CROPLAND (NON-IRRIGATED, USD/HA) | 284.1707
2010 | 27053 | CROPLAND (NON-IRRIGATED, USD/HA) | 203.8616
2009 | 27053 | CROPLAND (NON-IRRIGATED, USD/HA) | 198.9195
2008 | 27053 | CROPLAND (NON-IRRIGATED, USD/HA) | 193.9774
2024 | 1067 | CROPLAND (NON-IRRIGATED, USD/HA) | 126.0236
2024 | 18065 | CROPLAND (NON-IRRIGATED, USD/HA) | 531.2758
2024 | 19087 | CROPLAND (NON-IRRIGATED, USD/HA) | 644.944
2024 | 21103 | CROPLAND (NON-IRRIGATED, USD/HA) | 219.9235
2024 | 29083 | CROPLAND (NON-IRRIGATED, USD/HA) | 256.9892
2024 | 47079 | CROPLAND (NON-IRRIGATED, USD/HA) | 358.3023
2024 | 51089 | CROPLAND (NON-IRRIGATED, USD/HA) | 48.1855
2023 | 1067 | CROPLAND (NON-IRRIGATED, USD/HA) | 112.4328
2023 | 17073 | CROPLAND (NON-IRRIGATED, USD/HA) | 672.1256
2023 | 18065 | CROPLAND (NON-IRRIGATED, USD/HA) | 575.7546
2023 | 19087 | CROPLAND (NON-IRRIGATED, USD/HA) | 617.7625
2023 | 21103 | CROPLAND (NON-IRRIGATED, USD/HA) | 269.3444
2023 | 29083 | CROPLAND (NON-IRRIGATED, USD/HA) | 266.8734
2023 | 39069 | CROPLAND (NON-IRRIGATED, USD/HA) | 501.6232
2023 | 47079 | CROPLAND (NON-IRRIGATED, USD/HA) | 284.1707
2023 | 51089 | CROPLAND (NON-IRRIGATED, USD/HA) | 45.7144
2022 | 1067 | CROPLAND (NON-IRRIGATED, USD/HA) | 123.5525
2022 | 17073 | CROPLAND (NON-IRRIGATED, USD/HA) | 649.8862
2022 | 18065 | CROPLAND (NON-IRRIGATED, USD/HA) | 518.9205
2022 | 19087 | CROPLAND (NON-IRRIGATED, USD/HA) | 578.2257
2022 | 29083 | CROPLAND (NON-IRRIGATED, USD/HA) | 256.9892
2022 | 39069 | CROPLAND (NON-IRRIGATED, USD/HA) | 454.6732
2022 | 47079 | CROPLAND (NON-IRRIGATED, USD/HA) | 286.6418
2022 | 51089 | CROPLAND (NON-IRRIGATED, USD/HA) | 46.95
2021 | 1067 | CROPLAND (NON-IRRIGATED, USD/HA) | 122.317
2021 | 17073 | CROPLAND (NON-IRRIGATED, USD/HA) | 585.6389
2021 | 18065 | CROPLAND (NON-IRRIGATED, USD/HA) | 484.3258
2021 | 19087 | CROPLAND (NON-IRRIGATED, USD/HA) | 538.6889
2021 | 21103 | CROPLAND (NON-IRRIGATED, USD/HA) | 228.5721
2021 | 29083 | CROPLAND (NON-IRRIGATED, USD/HA) | 238.4563
2021 | 39069 | CROPLAND (NON-IRRIGATED, USD/HA) | 415.1364
2021 | 47079 | CROPLAND (NON-IRRIGATED, USD/HA) | 306.4102
2021 | 51089 | CROPLAND (NON-IRRIGATED, USD/HA) | 53.1276
2020 | 1067 | CROPLAND (NON-IRRIGATED, USD/HA) | 122.317
2020 | 17073 | CROPLAND (NON-IRRIGATED, USD/HA) | 590.581
2020 | 18065 | CROPLAND (NON-IRRIGATED, USD/HA) | 511.5073
2020 | 19087 | CROPLAND (NON-IRRIGATED, USD/HA) | 546.102
2020 | 21103 | CROPLAND (NON-IRRIGATED, USD/HA) | 210.0393
2020 | 29083 | CROPLAND (NON-IRRIGATED, USD/HA) | 207.5682
2020 | 39069 | CROPLAND (NON-IRRIGATED, USD/HA) | 420.0785
2020 | 47079 | CROPLAND (NON-IRRIGATED, USD/HA) | 261.9313
2020 | 51089 | CROPLAND (NON-IRRIGATED, USD/HA) | 76.6025
2019 | 1067 | CROPLAND (NON-IRRIGATED, USD/HA) | 108.7262
2019 | 17073 | CROPLAND (NON-IRRIGATED, USD/HA) | 573.2836
2019 | 19087 | CROPLAND (NON-IRRIGATED, USD/HA) | 541.1599
2019 | 21103 | CROPLAND (NON-IRRIGATED, USD/HA) | 214.9813
2019 | 29083 | CROPLAND (NON-IRRIGATED, USD/HA) | 191.5064
2019 | 39069 | CROPLAND (NON-IRRIGATED, USD/HA) | 415.1364
2019 | 47079 | CROPLAND (NON-IRRIGATED, USD/HA) | 254.5181
2019 | 51089 | CROPLAND (NON-IRRIGATED, USD/HA) | 51.892
2017 | 1067 | CROPLAND (NON-IRRIGATED, USD/HA) | 95.1354
2017 | 17073 | CROPLAND (NON-IRRIGATED, USD/HA) | 568.3415
2017 | 18065 | CROPLAND (NON-IRRIGATED, USD/HA) | 476.9126
2017 | 19087 | CROPLAND (NON-IRRIGATED, USD/HA) | 531.2758
2017 | 21103 | CROPLAND (NON-IRRIGATED, USD/HA) | 217.4524
2017 | 29083 | CROPLAND (NON-IRRIGATED, USD/HA) | 196.4485
2017 | 39069 | CROPLAND (NON-IRRIGATED, USD/HA) | 425.0206
2017 | 47079 | CROPLAND (NON-IRRIGATED, USD/HA) | 222.3945
2017 | 51089 | CROPLAND (NON-IRRIGATED, USD/HA) | 51.892
2016 | 1067 | CROPLAND (NON-IRRIGATED, USD/HA) | 100.0775
2016 | 17073 | CROPLAND (NON-IRRIGATED, USD/HA) | 568.3415
2016 | 18065 | CROPLAND (NON-IRRIGATED, USD/HA) | 494.21
2016 | 19087 | CROPLAND (NON-IRRIGATED, USD/HA) | 563.3994
2016 | 21103 | CROPLAND (NON-IRRIGATED, USD/HA) | 182.8577
2016 | 29083 | CROPLAND (NON-IRRIGATED, USD/HA) | 200.155
2016 | 39069 | CROPLAND (NON-IRRIGATED, USD/HA) | 434.9048
2016 | 47079 | CROPLAND (NON-IRRIGATED, USD/HA) | 276.7576
2014 | 1067 | CROPLAND (NON-IRRIGATED, USD/HA) | 106.2552
2014 | 17073 | CROPLAND (NON-IRRIGATED, USD/HA) | 588.1099
2014 | 18065 | CROPLAND (NON-IRRIGATED, USD/HA) | 518.9205
2014 | 19087 | CROPLAND (NON-IRRIGATED, USD/HA) | 558.4573
2014 | 21103 | CROPLAND (NON-IRRIGATED, USD/HA) | 197.684
2014 | 29083 | CROPLAND (NON-IRRIGATED, USD/HA) | 205.0971
2014 | 39069 | CROPLAND (NON-IRRIGATED, USD/HA) | 437.3759
2014 | 47079 | CROPLAND (NON-IRRIGATED, USD/HA) | 229.8076
2014 | 51089 | CROPLAND (NON-IRRIGATED, USD/HA) | 37.0658
2013 | 1067 | CROPLAND (NON-IRRIGATED, USD/HA) | 108.7262
2013 | 17073 | CROPLAND (NON-IRRIGATED, USD/HA) | 607.8783
2013 | 18065 | CROPLAND (NON-IRRIGATED, USD/HA) | 447.26
2013 | 19087 | CROPLAND (NON-IRRIGATED, USD/HA) | 573.2836
2013 | 21103 | CROPLAND (NON-IRRIGATED, USD/HA) | 210.0393
2013 | 29083 | CROPLAND (NON-IRRIGATED, USD/HA) | 196.4485
2013 | 39069 | CROPLAND (NON-IRRIGATED, USD/HA) | 434.9048
2013 | 47079 | CROPLAND (NON-IRRIGATED, USD/HA) | 252.0471
2013 | 51089 | CROPLAND (NON-IRRIGATED, USD/HA) | 29.6526
2012 | 1067 | CROPLAND (NON-IRRIGATED, USD/HA) | 111.1972
2012 | 17073 | CROPLAND (NON-IRRIGATED, USD/HA) | 523.8626
2012 | 19087 | CROPLAND (NON-IRRIGATED, USD/HA) | 476.9126
2012 | 21103 | CROPLAND (NON-IRRIGATED, USD/HA) | 221.159
2012 | 29083 | CROPLAND (NON-IRRIGATED, USD/HA) | 130.9657
2012 | 39069 | CROPLAND (NON-IRRIGATED, USD/HA) | 353.3601
2012 | 47079 | CROPLAND (NON-IRRIGATED, USD/HA) | 232.2787
2012 | 51089 | CROPLAND (NON-IRRIGATED, USD/HA) | 48.1855
2011 | 1067 | CROPLAND (NON-IRRIGATED, USD/HA) | 114.9038
2011 | 17073 | CROPLAND (NON-IRRIGATED, USD/HA) | 467.0285
2011 | 18065 | CROPLAND (NON-IRRIGATED, USD/HA) | 387.9549
2011 | 19087 | CROPLAND (NON-IRRIGATED, USD/HA) | 437.3759
2011 | 21103 | CROPLAND (NON-IRRIGATED, USD/HA) | 190.2708
2011 | 29083 | CROPLAND (NON-IRRIGATED, USD/HA) | 124.788
2011 | 39069 | CROPLAND (NON-IRRIGATED, USD/HA) | 341.0049
2011 | 47079 | CROPLAND (NON-IRRIGATED, USD/HA) | 210.0393
2011 | 51089 | CROPLAND (NON-IRRIGATED, USD/HA) | 59.3052
2010 | 1067 | CROPLAND (NON-IRRIGATED, USD/HA) | 108.7262
2010 | 17073 | CROPLAND (NON-IRRIGATED, USD/HA) | 410.1943
2010 | 18065 | CROPLAND (NON-IRRIGATED, USD/HA) | 360.7733
2010 | 19087 | CROPLAND (NON-IRRIGATED, USD/HA) | 415.1364
2010 | 29083 | CROPLAND (NON-IRRIGATED, USD/HA) | 142.0854
2010 | 39069 | CROPLAND (NON-IRRIGATED, USD/HA) | 298.9971
2010 | 47079 | CROPLAND (NON-IRRIGATED, USD/HA) | 237.2208
2009 | 1067 | CROPLAND (NON-IRRIGATED, USD/HA) | 111.1972
2009 | 17073 | CROPLAND (NON-IRRIGATED, USD/HA) | 417.6074
2009 | 18065 | CROPLAND (NON-IRRIGATED, USD/HA) | 333.5917
2009 | 19087 | CROPLAND (NON-IRRIGATED, USD/HA) | 439.8469
2009 | 21103 | CROPLAND (NON-IRRIGATED, USD/HA) | 180.3867
2009 | 29083 | CROPLAND (NON-IRRIGATED, USD/HA) | 130.9657
2009 | 39069 | CROPLAND (NON-IRRIGATED, USD/HA) | 303.9391
2009 | 47079 | CROPLAND (NON-IRRIGATED, USD/HA) | 238.4563
2009 | 51089 | CROPLAND (NON-IRRIGATED, USD/HA) | 76.6025
2008 | 1067 | CROPLAND (NON-IRRIGATED, USD/HA) | 106.2552
2008 | 17073 | CROPLAND (NON-IRRIGATED, USD/HA) | 432.4337
2008 | 18065 | CROPLAND (NON-IRRIGATED, USD/HA) | 328.6497
2008 | 19087 | CROPLAND (NON-IRRIGATED, USD/HA) | 454.6732
2008 | 21103 | CROPLAND (NON-IRRIGATED, USD/HA) | 168.0314
2008 | 29083 | CROPLAND (NON-IRRIGATED, USD/HA) | 119.8459
2008 | 39069 | CROPLAND (NON-IRRIGATED, USD/HA) | 313.8234
2024 | 36043 | CROPLAND (NON-IRRIGATED, USD/HA) | 103.7841
2023 | 36043 | CROPLAND (NON-IRRIGATED, USD/HA) | 150.734
2022 | 36043 | CROPLAND (NON-IRRIGATED, USD/HA) | 130.9657
2021 | 36043 | CROPLAND (NON-IRRIGATED, USD/HA) | 112.4328
2020 | 36043 | CROPLAND (NON-IRRIGATED, USD/HA) | 143.3209
2019 | 36043 | CROPLAND (NON-IRRIGATED, USD/HA) | 144.5564
2017 | 36043 | CROPLAND (NON-IRRIGATED, USD/HA) | 119.8459
2016 | 36043 | CROPLAND (NON-IRRIGATED, USD/HA) | 121.0815
2014 | 36043 | CROPLAND (NON-IRRIGATED, USD/HA) | 101.3131
2013 | 36043 | CROPLAND (NON-IRRIGATED, USD/HA) | 97.6065
2012 | 36043 | CROPLAND (NON-IRRIGATED, USD/HA) | 84.0157
2011 | 36043 | CROPLAND (NON-IRRIGATED, USD/HA) | 70.4249
2010 | 36043 | CROPLAND (NON-IRRIGATED, USD/HA) | 84.0157
2009 | 36043 | CROPLAND (NON-IRRIGATED, USD/HA) | 85.2512
2008 | 36043 | CROPLAND (NON-IRRIGATED, USD/HA) | 74.1315
2024 | 12053 | CROPLAND (NON-IRRIGATED, USD/HA) | 71.6604
2023 | 12053 | CROPLAND (NON-IRRIGATED, USD/HA) | 74.1315
2021 | 12053 | CROPLAND (NON-IRRIGATED, USD/HA) | 48.1855
2020 | 12053 | CROPLAND (NON-IRRIGATED, USD/HA) | 45.7144
2019 | 12053 | CROPLAND (NON-IRRIGATED, USD/HA) | 45.7144
2017 | 12053 | CROPLAND (NON-IRRIGATED, USD/HA) | 49.421
2016 | 12053 | CROPLAND (NON-IRRIGATED, USD/HA) | 54.3631
2014 | 12053 | CROPLAND (NON-IRRIGATED, USD/HA) | 54.3631
2024 | 37091 | CROPLAND (NON-IRRIGATED, USD/HA) | 274.2865
2023 | 37091 | CROPLAND (NON-IRRIGATED, USD/HA) | 298.9971
2022 | 37091 | CROPLAND (NON-IRRIGATED, USD/HA) | 261.9313
2021 | 37091 | CROPLAND (NON-IRRIGATED, USD/HA) | 289.1128
2020 | 37091 | CROPLAND (NON-IRRIGATED, USD/HA) | 259.4602
2019 | 37091 | CROPLAND (NON-IRRIGATED, USD/HA) | 269.3444
2017 | 37091 | CROPLAND (NON-IRRIGATED, USD/HA) | 244.6339
2016 | 37091 | CROPLAND (NON-IRRIGATED, USD/HA) | 244.6339
2014 | 37091 | CROPLAND (NON-IRRIGATED, USD/HA) | 212.5103
2013 | 37091 | CROPLAND (NON-IRRIGATED, USD/HA) | 218.6879
2012 | 37091 | CROPLAND (NON-IRRIGATED, USD/HA) | 207.5682
2011 | 37091 | CROPLAND (NON-IRRIGATED, USD/HA) | 180.3867
2010 | 37091 | CROPLAND (NON-IRRIGATED, USD/HA) | 174.209
2009 | 37091 | CROPLAND (NON-IRRIGATED, USD/HA) | 153.2051
2024 | 38041 | CROPLAND (NON-IRRIGATED, USD/HA) | 122.317
2023 | 38041 | CROPLAND (NON-IRRIGATED, USD/HA) | 114.9038
2022 | 38041 | CROPLAND (NON-IRRIGATED, USD/HA) | 118.6104
2021 | 38041 | CROPLAND (NON-IRRIGATED, USD/HA) | 109.9617
2020 | 38041 | CROPLAND (NON-IRRIGATED, USD/HA) | 103.7841
2019 | 38041 | CROPLAND (NON-IRRIGATED, USD/HA) | 106.2552
2017 | 38041 | CROPLAND (NON-IRRIGATED, USD/HA) | 101.3131
2016 | 38041 | CROPLAND (NON-IRRIGATED, USD/HA) | 102.5486
2014 | 38041 | CROPLAND (NON-IRRIGATED, USD/HA) | 101.3131
2013 | 38041 | CROPLAND (NON-IRRIGATED, USD/HA) | 91.4288
2012 | 38041 | CROPLAND (NON-IRRIGATED, USD/HA) | 87.7223
2011 | 38041 | CROPLAND (NON-IRRIGATED, USD/HA) | 85.2512
2010 | 38041 | CROPLAND (NON-IRRIGATED, USD/HA) | 82.7802
2009 | 38041 | CROPLAND (NON-IRRIGATED, USD/HA) | 80.3091
2008 | 38041 | CROPLAND (NON-IRRIGATED, USD/HA) | 71.6604
2024 | 21105 | CROPLAND (NON-IRRIGATED, USD/HA) | 425.0206
2024 | 47081 | CROPLAND (NON-IRRIGATED, USD/HA) | 119.8459
2023 | 21105 | CROPLAND (NON-IRRIGATED, USD/HA) | 427.4916
2023 | 47081 | CROPLAND (NON-IRRIGATED, USD/HA) | 113.6683
2022 | 21105 | CROPLAND (NON-IRRIGATED, USD/HA) | 385.4838
2022 | 47081 | CROPLAND (NON-IRRIGATED, USD/HA) | 126.0236
2021 | 21105 | CROPLAND (NON-IRRIGATED, USD/HA) | 383.0127
2021 | 47081 | CROPLAND (NON-IRRIGATED, USD/HA) | 150.734
2020 | 21105 | CROPLAND (NON-IRRIGATED, USD/HA) | 385.4838
2020 | 47081 | CROPLAND (NON-IRRIGATED, USD/HA) | 126.0236
2019 | 21105 | CROPLAND (NON-IRRIGATED, USD/HA) | 410.1943
2019 | 47081 | CROPLAND (NON-IRRIGATED, USD/HA) | 135.9077
2017 | 21105 | CROPLAND (NON-IRRIGATED, USD/HA) | 378.0707
2017 | 47081 | CROPLAND (NON-IRRIGATED, USD/HA) | 158.1472
2016 | 21105 | CROPLAND (NON-IRRIGATED, USD/HA) | 380.5417
2016 | 47081 | CROPLAND (NON-IRRIGATED, USD/HA) | 158.1472
2014 | 21105 | CROPLAND (NON-IRRIGATED, USD/HA) | 378.0707
2014 | 47081 | CROPLAND (NON-IRRIGATED, USD/HA) | 185.3287
2013 | 21105 | CROPLAND (NON-IRRIGATED, USD/HA) | 333.5917
2013 | 47081 | CROPLAND (NON-IRRIGATED, USD/HA) | 148.263
2012 | 21105 | CROPLAND (NON-IRRIGATED, USD/HA) | 296.526
2012 | 47081 | CROPLAND (NON-IRRIGATED, USD/HA) | 133.4367
2011 | 21105 | CROPLAND (NON-IRRIGATED, USD/HA) | 256.9892
2010 | 21105 | CROPLAND (NON-IRRIGATED, USD/HA) | 244.6339
2010 | 47081 | CROPLAND (NON-IRRIGATED, USD/HA) | 96.3709
2009 | 21105 | CROPLAND (NON-IRRIGATED, USD/HA) | 252.0471
2009 | 47081 | CROPLAND (NON-IRRIGATED, USD/HA) | 91.4288
2008 | 21105 | CROPLAND (NON-IRRIGATED, USD/HA) | 210.0393
2024 | 29085 | CROPLAND (NON-IRRIGATED, USD/HA) | 98.842
2023 | 29085 | CROPLAND (NON-IRRIGATED, USD/HA) | 150.734
2022 | 29085 | CROPLAND (NON-IRRIGATED, USD/HA) | 144.5564
2021 | 29085 | CROPLAND (NON-IRRIGATED, USD/HA) | 96.3709
2020 | 29085 | CROPLAND (NON-IRRIGATED, USD/HA) | 79.0736
2019 | 29085 | CROPLAND (NON-IRRIGATED, USD/HA) | 79.0736
2017 | 29085 | CROPLAND (NON-IRRIGATED, USD/HA) | 82.7802
2016 | 29085 | CROPLAND (NON-IRRIGATED, USD/HA) | 90.1933
2014 | 29085 | CROPLAND (NON-IRRIGATED, USD/HA) | 85.2512
2013 | 29085 | CROPLAND (NON-IRRIGATED, USD/HA) | 95.1354
2012 | 29085 | CROPLAND (NON-IRRIGATED, USD/HA) | 56.8342
2011 | 29085 | CROPLAND (NON-IRRIGATED, USD/HA) | 96.3709
2009 | 29085 | CROPLAND (NON-IRRIGATED, USD/HA) | 114.9038
2024 | 48215 | CROPLAND (NON-IRRIGATED, USD/HA) | 159.3827
2023 | 48215 | CROPLAND (NON-IRRIGATED, USD/HA) | 132.2012
2022 | 48215 | CROPLAND (NON-IRRIGATED, USD/HA) | 122.317
2021 | 48215 | CROPLAND (NON-IRRIGATED, USD/HA) | 134.6722
2020 | 48215 | CROPLAND (NON-IRRIGATED, USD/HA) | 107.4907
2019 | 48215 | CROPLAND (NON-IRRIGATED, USD/HA) | 108.7262
2017 | 48215 | CROPLAND (NON-IRRIGATED, USD/HA) | 108.7262
2016 | 48215 | CROPLAND (NON-IRRIGATED, USD/HA) | 100.0775
2014 | 48215 | CROPLAND (NON-IRRIGATED, USD/HA) | 105.0196
2013 | 48215 | CROPLAND (NON-IRRIGATED, USD/HA) | 102.5486
2012 | 48215 | CROPLAND (NON-IRRIGATED, USD/HA) | 103.7841
2011 | 48215 | CROPLAND (NON-IRRIGATED, USD/HA) | 106.2552
2010 | 48215 | CROPLAND (NON-IRRIGATED, USD/HA) | 87.7223
2009 | 48215 | CROPLAND (NON-IRRIGATED, USD/HA) | 101.3131
2024 | 39071 | CROPLAND (NON-IRRIGATED, USD/HA) | 397.839
2024 | 51091 | CROPLAND (NON-IRRIGATED, USD/HA) | 53.1276
2023 | 39071 | CROPLAND (NON-IRRIGATED, USD/HA) | 353.3601
2023 | 51091 | CROPLAND (NON-IRRIGATED, USD/HA) | 58.0697
2022 | 39071 | CROPLAND (NON-IRRIGATED, USD/HA) | 402.7811
2022 | 51091 | CROPLAND (NON-IRRIGATED, USD/HA) | 67.9539
2021 | 39071 | CROPLAND (NON-IRRIGATED, USD/HA) | 387.9549
2021 | 51091 | CROPLAND (NON-IRRIGATED, USD/HA) | 55.5986
2020 | 39071 | CROPLAND (NON-IRRIGATED, USD/HA) | 360.7733
2020 | 51091 | CROPLAND (NON-IRRIGATED, USD/HA) | 65.4828
2019 | 39071 | CROPLAND (NON-IRRIGATED, USD/HA) | 353.3601
2019 | 51091 | CROPLAND (NON-IRRIGATED, USD/HA) | 61.7762
2017 | 39071 | CROPLAND (NON-IRRIGATED, USD/HA) | 323.7075
2017 | 51091 | CROPLAND (NON-IRRIGATED, USD/HA) | 69.1894
2016 | 39071 | CROPLAND (NON-IRRIGATED, USD/HA) | 311.3523
2016 | 51091 | CROPLAND (NON-IRRIGATED, USD/HA) | 76.6025
2014 | 39071 | CROPLAND (NON-IRRIGATED, USD/HA) | 308.8813
2013 | 39071 | CROPLAND (NON-IRRIGATED, USD/HA) | 318.7654
2012 | 39071 | CROPLAND (NON-IRRIGATED, USD/HA) | 254.5181
2012 | 51091 | CROPLAND (NON-IRRIGATED, USD/HA) | 50.6565
2011 | 39071 | CROPLAND (NON-IRRIGATED, USD/HA) | 226.1011
2011 | 51091 | CROPLAND (NON-IRRIGATED, USD/HA) | 44.4789
2010 | 39071 | CROPLAND (NON-IRRIGATED, USD/HA) | 227.3366
2010 | 51091 | CROPLAND (NON-IRRIGATED, USD/HA) | 45.7144
2009 | 39071 | CROPLAND (NON-IRRIGATED, USD/HA) | 214.9813
2009 | 51091 | CROPLAND (NON-IRRIGATED, USD/HA) | 61.7762
2008 | 39071 | CROPLAND (NON-IRRIGATED, USD/HA) | 228.5721
2023 | 12055 | CROPLAND (NON-IRRIGATED, USD/HA) | 127.2591
2017 | 12055 | CROPLAND (NON-IRRIGATED, USD/HA) | 88.9578
2016 | 12055 | CROPLAND (NON-IRRIGATED, USD/HA) | 111.1972
2012 | 12055 | CROPLAND (NON-IRRIGATED, USD/HA) | 96.3709
2010 | 12055 | CROPLAND (NON-IRRIGATED, USD/HA) | 163.0893
2009 | 12055 | CROPLAND (NON-IRRIGATED, USD/HA) | 189.0353
2024 | 30041 | CROPLAND (NON-IRRIGATED, USD/HA) | 75.367
2024 | 48217 | CROPLAND (NON-IRRIGATED, USD/HA) | 93.8999
2023 | 30041 | CROPLAND (NON-IRRIGATED, USD/HA) | 67.9539
2022 | 30041 | CROPLAND (NON-IRRIGATED, USD/HA) | 67.9539
2022 | 48217 | CROPLAND (NON-IRRIGATED, USD/HA) | 98.842
2021 | 30041 | CROPLAND (NON-IRRIGATED, USD/HA) | 72.896
2021 | 48217 | CROPLAND (NON-IRRIGATED, USD/HA) | 74.1315
2020 | 30041 | CROPLAND (NON-IRRIGATED, USD/HA) | 66.7184
2020 | 48217 | CROPLAND (NON-IRRIGATED, USD/HA) | 82.7802
2019 | 30041 | CROPLAND (NON-IRRIGATED, USD/HA) | 64.2473
2019 | 48217 | CROPLAND (NON-IRRIGATED, USD/HA) | 91.4288
2017 | 30041 | CROPLAND (NON-IRRIGATED, USD/HA) | 60.5407
2017 | 48217 | CROPLAND (NON-IRRIGATED, USD/HA) | 81.5447
2016 | 30041 | CROPLAND (NON-IRRIGATED, USD/HA) | 70.4249
2016 | 48217 | CROPLAND (NON-IRRIGATED, USD/HA) | 84.0157
2014 | 30041 | CROPLAND (NON-IRRIGATED, USD/HA) | 70.4249
2013 | 30041 | CROPLAND (NON-IRRIGATED, USD/HA) | 53.1276
2013 | 48217 | CROPLAND (NON-IRRIGATED, USD/HA) | 86.4868
2012 | 30041 | CROPLAND (NON-IRRIGATED, USD/HA) | 54.3631
2012 | 48217 | CROPLAND (NON-IRRIGATED, USD/HA) | 84.0157
2011 | 30041 | CROPLAND (NON-IRRIGATED, USD/HA) | 59.3052
2011 | 48217 | CROPLAND (NON-IRRIGATED, USD/HA) | 84.0157
2010 | 30041 | CROPLAND (NON-IRRIGATED, USD/HA) | 46.95
2010 | 48217 | CROPLAND (NON-IRRIGATED, USD/HA) | 59.3052
2009 | 30041 | CROPLAND (NON-IRRIGATED, USD/HA) | 53.1276
2009 | 48217 | CROPLAND (NON-IRRIGATED, USD/HA) | 58.0697
2008 | 30041 | CROPLAND (NON-IRRIGATED, USD/HA) | 51.892
2008 | 48217 | CROPLAND (NON-IRRIGATED, USD/HA) | 74.1315
2024 | 12057 | CROPLAND (NON-IRRIGATED, USD/HA) | 50.6565
2024 | 33011 | CROPLAND (NON-IRRIGATED, USD/HA) | 116.1393
2023 | 12057 | CROPLAND (NON-IRRIGATED, USD/HA) | 123.5525
2023 | 33011 | CROPLAND (NON-IRRIGATED, USD/HA) | 138.3788
2022 | 12057 | CROPLAND (NON-IRRIGATED, USD/HA) | 148.263
2022 | 33011 | CROPLAND (NON-IRRIGATED, USD/HA) | 98.842
2019 | 12057 | CROPLAND (NON-IRRIGATED, USD/HA) | 66.7184
2017 | 12057 | CROPLAND (NON-IRRIGATED, USD/HA) | 45.7144
2016 | 12057 | CROPLAND (NON-IRRIGATED, USD/HA) | 58.0697
2014 | 12057 | CROPLAND (NON-IRRIGATED, USD/HA) | 64.2473
2012 | 12057 | CROPLAND (NON-IRRIGATED, USD/HA) | 51.892
2011 | 12057 | CROPLAND (NON-IRRIGATED, USD/HA) | 65.4828
2010 | 12057 | CROPLAND (NON-IRRIGATED, USD/HA) | 84.0157
2024 | 26059 | CROPLAND (NON-IRRIGATED, USD/HA) | 345.947
2023 | 26059 | CROPLAND (NON-IRRIGATED, USD/HA) | 328.6497
2022 | 26059 | CROPLAND (NON-IRRIGATED, USD/HA) | 341.0049
2021 | 26059 | CROPLAND (NON-IRRIGATED, USD/HA) | 296.526
2020 | 26059 | CROPLAND (NON-IRRIGATED, USD/HA) | 303.9391
2019 | 26059 | CROPLAND (NON-IRRIGATED, USD/HA) | 308.8813
2017 | 26059 | CROPLAND (NON-IRRIGATED, USD/HA) | 296.526
2016 | 26059 | CROPLAND (NON-IRRIGATED, USD/HA) | 336.0628
2014 | 26059 | CROPLAND (NON-IRRIGATED, USD/HA) | 348.418
2013 | 26059 | CROPLAND (NON-IRRIGATED, USD/HA) | 269.3444
2012 | 26059 | CROPLAND (NON-IRRIGATED, USD/HA) | 259.4602
2011 | 26059 | CROPLAND (NON-IRRIGATED, USD/HA) | 227.3366
2010 | 26059 | CROPLAND (NON-IRRIGATED, USD/HA) | 232.2787
2009 | 26059 | CROPLAND (NON-IRRIGATED, USD/HA) | 226.1011
2008 | 26059 | CROPLAND (NON-IRRIGATED, USD/HA) | 190.2708
2024 | 28049 | CROPLAND (NON-IRRIGATED, USD/HA) | 133.4367
2023 | 28049 | CROPLAND (NON-IRRIGATED, USD/HA) | 161.8538
2022 | 28049 | CROPLAND (NON-IRRIGATED, USD/HA) | 159.3827
2021 | 28049 | CROPLAND (NON-IRRIGATED, USD/HA) | 164.3248
2020 | 28049 | CROPLAND (NON-IRRIGATED, USD/HA) | 150.734
2019 | 28049 | CROPLAND (NON-IRRIGATED, USD/HA) | 145.7919
2017 | 28049 | CROPLAND (NON-IRRIGATED, USD/HA) | 138.3788
2016 | 28049 | CROPLAND (NON-IRRIGATED, USD/HA) | 149.4985
2014 | 28049 | CROPLAND (NON-IRRIGATED, USD/HA) | 135.9077
2013 | 28049 | CROPLAND (NON-IRRIGATED, USD/HA) | 130.9657
2012 | 28049 | CROPLAND (NON-IRRIGATED, USD/HA) | 112.4328
2011 | 28049 | CROPLAND (NON-IRRIGATED, USD/HA) | 103.7841
2010 | 28049 | CROPLAND (NON-IRRIGATED, USD/HA) | 118.6104
2009 | 28049 | CROPLAND (NON-IRRIGATED, USD/HA) | 112.4328
2024 | 31087 | CROPLAND (NON-IRRIGATED, USD/HA) | 132.2012
2023 | 31087 | CROPLAND (NON-IRRIGATED, USD/HA) | 132.2012
2022 | 31087 | CROPLAND (NON-IRRIGATED, USD/HA) | 134.6722
2021 | 31087 | CROPLAND (NON-IRRIGATED, USD/HA) | 124.788
2020 | 31087 | CROPLAND (NON-IRRIGATED, USD/HA) | 124.788
2019 | 31087 | CROPLAND (NON-IRRIGATED, USD/HA) | 128.4946
2017 | 31087 | CROPLAND (NON-IRRIGATED, USD/HA) | 122.317
2016 | 31087 | CROPLAND (NON-IRRIGATED, USD/HA) | 128.4946
2014 | 31087 | CROPLAND (NON-IRRIGATED, USD/HA) | 122.317
2013 | 31087 | CROPLAND (NON-IRRIGATED, USD/HA) | 117.3749
2012 | 31087 | CROPLAND (NON-IRRIGATED, USD/HA) | 100.0775
2011 | 31087 | CROPLAND (NON-IRRIGATED, USD/HA) | 103.7841
2010 | 31087 | CROPLAND (NON-IRRIGATED, USD/HA) | 88.9578
2009 | 31087 | CROPLAND (NON-IRRIGATED, USD/HA) | 88.9578
2024 | 39073 | CROPLAND (NON-IRRIGATED, USD/HA) | 279.2287
2023 | 39073 | CROPLAND (NON-IRRIGATED, USD/HA) | 223.63
2022 | 39073 | CROPLAND (NON-IRRIGATED, USD/HA) | 242.1629
2021 | 39073 | CROPLAND (NON-IRRIGATED, USD/HA) | 229.8076
2017 | 39073 | CROPLAND (NON-IRRIGATED, USD/HA) | 237.2208
2016 | 39073 | CROPLAND (NON-IRRIGATED, USD/HA) | 232.2787
2014 | 39073 | CROPLAND (NON-IRRIGATED, USD/HA) | 229.8076
2013 | 39073 | CROPLAND (NON-IRRIGATED, USD/HA) | 222.3945
2012 | 39073 | CROPLAND (NON-IRRIGATED, USD/HA) | 219.9235
2011 | 39073 | CROPLAND (NON-IRRIGATED, USD/HA) | 153.2051
2010 | 39073 | CROPLAND (NON-IRRIGATED, USD/HA) | 145.7919
2009 | 39073 | CROPLAND (NON-IRRIGATED, USD/HA) | 139.6143
2023 | 48219 | CROPLAND (NON-IRRIGATED, USD/HA) | 74.1315
2022 | 48219 | CROPLAND (NON-IRRIGATED, USD/HA) | 105.0196
2021 | 48219 | CROPLAND (NON-IRRIGATED, USD/HA) | 106.2552
2020 | 48219 | CROPLAND (NON-IRRIGATED, USD/HA) | 95.1354
2019 | 48219 | CROPLAND (NON-IRRIGATED, USD/HA) | 98.842
2017 | 48219 | CROPLAND (NON-IRRIGATED, USD/HA) | 96.3709
2016 | 48219 | CROPLAND (NON-IRRIGATED, USD/HA) | 93.8999
2014 | 48219 | CROPLAND (NON-IRRIGATED, USD/HA) | 98.842
2013 | 48219 | CROPLAND (NON-IRRIGATED, USD/HA) | 80.3091
2012 | 48219 | CROPLAND (NON-IRRIGATED, USD/HA) | 81.5447
2011 | 48219 | CROPLAND (NON-IRRIGATED, USD/HA) | 81.5447
2010 | 48219 | CROPLAND (NON-IRRIGATED, USD/HA) | 81.5447
2009 | 48219 | CROPLAND (NON-IRRIGATED, USD/HA) | 64.2473
2024 | 20083 | CROPLAND (NON-IRRIGATED, USD/HA) | 88.9578
2023 | 20083 | CROPLAND (NON-IRRIGATED, USD/HA) | 79.0736
2022 | 20083 | CROPLAND (NON-IRRIGATED, USD/HA) | 90.1933
2021 | 20083 | CROPLAND (NON-IRRIGATED, USD/HA) | 79.0736
2020 | 20083 | CROPLAND (NON-IRRIGATED, USD/HA) | 81.5447
2016 | 20083 | CROPLAND (NON-IRRIGATED, USD/HA) | 87.7223
2014 | 20083 | CROPLAND (NON-IRRIGATED, USD/HA) | 74.1315
2013 | 20083 | CROPLAND (NON-IRRIGATED, USD/HA) | 72.896
2012 | 20083 | CROPLAND (NON-IRRIGATED, USD/HA) | 79.0736
2011 | 20083 | CROPLAND (NON-IRRIGATED, USD/HA) | 80.3091
2010 | 20083 | CROPLAND (NON-IRRIGATED, USD/HA) | 81.5447
2009 | 20083 | CROPLAND (NON-IRRIGATED, USD/HA) | 72.896
2023 | 37093 | CROPLAND (NON-IRRIGATED, USD/HA) | 150.734
2022 | 37093 | CROPLAND (NON-IRRIGATED, USD/HA) | 161.8538
2021 | 37093 | CROPLAND (NON-IRRIGATED, USD/HA) | 153.2051
2020 | 37093 | CROPLAND (NON-IRRIGATED, USD/HA) | 135.9077
2019 | 37093 | CROPLAND (NON-IRRIGATED, USD/HA) | 118.6104
2017 | 37093 | CROPLAND (NON-IRRIGATED, USD/HA) | 121.0815
2016 | 37093 | CROPLAND (NON-IRRIGATED, USD/HA) | 123.5525
2014 | 37093 | CROPLAND (NON-IRRIGATED, USD/HA) | 135.9077
2010 | 37093 | CROPLAND (NON-IRRIGATED, USD/HA) | 126.0236
2009 | 37093 | CROPLAND (NON-IRRIGATED, USD/HA) | 126.0236
2024 | 12059 | CROPLAND (NON-IRRIGATED, USD/HA) | 124.788
2024 | 28051 | CROPLAND (NON-IRRIGATED, USD/HA) | 353.3601
2024 | 39075 | CROPLAND (NON-IRRIGATED, USD/HA) | 296.526
2023 | 12059 | CROPLAND (NON-IRRIGATED, USD/HA) | 148.263
2023 | 28051 | CROPLAND (NON-IRRIGATED, USD/HA) | 311.3523
2023 | 39075 | CROPLAND (NON-IRRIGATED, USD/HA) | 311.3523
2022 | 12059 | CROPLAND (NON-IRRIGATED, USD/HA) | 144.5564
2022 | 28051 | CROPLAND (NON-IRRIGATED, USD/HA) | 289.1128
2022 | 39075 | CROPLAND (NON-IRRIGATED, USD/HA) | 245.8695
2021 | 12059 | CROPLAND (NON-IRRIGATED, USD/HA) | 114.9038
2021 | 28051 | CROPLAND (NON-IRRIGATED, USD/HA) | 311.3523
2021 | 39075 | CROPLAND (NON-IRRIGATED, USD/HA) | 256.9892
2020 | 12059 | CROPLAND (NON-IRRIGATED, USD/HA) | 112.4328
2020 | 28051 | CROPLAND (NON-IRRIGATED, USD/HA) | 286.6418
2020 | 39075 | CROPLAND (NON-IRRIGATED, USD/HA) | 259.4602
2019 | 12059 | CROPLAND (NON-IRRIGATED, USD/HA) | 119.8459
2019 | 28051 | CROPLAND (NON-IRRIGATED, USD/HA) | 289.1128
2019 | 39075 | CROPLAND (NON-IRRIGATED, USD/HA) | 276.7576
2017 | 12059 | CROPLAND (NON-IRRIGATED, USD/HA) | 106.2552
2017 | 28051 | CROPLAND (NON-IRRIGATED, USD/HA) | 294.055
2017 | 39075 | CROPLAND (NON-IRRIGATED, USD/HA) | 274.2865
2016 | 12059 | CROPLAND (NON-IRRIGATED, USD/HA) | 101.3131
2016 | 28051 | CROPLAND (NON-IRRIGATED, USD/HA) | 266.8734
2016 | 39075 | CROPLAND (NON-IRRIGATED, USD/HA) | 271.8155
2014 | 12059 | CROPLAND (NON-IRRIGATED, USD/HA) | 106.2552
2014 | 28051 | CROPLAND (NON-IRRIGATED, USD/HA) | 245.8695
2014 | 39075 | CROPLAND (NON-IRRIGATED, USD/HA) | 274.2865
2013 | 12059 | CROPLAND (NON-IRRIGATED, USD/HA) | 96.3709
2013 | 28051 | CROPLAND (NON-IRRIGATED, USD/HA) | 247.105
2013 | 39075 | CROPLAND (NON-IRRIGATED, USD/HA) | 266.8734
2012 | 12059 | CROPLAND (NON-IRRIGATED, USD/HA) | 93.8999
2012 | 28051 | CROPLAND (NON-IRRIGATED, USD/HA) | 254.5181
2012 | 39075 | CROPLAND (NON-IRRIGATED, USD/HA) | 228.5721
2011 | 12059 | CROPLAND (NON-IRRIGATED, USD/HA) | 87.7223
2011 | 28051 | CROPLAND (NON-IRRIGATED, USD/HA) | 235.9853
2011 | 39075 | CROPLAND (NON-IRRIGATED, USD/HA) | 182.8577
2010 | 12059 | CROPLAND (NON-IRRIGATED, USD/HA) | 91.4288
2010 | 28051 | CROPLAND (NON-IRRIGATED, USD/HA) | 235.9853
2010 | 39075 | CROPLAND (NON-IRRIGATED, USD/HA) | 155.6762
2009 | 12059 | CROPLAND (NON-IRRIGATED, USD/HA) | 85.2512
2009 | 28051 | CROPLAND (NON-IRRIGATED, USD/HA) | 247.105
2009 | 39075 | CROPLAND (NON-IRRIGATED, USD/HA) | 165.5603
2008 | 28051 | CROPLAND (NON-IRRIGATED, USD/HA) | 207.5682
2008 | 39075 | CROPLAND (NON-IRRIGATED, USD/HA) | 169.2669
2024 | 29087 | CROPLAND (NON-IRRIGATED, USD/HA) | 560.9284
2024 | 31089 | CROPLAND (NON-IRRIGATED, USD/HA) | 223.63
2023 | 29087 | CROPLAND (NON-IRRIGATED, USD/HA) | 462.0863
2023 | 31089 | CROPLAND (NON-IRRIGATED, USD/HA) | 203.8616
2022 | 29087 | CROPLAND (NON-IRRIGATED, USD/HA) | 506.5652
2022 | 31089 | CROPLAND (NON-IRRIGATED, USD/HA) | 180.3867
2021 | 29087 | CROPLAND (NON-IRRIGATED, USD/HA) | 476.9126
2021 | 31089 | CROPLAND (NON-IRRIGATED, USD/HA) | 181.6222
2020 | 29087 | CROPLAND (NON-IRRIGATED, USD/HA) | 432.4337
2019 | 29087 | CROPLAND (NON-IRRIGATED, USD/HA) | 407.7233
2019 | 31089 | CROPLAND (NON-IRRIGATED, USD/HA) | 171.738
2017 | 29087 | CROPLAND (NON-IRRIGATED, USD/HA) | 427.4916
2016 | 29087 | CROPLAND (NON-IRRIGATED, USD/HA) | 444.789
2016 | 31089 | CROPLAND (NON-IRRIGATED, USD/HA) | 145.7919
2014 | 29087 | CROPLAND (NON-IRRIGATED, USD/HA) | 491.7389
2013 | 29087 | CROPLAND (NON-IRRIGATED, USD/HA) | 491.7389
2013 | 31089 | CROPLAND (NON-IRRIGATED, USD/HA) | 196.4485
2012 | 29087 | CROPLAND (NON-IRRIGATED, USD/HA) | 437.3759
2012 | 31089 | CROPLAND (NON-IRRIGATED, USD/HA) | 139.6143
2011 | 29087 | CROPLAND (NON-IRRIGATED, USD/HA) | 417.6074
2011 | 31089 | CROPLAND (NON-IRRIGATED, USD/HA) | 123.5525
2010 | 29087 | CROPLAND (NON-IRRIGATED, USD/HA) | 341.0049
2009 | 29087 | CROPLAND (NON-IRRIGATED, USD/HA) | 326.1786
2009 | 31089 | CROPLAND (NON-IRRIGATED, USD/HA) | 111.1972
2008 | 29087 | CROPLAND (NON-IRRIGATED, USD/HA) | 276.7576
2008 | 31089 | CROPLAND (NON-IRRIGATED, USD/HA) | 155.6762
2017 | 15003 | CROPLAND (NON-IRRIGATED, USD/HA) | 568.3415
2011 | 15003 | CROPLAND (NON-IRRIGATED, USD/HA) | 439.8469
2010 | 15003 | CROPLAND (NON-IRRIGATED, USD/HA) | 444.789
2024 | 48221 | CROPLAND (NON-IRRIGATED, USD/HA) | 53.1276
2023 | 48221 | CROPLAND (NON-IRRIGATED, USD/HA) | 50.6565
2022 | 48221 | CROPLAND (NON-IRRIGATED, USD/HA) | 53.1276
2021 | 48221 | CROPLAND (NON-IRRIGATED, USD/HA) | 40.7723
2020 | 48221 | CROPLAND (NON-IRRIGATED, USD/HA) | 61.7762
2019 | 48221 | CROPLAND (NON-IRRIGATED, USD/HA) | 43.2434
2017 | 48221 | CROPLAND (NON-IRRIGATED, USD/HA) | 43.2434
2016 | 48221 | CROPLAND (NON-IRRIGATED, USD/HA) | 44.4789
2014 | 48221 | CROPLAND (NON-IRRIGATED, USD/HA) | 46.95
2013 | 48221 | CROPLAND (NON-IRRIGATED, USD/HA) | 43.2434
2012 | 48221 | CROPLAND (NON-IRRIGATED, USD/HA) | 42.0078
2011 | 48221 | CROPLAND (NON-IRRIGATED, USD/HA) | 49.421
2010 | 48221 | CROPLAND (NON-IRRIGATED, USD/HA) | 42.0078
2009 | 48221 | CROPLAND (NON-IRRIGATED, USD/HA) | 34.5947
2024 | 48223 | CROPLAND (NON-IRRIGATED, USD/HA) | 71.6604
2023 | 21107 | CROPLAND (NON-IRRIGATED, USD/HA) | 387.9549
2023 | 48223 | CROPLAND (NON-IRRIGATED, USD/HA) | 59.3052
2022 | 21107 | CROPLAND (NON-IRRIGATED, USD/HA) | 341.0049
2022 | 48223 | CROPLAND (NON-IRRIGATED, USD/HA) | 44.4789
2021 | 21107 | CROPLAND (NON-IRRIGATED, USD/HA) | 298.9971
2021 | 48223 | CROPLAND (NON-IRRIGATED, USD/HA) | 77.8381
2020 | 48223 | CROPLAND (NON-IRRIGATED, USD/HA) | 58.0697
2019 | 48223 | CROPLAND (NON-IRRIGATED, USD/HA) | 65.4828
2017 | 21107 | CROPLAND (NON-IRRIGATED, USD/HA) | 296.526
2017 | 48223 | CROPLAND (NON-IRRIGATED, USD/HA) | 59.3052
2016 | 21107 | CROPLAND (NON-IRRIGATED, USD/HA) | 321.2365
2016 | 48223 | CROPLAND (NON-IRRIGATED, USD/HA) | 65.4828
2014 | 21107 | CROPLAND (NON-IRRIGATED, USD/HA) | 333.5917
2013 | 21107 | CROPLAND (NON-IRRIGATED, USD/HA) | 294.055
2011 | 48223 | CROPLAND (NON-IRRIGATED, USD/HA) | 55.5986
2010 | 21107 | CROPLAND (NON-IRRIGATED, USD/HA) | 326.1786
2010 | 48223 | CROPLAND (NON-IRRIGATED, USD/HA) | 56.8342
2009 | 21107 | CROPLAND (NON-IRRIGATED, USD/HA) | 303.9391
2008 | 48223 | CROPLAND (NON-IRRIGATED, USD/HA) | 45.7144
2024 | 45051 | CROPLAND (NON-IRRIGATED, USD/HA) | 176.6801
2023 | 45051 | CROPLAND (NON-IRRIGATED, USD/HA) | 211.2748
2021 | 45051 | CROPLAND (NON-IRRIGATED, USD/HA) | 174.209
2020 | 45051 | CROPLAND (NON-IRRIGATED, USD/HA) | 158.1472
2019 | 45051 | CROPLAND (NON-IRRIGATED, USD/HA) | 172.9735
2017 | 45051 | CROPLAND (NON-IRRIGATED, USD/HA) | 186.5643
2016 | 45051 | CROPLAND (NON-IRRIGATED, USD/HA) | 197.684
2014 | 45051 | CROPLAND (NON-IRRIGATED, USD/HA) | 202.6261
2013 | 45051 | CROPLAND (NON-IRRIGATED, USD/HA) | 155.6762
2012 | 45051 | CROPLAND (NON-IRRIGATED, USD/HA) | 130.9657
2011 | 45051 | CROPLAND (NON-IRRIGATED, USD/HA) | 103.7841
2010 | 45051 | CROPLAND (NON-IRRIGATED, USD/HA) | 100.0775
2009 | 45051 | CROPLAND (NON-IRRIGATED, USD/HA) | 101.3131
2008 | 45051 | CROPLAND (NON-IRRIGATED, USD/HA) | 97.6065
2024 | 5059 | CROPLAND (NON-IRRIGATED, USD/HA) | 50.6565
2023 | 5059 | CROPLAND (NON-IRRIGATED, USD/HA) | 53.1276
2022 | 5059 | CROPLAND (NON-IRRIGATED, USD/HA) | 48.1855
2021 | 5059 | CROPLAND (NON-IRRIGATED, USD/HA) | 53.1276
2020 | 5059 | CROPLAND (NON-IRRIGATED, USD/HA) | 34.5947
2019 | 5059 | CROPLAND (NON-IRRIGATED, USD/HA) | 45.7144
2017 | 5059 | CROPLAND (NON-IRRIGATED, USD/HA) | 48.1855
2016 | 5059 | CROPLAND (NON-IRRIGATED, USD/HA) | 37.0658
2014 | 5059 | CROPLAND (NON-IRRIGATED, USD/HA) | 32.1236
2013 | 5059 | CROPLAND (NON-IRRIGATED, USD/HA) | 27.1816
2012 | 5059 | CROPLAND (NON-IRRIGATED, USD/HA) | 46.95
2010 | 5059 | CROPLAND (NON-IRRIGATED, USD/HA) | 55.5986
2009 | 5059 | CROPLAND (NON-IRRIGATED, USD/HA) | 44.4789
2024 | 1069 | CROPLAND (NON-IRRIGATED, USD/HA) | 156.9117
2024 | 27055 | CROPLAND (NON-IRRIGATED, USD/HA) | 518.9205
2024 | 47083 | CROPLAND (NON-IRRIGATED, USD/HA) | 79.0736
2024 | 48225 | CROPLAND (NON-IRRIGATED, USD/HA) | 46.95
2023 | 1069 | CROPLAND (NON-IRRIGATED, USD/HA) | 142.0854
2023 | 13153 | CROPLAND (NON-IRRIGATED, USD/HA) | 143.3209
2023 | 27055 | CROPLAND (NON-IRRIGATED, USD/HA) | 546.102
2023 | 47083 | CROPLAND (NON-IRRIGATED, USD/HA) | 80.3091
2023 | 48225 | CROPLAND (NON-IRRIGATED, USD/HA) | 39.5368
2022 | 1069 | CROPLAND (NON-IRRIGATED, USD/HA) | 144.5564
2022 | 13153 | CROPLAND (NON-IRRIGATED, USD/HA) | 142.0854
2022 | 27055 | CROPLAND (NON-IRRIGATED, USD/HA) | 511.5073
2022 | 47083 | CROPLAND (NON-IRRIGATED, USD/HA) | 49.421
2022 | 48225 | CROPLAND (NON-IRRIGATED, USD/HA) | 29.6526
2021 | 1069 | CROPLAND (NON-IRRIGATED, USD/HA) | 148.263
2021 | 13153 | CROPLAND (NON-IRRIGATED, USD/HA) | 121.0815
2021 | 27055 | CROPLAND (NON-IRRIGATED, USD/HA) | 444.789
2021 | 47083 | CROPLAND (NON-IRRIGATED, USD/HA) | 56.8342
2021 | 48225 | CROPLAND (NON-IRRIGATED, USD/HA) | 51.892
2020 | 1069 | CROPLAND (NON-IRRIGATED, USD/HA) | 149.4985
2020 | 13153 | CROPLAND (NON-IRRIGATED, USD/HA) | 124.788
2020 | 27055 | CROPLAND (NON-IRRIGATED, USD/HA) | 444.789
2020 | 47083 | CROPLAND (NON-IRRIGATED, USD/HA) | 59.3052
2020 | 48225 | CROPLAND (NON-IRRIGATED, USD/HA) | 50.6565
2019 | 1069 | CROPLAND (NON-IRRIGATED, USD/HA) | 130.9657
2019 | 13153 | CROPLAND (NON-IRRIGATED, USD/HA) | 113.6683
2019 | 27055 | CROPLAND (NON-IRRIGATED, USD/HA) | 407.7233
2019 | 48225 | CROPLAND (NON-IRRIGATED, USD/HA) | 54.3631
2017 | 1069 | CROPLAND (NON-IRRIGATED, USD/HA) | 112.4328
2017 | 13153 | CROPLAND (NON-IRRIGATED, USD/HA) | 102.5486
2017 | 27055 | CROPLAND (NON-IRRIGATED, USD/HA) | 439.8469
2017 | 48225 | CROPLAND (NON-IRRIGATED, USD/HA) | 44.4789
2016 | 1069 | CROPLAND (NON-IRRIGATED, USD/HA) | 108.7262
2016 | 13153 | CROPLAND (NON-IRRIGATED, USD/HA) | 93.8999
2016 | 27055 | CROPLAND (NON-IRRIGATED, USD/HA) | 464.5574
2016 | 48225 | CROPLAND (NON-IRRIGATED, USD/HA) | 46.95
2014 | 1069 | CROPLAND (NON-IRRIGATED, USD/HA) | 123.5525
2014 | 13153 | CROPLAND (NON-IRRIGATED, USD/HA) | 127.2591
2014 | 27055 | CROPLAND (NON-IRRIGATED, USD/HA) | 452.2022
2014 | 48225 | CROPLAND (NON-IRRIGATED, USD/HA) | 50.6565
2013 | 1069 | CROPLAND (NON-IRRIGATED, USD/HA) | 111.1972
2013 | 13153 | CROPLAND (NON-IRRIGATED, USD/HA) | 111.1972
2013 | 27055 | CROPLAND (NON-IRRIGATED, USD/HA) | 457.1442
2013 | 47083 | CROPLAND (NON-IRRIGATED, USD/HA) | 111.1972
2013 | 48225 | CROPLAND (NON-IRRIGATED, USD/HA) | 56.8342
2012 | 1069 | CROPLAND (NON-IRRIGATED, USD/HA) | 108.7262
2012 | 13153 | CROPLAND (NON-IRRIGATED, USD/HA) | 88.9578
2012 | 27055 | CROPLAND (NON-IRRIGATED, USD/HA) | 402.7811
2012 | 48225 | CROPLAND (NON-IRRIGATED, USD/HA) | 58.0697
2011 | 1069 | CROPLAND (NON-IRRIGATED, USD/HA) | 124.788
2011 | 13153 | CROPLAND (NON-IRRIGATED, USD/HA) | 126.0236
2011 | 27055 | CROPLAND (NON-IRRIGATED, USD/HA) | 353.3601
2011 | 47083 | CROPLAND (NON-IRRIGATED, USD/HA) | 106.2552
2011 | 48225 | CROPLAND (NON-IRRIGATED, USD/HA) | 74.1315
2010 | 1069 | CROPLAND (NON-IRRIGATED, USD/HA) | 118.6104
2010 | 13153 | CROPLAND (NON-IRRIGATED, USD/HA) | 81.5447
2010 | 27055 | CROPLAND (NON-IRRIGATED, USD/HA) | 316.2944
2010 | 48225 | CROPLAND (NON-IRRIGATED, USD/HA) | 58.0697
2009 | 1069 | CROPLAND (NON-IRRIGATED, USD/HA) | 123.5525
2009 | 13153 | CROPLAND (NON-IRRIGATED, USD/HA) | 109.9617
2009 | 27055 | CROPLAND (NON-IRRIGATED, USD/HA) | 311.3523
2008 | 1069 | CROPLAND (NON-IRRIGATED, USD/HA) | 109.9617
2008 | 27055 | CROPLAND (NON-IRRIGATED, USD/HA) | 311.3523
2024 | 5061 | CROPLAND (NON-IRRIGATED, USD/HA) | 82.7802
2024 | 29089 | CROPLAND (NON-IRRIGATED, USD/HA) | 326.1786
2024 | 48227 | CROPLAND (NON-IRRIGATED, USD/HA) | 92.6644
2023 | 5061 | CROPLAND (NON-IRRIGATED, USD/HA) | 118.6104
2023 | 18067 | CROPLAND (NON-IRRIGATED, USD/HA) | 585.6389
2023 | 19089 | CROPLAND (NON-IRRIGATED, USD/HA) | 654.8283
2023 | 29089 | CROPLAND (NON-IRRIGATED, USD/HA) | 387.9549
2023 | 31093 | CROPLAND (NON-IRRIGATED, USD/HA) | 345.947
2023 | 48227 | CROPLAND (NON-IRRIGATED, USD/HA) | 79.0736
2022 | 5061 | CROPLAND (NON-IRRIGATED, USD/HA) | 81.5447
2022 | 18067 | CROPLAND (NON-IRRIGATED, USD/HA) | 543.631
2022 | 19089 | CROPLAND (NON-IRRIGATED, USD/HA) | 580.6967
2022 | 29089 | CROPLAND (NON-IRRIGATED, USD/HA) | 345.947
2022 | 31093 | CROPLAND (NON-IRRIGATED, USD/HA) | 301.4681
2021 | 5061 | CROPLAND (NON-IRRIGATED, USD/HA) | 59.3052
2021 | 18067 | CROPLAND (NON-IRRIGATED, USD/HA) | 555.9863
2021 | 19089 | CROPLAND (NON-IRRIGATED, USD/HA) | 563.3994
2021 | 29089 | CROPLAND (NON-IRRIGATED, USD/HA) | 373.1286
2021 | 31093 | CROPLAND (NON-IRRIGATED, USD/HA) | 294.055
2020 | 5061 | CROPLAND (NON-IRRIGATED, USD/HA) | 46.95
2020 | 18067 | CROPLAND (NON-IRRIGATED, USD/HA) | 531.2758
2020 | 19089 | CROPLAND (NON-IRRIGATED, USD/HA) | 538.6889
2020 | 29089 | CROPLAND (NON-IRRIGATED, USD/HA) | 360.7733
2020 | 31093 | CROPLAND (NON-IRRIGATED, USD/HA) | 289.1128
2020 | 48227 | CROPLAND (NON-IRRIGATED, USD/HA) | 86.4868
2019 | 5061 | CROPLAND (NON-IRRIGATED, USD/HA) | 71.6604
2019 | 18067 | CROPLAND (NON-IRRIGATED, USD/HA) | 543.631
2019 | 19089 | CROPLAND (NON-IRRIGATED, USD/HA) | 526.3337
2019 | 29089 | CROPLAND (NON-IRRIGATED, USD/HA) | 291.5839
2019 | 31093 | CROPLAND (NON-IRRIGATED, USD/HA) | 321.2365
2019 | 48227 | CROPLAND (NON-IRRIGATED, USD/HA) | 77.8381
2017 | 5061 | CROPLAND (NON-IRRIGATED, USD/HA) | 60.5407
2017 | 19089 | CROPLAND (NON-IRRIGATED, USD/HA) | 585.6389
2017 | 24027 | CROPLAND (NON-IRRIGATED, USD/HA) | 179.1511
2017 | 29089 | CROPLAND (NON-IRRIGATED, USD/HA) | 296.526
2017 | 31093 | CROPLAND (NON-IRRIGATED, USD/HA) | 276.7576
2017 | 48227 | CROPLAND (NON-IRRIGATED, USD/HA) | 74.1315
2016 | 5061 | CROPLAND (NON-IRRIGATED, USD/HA) | 66.7184
2016 | 18067 | CROPLAND (NON-IRRIGATED, USD/HA) | 555.9863
2016 | 19089 | CROPLAND (NON-IRRIGATED, USD/HA) | 602.9362
2016 | 24027 | CROPLAND (NON-IRRIGATED, USD/HA) | 182.8577
2016 | 29089 | CROPLAND (NON-IRRIGATED, USD/HA) | 298.9971
2016 | 31093 | CROPLAND (NON-IRRIGATED, USD/HA) | 276.7576
2014 | 5061 | CROPLAND (NON-IRRIGATED, USD/HA) | 46.95
2014 | 18067 | CROPLAND (NON-IRRIGATED, USD/HA) | 555.9863
2014 | 19089 | CROPLAND (NON-IRRIGATED, USD/HA) | 612.8204
2014 | 29089 | CROPLAND (NON-IRRIGATED, USD/HA) | 252.0471
2014 | 31093 | CROPLAND (NON-IRRIGATED, USD/HA) | 298.9971
2013 | 5061 | CROPLAND (NON-IRRIGATED, USD/HA) | 46.95
2013 | 19089 | CROPLAND (NON-IRRIGATED, USD/HA) | 602.9362
2013 | 24027 | CROPLAND (NON-IRRIGATED, USD/HA) | 189.0353
2013 | 29089 | CROPLAND (NON-IRRIGATED, USD/HA) | 284.1707
2013 | 31093 | CROPLAND (NON-IRRIGATED, USD/HA) | 284.1707
2013 | 48227 | CROPLAND (NON-IRRIGATED, USD/HA) | 79.0736
2012 | 5061 | CROPLAND (NON-IRRIGATED, USD/HA) | 37.0658
2012 | 19089 | CROPLAND (NON-IRRIGATED, USD/HA) | 612.8204
2012 | 24027 | CROPLAND (NON-IRRIGATED, USD/HA) | 165.5603
2012 | 29089 | CROPLAND (NON-IRRIGATED, USD/HA) | 296.526
2012 | 31093 | CROPLAND (NON-IRRIGATED, USD/HA) | 254.5181
2011 | 5061 | CROPLAND (NON-IRRIGATED, USD/HA) | 50.6565
2011 | 19089 | CROPLAND (NON-IRRIGATED, USD/HA) | 439.8469
2011 | 24027 | CROPLAND (NON-IRRIGATED, USD/HA) | 163.0893
2011 | 29089 | CROPLAND (NON-IRRIGATED, USD/HA) | 222.3945
2011 | 31093 | CROPLAND (NON-IRRIGATED, USD/HA) | 222.3945
2011 | 48227 | CROPLAND (NON-IRRIGATED, USD/HA) | 61.7762
2010 | 5061 | CROPLAND (NON-IRRIGATED, USD/HA) | 63.0118
2010 | 18067 | CROPLAND (NON-IRRIGATED, USD/HA) | 380.5417
2010 | 19089 | CROPLAND (NON-IRRIGATED, USD/HA) | 410.1943
2010 | 24027 | CROPLAND (NON-IRRIGATED, USD/HA) | 171.738
2010 | 29089 | CROPLAND (NON-IRRIGATED, USD/HA) | 223.63
2010 | 48227 | CROPLAND (NON-IRRIGATED, USD/HA) | 74.1315
2009 | 5061 | CROPLAND (NON-IRRIGATED, USD/HA) | 48.1855
2009 | 18067 | CROPLAND (NON-IRRIGATED, USD/HA) | 417.6074
2009 | 19089 | CROPLAND (NON-IRRIGATED, USD/HA) | 434.9048
2009 | 24027 | CROPLAND (NON-IRRIGATED, USD/HA) | 150.734
2009 | 29089 | CROPLAND (NON-IRRIGATED, USD/HA) | 223.63
2009 | 31093 | CROPLAND (NON-IRRIGATED, USD/HA) | 197.684
2009 | 48227 | CROPLAND (NON-IRRIGATED, USD/HA) | 54.3631
2008 | 18067 | CROPLAND (NON-IRRIGATED, USD/HA) | 425.0206
2008 | 19089 | CROPLAND (NON-IRRIGATED, USD/HA) | 395.368
2008 | 31093 | CROPLAND (NON-IRRIGATED, USD/HA) | 161.8538
2024 | 29091 | CROPLAND (NON-IRRIGATED, USD/HA) | 171.738
2019 | 29091 | CROPLAND (NON-IRRIGATED, USD/HA) | 65.4828
2017 | 29091 | CROPLAND (NON-IRRIGATED, USD/HA) | 69.1894
2016 | 29091 | CROPLAND (NON-IRRIGATED, USD/HA) | 70.4249
2014 | 29091 | CROPLAND (NON-IRRIGATED, USD/HA) | 72.896
2013 | 29091 | CROPLAND (NON-IRRIGATED, USD/HA) | 77.8381
2012 | 29091 | CROPLAND (NON-IRRIGATED, USD/HA) | 82.7802
2010 | 29091 | CROPLAND (NON-IRRIGATED, USD/HA) | 86.4868
2009 | 29091 | CROPLAND (NON-IRRIGATED, USD/HA) | 79.0736
2024 | 27057 | CROPLAND (NON-IRRIGATED, USD/HA) | 40.7723
2023 | 27057 | CROPLAND (NON-IRRIGATED, USD/HA) | 58.0697
2022 | 27057 | CROPLAND (NON-IRRIGATED, USD/HA) | 49.421
2021 | 27057 | CROPLAND (NON-IRRIGATED, USD/HA) | 44.4789
2020 | 27057 | CROPLAND (NON-IRRIGATED, USD/HA) | 54.3631
2019 | 27057 | CROPLAND (NON-IRRIGATED, USD/HA) | 51.892
2017 | 27057 | CROPLAND (NON-IRRIGATED, USD/HA) | 60.5407
2016 | 27057 | CROPLAND (NON-IRRIGATED, USD/HA) | 53.1276
2014 | 27057 | CROPLAND (NON-IRRIGATED, USD/HA) | 39.5368
2010 | 27057 | CROPLAND (NON-IRRIGATED, USD/HA) | 45.7144
2009 | 27057 | CROPLAND (NON-IRRIGATED, USD/HA) | 45.7144
2024 | 40063 | CROPLAND (NON-IRRIGATED, USD/HA) | 48.1855
2024 | 46065 | CROPLAND (NON-IRRIGATED, USD/HA) | 227.3366
2023 | 40063 | CROPLAND (NON-IRRIGATED, USD/HA) | 44.4789
2023 | 46065 | CROPLAND (NON-IRRIGATED, USD/HA) | 196.4485
2022 | 40063 | CROPLAND (NON-IRRIGATED, USD/HA) | 38.3013
2022 | 46065 | CROPLAND (NON-IRRIGATED, USD/HA) | 197.684
2021 | 40063 | CROPLAND (NON-IRRIGATED, USD/HA) | 38.3013
2021 | 46065 | CROPLAND (NON-IRRIGATED, USD/HA) | 198.9195
2020 | 40063 | CROPLAND (NON-IRRIGATED, USD/HA) | 40.7723
2020 | 46065 | CROPLAND (NON-IRRIGATED, USD/HA) | 176.6801
2019 | 40063 | CROPLAND (NON-IRRIGATED, USD/HA) | 42.0078
2019 | 46065 | CROPLAND (NON-IRRIGATED, USD/HA) | 164.3248
2017 | 40063 | CROPLAND (NON-IRRIGATED, USD/HA) | 33.3592
2017 | 46065 | CROPLAND (NON-IRRIGATED, USD/HA) | 184.0932
2016 | 40063 | CROPLAND (NON-IRRIGATED, USD/HA) | 35.8302
2016 | 46065 | CROPLAND (NON-IRRIGATED, USD/HA) | 203.8616
2014 | 40063 | CROPLAND (NON-IRRIGATED, USD/HA) | 39.5368
2014 | 46065 | CROPLAND (NON-IRRIGATED, USD/HA) | 180.3867
2013 | 40063 | CROPLAND (NON-IRRIGATED, USD/HA) | 42.0078
2013 | 46065 | CROPLAND (NON-IRRIGATED, USD/HA) | 163.0893
2012 | 40063 | CROPLAND (NON-IRRIGATED, USD/HA) | 35.8302
2012 | 46065 | CROPLAND (NON-IRRIGATED, USD/HA) | 145.7919
2011 | 40063 | CROPLAND (NON-IRRIGATED, USD/HA) | 43.2434
2011 | 46065 | CROPLAND (NON-IRRIGATED, USD/HA) | 133.4367
2010 | 40063 | CROPLAND (NON-IRRIGATED, USD/HA) | 56.8342
2010 | 46065 | CROPLAND (NON-IRRIGATED, USD/HA) | 107.4907
2009 | 40063 | CROPLAND (NON-IRRIGATED, USD/HA) | 39.5368
2009 | 46065 | CROPLAND (NON-IRRIGATED, USD/HA) | 108.7262
2008 | 46065 | CROPLAND (NON-IRRIGATED, USD/HA) | 108.7262
2024 | 6023 | CROPLAND (NON-IRRIGATED, USD/HA) | 54.3631
2024 | 19091 | CROPLAND (NON-IRRIGATED, USD/HA) | 719.0756
2023 | 6023 | CROPLAND (NON-IRRIGATED, USD/HA) | 227.3366
2023 | 19091 | CROPLAND (NON-IRRIGATED, USD/HA) | 699.3071
2022 | 19091 | CROPLAND (NON-IRRIGATED, USD/HA) | 647.4151
2021 | 19091 | CROPLAND (NON-IRRIGATED, USD/HA) | 570.8125
2020 | 19091 | CROPLAND (NON-IRRIGATED, USD/HA) | 570.8125
2019 | 19091 | CROPLAND (NON-IRRIGATED, USD/HA) | 590.581
2017 | 19091 | CROPLAND (NON-IRRIGATED, USD/HA) | 593.052
2016 | 19091 | CROPLAND (NON-IRRIGATED, USD/HA) | 622.7046
2014 | 19091 | CROPLAND (NON-IRRIGATED, USD/HA) | 654.8283
2013 | 19091 | CROPLAND (NON-IRRIGATED, USD/HA) | 620.2336
2012 | 19091 | CROPLAND (NON-IRRIGATED, USD/HA) | 622.7046
2011 | 6023 | CROPLAND (NON-IRRIGATED, USD/HA) | 129.7301
2011 | 19091 | CROPLAND (NON-IRRIGATED, USD/HA) | 536.2178
2010 | 19091 | CROPLAND (NON-IRRIGATED, USD/HA) | 457.1442
2009 | 19091 | CROPLAND (NON-IRRIGATED, USD/HA) | 454.6732
2008 | 19091 | CROPLAND (NON-IRRIGATED, USD/HA) | 439.8469
2024 | 28053 | CROPLAND (NON-IRRIGATED, USD/HA) | 321.2365
2024 | 47085 | CROPLAND (NON-IRRIGATED, USD/HA) | 191.5064
2023 | 28053 | CROPLAND (NON-IRRIGATED, USD/HA) | 345.947
2023 | 47085 | CROPLAND (NON-IRRIGATED, USD/HA) | 171.738
2022 | 28053 | CROPLAND (NON-IRRIGATED, USD/HA) | 343.476
2022 | 47085 | CROPLAND (NON-IRRIGATED, USD/HA) | 142.0854
2021 | 28053 | CROPLAND (NON-IRRIGATED, USD/HA) | 308.8813
2021 | 47085 | CROPLAND (NON-IRRIGATED, USD/HA) | 148.263
2020 | 28053 | CROPLAND (NON-IRRIGATED, USD/HA) | 289.1128
2020 | 47085 | CROPLAND (NON-IRRIGATED, USD/HA) | 153.2051
2019 | 28053 | CROPLAND (NON-IRRIGATED, USD/HA) | 279.2287
2019 | 47085 | CROPLAND (NON-IRRIGATED, USD/HA) | 165.5603
2017 | 28053 | CROPLAND (NON-IRRIGATED, USD/HA) | 259.4602
2017 | 47085 | CROPLAND (NON-IRRIGATED, USD/HA) | 177.9156
2016 | 28053 | CROPLAND (NON-IRRIGATED, USD/HA) | 261.9313
2016 | 47085 | CROPLAND (NON-IRRIGATED, USD/HA) | 116.1393
2014 | 28053 | CROPLAND (NON-IRRIGATED, USD/HA) | 269.3444
2014 | 47085 | CROPLAND (NON-IRRIGATED, USD/HA) | 116.1393
2013 | 28053 | CROPLAND (NON-IRRIGATED, USD/HA) | 224.8655
2013 | 47085 | CROPLAND (NON-IRRIGATED, USD/HA) | 126.0236
2012 | 28053 | CROPLAND (NON-IRRIGATED, USD/HA) | 243.3984
2012 | 47085 | CROPLAND (NON-IRRIGATED, USD/HA) | 138.3788
2011 | 28053 | CROPLAND (NON-IRRIGATED, USD/HA) | 208.8037
2010 | 47085 | CROPLAND (NON-IRRIGATED, USD/HA) | 114.9038
2009 | 28053 | CROPLAND (NON-IRRIGATED, USD/HA) | 189.0353
2009 | 47085 | CROPLAND (NON-IRRIGATED, USD/HA) | 113.6683
2023 | 48231 | CROPLAND (NON-IRRIGATED, USD/HA) | 54.3631
2022 | 48231 | CROPLAND (NON-IRRIGATED, USD/HA) | 53.1276
2021 | 48231 | CROPLAND (NON-IRRIGATED, USD/HA) | 40.7723
2020 | 48231 | CROPLAND (NON-IRRIGATED, USD/HA) | 45.7144
2019 | 48231 | CROPLAND (NON-IRRIGATED, USD/HA) | 46.95
2017 | 48231 | CROPLAND (NON-IRRIGATED, USD/HA) | 39.5368
2016 | 48231 | CROPLAND (NON-IRRIGATED, USD/HA) | 45.7144
2014 | 48231 | CROPLAND (NON-IRRIGATED, USD/HA) | 46.95
2013 | 48231 | CROPLAND (NON-IRRIGATED, USD/HA) | 45.7144
2012 | 48231 | CROPLAND (NON-IRRIGATED, USD/HA) | 44.4789
2011 | 48231 | CROPLAND (NON-IRRIGATED, USD/HA) | 44.4789
2010 | 48231 | CROPLAND (NON-IRRIGATED, USD/HA) | 39.5368
2009 | 48231 | CROPLAND (NON-IRRIGATED, USD/HA) | 40.7723
2008 | 48231 | CROPLAND (NON-IRRIGATED, USD/HA) | 45.7144
2023 | 34019 | CROPLAND (NON-IRRIGATED, USD/HA) | 119.8459
2022 | 34019 | CROPLAND (NON-IRRIGATED, USD/HA) | 128.4946
2021 | 34019 | CROPLAND (NON-IRRIGATED, USD/HA) | 128.4946
2020 | 34019 | CROPLAND (NON-IRRIGATED, USD/HA) | 123.5525
2016 | 34019 | CROPLAND (NON-IRRIGATED, USD/HA) | 127.2591
2014 | 34019 | CROPLAND (NON-IRRIGATED, USD/HA) | 106.2552
2013 | 34019 | CROPLAND (NON-IRRIGATED, USD/HA) | 101.3131
2012 | 34019 | CROPLAND (NON-IRRIGATED, USD/HA) | 102.5486
2011 | 34019 | CROPLAND (NON-IRRIGATED, USD/HA) | 92.6644
2010 | 34019 | CROPLAND (NON-IRRIGATED, USD/HA) | 88.9578
2009 | 34019 | CROPLAND (NON-IRRIGATED, USD/HA) | 88.9578
2024 | 42061 | CROPLAND (NON-IRRIGATED, USD/HA) | 303.9391
2023 | 42061 | CROPLAND (NON-IRRIGATED, USD/HA) | 195.213
2022 | 42061 | CROPLAND (NON-IRRIGATED, USD/HA) | 174.209
2021 | 42061 | CROPLAND (NON-IRRIGATED, USD/HA) | 171.738
2020 | 42061 | CROPLAND (NON-IRRIGATED, USD/HA) | 163.0893
2019 | 42061 | CROPLAND (NON-IRRIGATED, USD/HA) | 151.9696
2017 | 42061 | CROPLAND (NON-IRRIGATED, USD/HA) | 169.2669
2016 | 42061 | CROPLAND (NON-IRRIGATED, USD/HA) | 139.6143
2014 | 42061 | CROPLAND (NON-IRRIGATED, USD/HA) | 135.9077
2013 | 42061 | CROPLAND (NON-IRRIGATED, USD/HA) | 135.9077
2012 | 42061 | CROPLAND (NON-IRRIGATED, USD/HA) | 118.6104
2011 | 42061 | CROPLAND (NON-IRRIGATED, USD/HA) | 140.8499
2010 | 42061 | CROPLAND (NON-IRRIGATED, USD/HA) | 128.4946
2009 | 42061 | CROPLAND (NON-IRRIGATED, USD/HA) | 123.5525
2008 | 42061 | CROPLAND (NON-IRRIGATED, USD/HA) | 109.9617
2024 | 18069 | CROPLAND (NON-IRRIGATED, USD/HA) | 496.681
2023 | 18069 | CROPLAND (NON-IRRIGATED, USD/HA) | 555.9863
2022 | 18069 | CROPLAND (NON-IRRIGATED, USD/HA) | 486.7969
2021 | 18069 | CROPLAND (NON-IRRIGATED, USD/HA) | 457.1442
2020 | 18069 | CROPLAND (NON-IRRIGATED, USD/HA) | 452.2022
2019 | 18069 | CROPLAND (NON-IRRIGATED, USD/HA) | 476.9126
2014 | 18069 | CROPLAND (NON-IRRIGATED, USD/HA) | 444.789
2013 | 18069 | CROPLAND (NON-IRRIGATED, USD/HA) | 412.6653
2012 | 18069 | CROPLAND (NON-IRRIGATED, USD/HA) | 348.418
2011 | 18069 | CROPLAND (NON-IRRIGATED, USD/HA) | 360.7733
2010 | 18069 | CROPLAND (NON-IRRIGATED, USD/HA) | 338.5338
2009 | 18069 | CROPLAND (NON-IRRIGATED, USD/HA) | 348.418
2008 | 18069 | CROPLAND (NON-IRRIGATED, USD/HA) | 331.1207
2023 | 26063 | CROPLAND (NON-IRRIGATED, USD/HA) | 543.631
2023 | 39077 | CROPLAND (NON-IRRIGATED, USD/HA) | 415.1364
2022 | 26063 | CROPLAND (NON-IRRIGATED, USD/HA) | 570.8125
2022 | 39077 | CROPLAND (NON-IRRIGATED, USD/HA) | 402.7811
2021 | 26063 | CROPLAND (NON-IRRIGATED, USD/HA) | 531.2758
2021 | 39077 | CROPLAND (NON-IRRIGATED, USD/HA) | 378.0707
2020 | 26063 | CROPLAND (NON-IRRIGATED, USD/HA) | 509.0363
2020 | 39077 | CROPLAND (NON-IRRIGATED, USD/HA) | 385.4838
2019 | 26063 | CROPLAND (NON-IRRIGATED, USD/HA) | 506.5652
2019 | 39077 | CROPLAND (NON-IRRIGATED, USD/HA) | 370.6575
2017 | 26063 | CROPLAND (NON-IRRIGATED, USD/HA) | 484.3258
2017 | 39077 | CROPLAND (NON-IRRIGATED, USD/HA) | 333.5917
2016 | 26063 | CROPLAND (NON-IRRIGATED, USD/HA) | 528.8047
2016 | 39077 | CROPLAND (NON-IRRIGATED, USD/HA) | 318.7654
2014 | 26063 | CROPLAND (NON-IRRIGATED, USD/HA) | 464.5574
2014 | 39077 | CROPLAND (NON-IRRIGATED, USD/HA) | 298.9971
2013 | 26063 | CROPLAND (NON-IRRIGATED, USD/HA) | 434.9048
2013 | 39077 | CROPLAND (NON-IRRIGATED, USD/HA) | 296.526
2012 | 26063 | CROPLAND (NON-IRRIGATED, USD/HA) | 434.9048
2012 | 39077 | CROPLAND (NON-IRRIGATED, USD/HA) | 296.526
2011 | 26063 | CROPLAND (NON-IRRIGATED, USD/HA) | 358.3023
2011 | 39077 | CROPLAND (NON-IRRIGATED, USD/HA) | 256.9892
2010 | 26063 | CROPLAND (NON-IRRIGATED, USD/HA) | 318.7654
2010 | 39077 | CROPLAND (NON-IRRIGATED, USD/HA) | 244.6339
2009 | 26063 | CROPLAND (NON-IRRIGATED, USD/HA) | 306.4102
2009 | 39077 | CROPLAND (NON-IRRIGATED, USD/HA) | 252.0471
2008 | 26063 | CROPLAND (NON-IRRIGATED, USD/HA) | 301.4681
2008 | 39077 | CROPLAND (NON-IRRIGATED, USD/HA) | 254.5181
2024 | 46067 | CROPLAND (NON-IRRIGATED, USD/HA) | 405.2522
2023 | 46067 | CROPLAND (NON-IRRIGATED, USD/HA) | 407.7233
2022 | 46067 | CROPLAND (NON-IRRIGATED, USD/HA) | 385.4838
2022 | 48233 | CROPLAND (NON-IRRIGATED, USD/HA) | 55.5986
2021 | 46067 | CROPLAND (NON-IRRIGATED, USD/HA) | 378.0707
2021 | 48233 | CROPLAND (NON-IRRIGATED, USD/HA) | 38.3013
2020 | 46067 | CROPLAND (NON-IRRIGATED, USD/HA) | 370.6575
2020 | 48233 | CROPLAND (NON-IRRIGATED, USD/HA) | 51.892
2019 | 46067 | CROPLAND (NON-IRRIGATED, USD/HA) | 355.8312
2019 | 48233 | CROPLAND (NON-IRRIGATED, USD/HA) | 53.1276
2017 | 46067 | CROPLAND (NON-IRRIGATED, USD/HA) | 373.1286
2016 | 46067 | CROPLAND (NON-IRRIGATED, USD/HA) | 380.5417
2016 | 48233 | CROPLAND (NON-IRRIGATED, USD/HA) | 35.8302
2014 | 46067 | CROPLAND (NON-IRRIGATED, USD/HA) | 355.8312
2014 | 48233 | CROPLAND (NON-IRRIGATED, USD/HA) | 51.892
2013 | 46067 | CROPLAND (NON-IRRIGATED, USD/HA) | 343.476
2013 | 48233 | CROPLAND (NON-IRRIGATED, USD/HA) | 58.0697
2012 | 46067 | CROPLAND (NON-IRRIGATED, USD/HA) | 261.9313
2011 | 46067 | CROPLAND (NON-IRRIGATED, USD/HA) | 238.4563
2011 | 48233 | CROPLAND (NON-IRRIGATED, USD/HA) | 51.892
2010 | 46067 | CROPLAND (NON-IRRIGATED, USD/HA) | 218.6879
2010 | 48233 | CROPLAND (NON-IRRIGATED, USD/HA) | 60.5407
2009 | 46067 | CROPLAND (NON-IRRIGATED, USD/HA) | 223.63
2009 | 48233 | CROPLAND (NON-IRRIGATED, USD/HA) | 43.2434
2008 | 46067 | CROPLAND (NON-IRRIGATED, USD/HA) | 202.6261
2024 | 37095 | CROPLAND (NON-IRRIGATED, USD/HA) | 459.6153
2024 | 46069 | CROPLAND (NON-IRRIGATED, USD/HA) | 200.155
2023 | 46069 | CROPLAND (NON-IRRIGATED, USD/HA) | 190.2708
2022 | 37095 | CROPLAND (NON-IRRIGATED, USD/HA) | 432.4337
2022 | 46069 | CROPLAND (NON-IRRIGATED, USD/HA) | 177.9156
2021 | 37095 | CROPLAND (NON-IRRIGATED, USD/HA) | 407.7233
2021 | 46069 | CROPLAND (NON-IRRIGATED, USD/HA) | 185.3287
2020 | 37095 | CROPLAND (NON-IRRIGATED, USD/HA) | 370.6575
2019 | 37095 | CROPLAND (NON-IRRIGATED, USD/HA) | 420.0785
2019 | 46069 | CROPLAND (NON-IRRIGATED, USD/HA) | 164.3248
2017 | 37095 | CROPLAND (NON-IRRIGATED, USD/HA) | 395.368
2017 | 46069 | CROPLAND (NON-IRRIGATED, USD/HA) | 144.5564
2016 | 37095 | CROPLAND (NON-IRRIGATED, USD/HA) | 365.7154
2014 | 37095 | CROPLAND (NON-IRRIGATED, USD/HA) | 370.6575
2014 | 46069 | CROPLAND (NON-IRRIGATED, USD/HA) | 154.4406
2013 | 37095 | CROPLAND (NON-IRRIGATED, USD/HA) | 311.3523
2013 | 46069 | CROPLAND (NON-IRRIGATED, USD/HA) | 135.9077
2012 | 37095 | CROPLAND (NON-IRRIGATED, USD/HA) | 279.2287
2012 | 46069 | CROPLAND (NON-IRRIGATED, USD/HA) | 135.9077
2011 | 37095 | CROPLAND (NON-IRRIGATED, USD/HA) | 276.7576
2011 | 46069 | CROPLAND (NON-IRRIGATED, USD/HA) | 121.0815
2010 | 37095 | CROPLAND (NON-IRRIGATED, USD/HA) | 252.0471
2010 | 46069 | CROPLAND (NON-IRRIGATED, USD/HA) | 101.3131
2009 | 37095 | CROPLAND (NON-IRRIGATED, USD/HA) | 261.9313
2009 | 46069 | CROPLAND (NON-IRRIGATED, USD/HA) | 77.8381
2024 | 22045 | CROPLAND (NON-IRRIGATED, USD/HA) | 227.3366
2023 | 22045 | CROPLAND (NON-IRRIGATED, USD/HA) | 231.0432
2022 | 22045 | CROPLAND (NON-IRRIGATED, USD/HA) | 218.6879
2021 | 22045 | CROPLAND (NON-IRRIGATED, USD/HA) | 247.105
2020 | 22045 | CROPLAND (NON-IRRIGATED, USD/HA) | 296.526
2019 | 22045 | CROPLAND (NON-IRRIGATED, USD/HA) | 259.4602
2016 | 22045 | CROPLAND (NON-IRRIGATED, USD/HA) | 200.155
2014 | 22045 | CROPLAND (NON-IRRIGATED, USD/HA) | 244.6339
2013 | 22045 | CROPLAND (NON-IRRIGATED, USD/HA) | 202.6261
2012 | 22045 | CROPLAND (NON-IRRIGATED, USD/HA) | 190.2708
2011 | 22045 | CROPLAND (NON-IRRIGATED, USD/HA) | 187.7998
2010 | 22045 | CROPLAND (NON-IRRIGATED, USD/HA) | 219.9235
2009 | 22045 | CROPLAND (NON-IRRIGATED, USD/HA) | 195.213
2024 | 22047 | CROPLAND (NON-IRRIGATED, USD/HA) | 108.7262
2023 | 22047 | CROPLAND (NON-IRRIGATED, USD/HA) | 116.1393
2022 | 22047 | CROPLAND (NON-IRRIGATED, USD/HA) | 76.6025
2021 | 22047 | CROPLAND (NON-IRRIGATED, USD/HA) | 106.2552
2017 | 22047 | CROPLAND (NON-IRRIGATED, USD/HA) | 106.2552
2016 | 22047 | CROPLAND (NON-IRRIGATED, USD/HA) | 87.7223
2014 | 22047 | CROPLAND (NON-IRRIGATED, USD/HA) | 108.7262
2011 | 22047 | CROPLAND (NON-IRRIGATED, USD/HA) | 116.1393
2024 | 19093 | CROPLAND (NON-IRRIGATED, USD/HA) | 790.736
2023 | 19093 | CROPLAND (NON-IRRIGATED, USD/HA) | 706.7203
2022 | 19093 | CROPLAND (NON-IRRIGATED, USD/HA) | 721.5466
2021 | 19093 | CROPLAND (NON-IRRIGATED, USD/HA) | 644.944
2020 | 19093 | CROPLAND (NON-IRRIGATED, USD/HA) | 635.0598
2019 | 19093 | CROPLAND (NON-IRRIGATED, USD/HA) | 595.5231
2017 | 19093 | CROPLAND (NON-IRRIGATED, USD/HA) | 627.6467
2016 | 19093 | CROPLAND (NON-IRRIGATED, USD/HA) | 694.365
2014 | 19093 | CROPLAND (NON-IRRIGATED, USD/HA) | 758.6123
2013 | 19093 | CROPLAND (NON-IRRIGATED, USD/HA) | 775.9097
2012 | 19093 | CROPLAND (NON-IRRIGATED, USD/HA) | 674.5966
2011 | 19093 | CROPLAND (NON-IRRIGATED, USD/HA) | 528.8047
2010 | 19093 | CROPLAND (NON-IRRIGATED, USD/HA) | 469.4995
2009 | 19093 | CROPLAND (NON-IRRIGATED, USD/HA) | 439.8469
2008 | 19093 | CROPLAND (NON-IRRIGATED, USD/HA) | 447.26
2024 | 16049 | CROPLAND (NON-IRRIGATED, USD/HA) | 180.3867
2023 | 16049 | CROPLAND (NON-IRRIGATED, USD/HA) | 182.8577
2022 | 16049 | CROPLAND (NON-IRRIGATED, USD/HA) | 186.5643
2021 | 16049 | CROPLAND (NON-IRRIGATED, USD/HA) | 154.4406
2020 | 16049 | CROPLAND (NON-IRRIGATED, USD/HA) | 164.3248
2019 | 16049 | CROPLAND (NON-IRRIGATED, USD/HA) | 143.3209
2017 | 16049 | CROPLAND (NON-IRRIGATED, USD/HA) | 150.734
2016 | 16049 | CROPLAND (NON-IRRIGATED, USD/HA) | 155.6762
2014 | 16049 | CROPLAND (NON-IRRIGATED, USD/HA) | 159.3827
2013 | 16049 | CROPLAND (NON-IRRIGATED, USD/HA) | 147.0275
2012 | 16049 | CROPLAND (NON-IRRIGATED, USD/HA) | 145.7919
2011 | 16049 | CROPLAND (NON-IRRIGATED, USD/HA) | 138.3788
2010 | 16049 | CROPLAND (NON-IRRIGATED, USD/HA) | 144.5564
2009 | 16049 | CROPLAND (NON-IRRIGATED, USD/HA) | 143.3209
2008 | 16049 | CROPLAND (NON-IRRIGATED, USD/HA) | 135.9077
2024 | 5063 | CROPLAND (NON-IRRIGATED, USD/HA) | 76.6025
2023 | 5063 | CROPLAND (NON-IRRIGATED, USD/HA) | 84.0157
2022 | 5063 | CROPLAND (NON-IRRIGATED, USD/HA) | 117.3749
2021 | 5063 | CROPLAND (NON-IRRIGATED, USD/HA) | 72.896
2020 | 5063 | CROPLAND (NON-IRRIGATED, USD/HA) | 56.8342
2019 | 5063 | CROPLAND (NON-IRRIGATED, USD/HA) | 69.1894
2017 | 5063 | CROPLAND (NON-IRRIGATED, USD/HA) | 53.1276
2016 | 5063 | CROPLAND (NON-IRRIGATED, USD/HA) | 93.8999
2014 | 5063 | CROPLAND (NON-IRRIGATED, USD/HA) | 100.0775
2013 | 5063 | CROPLAND (NON-IRRIGATED, USD/HA) | 65.4828
2012 | 5063 | CROPLAND (NON-IRRIGATED, USD/HA) | 88.9578
2011 | 5063 | CROPLAND (NON-IRRIGATED, USD/HA) | 91.4288
2010 | 5063 | CROPLAND (NON-IRRIGATED, USD/HA) | 114.9038
2009 | 5063 | CROPLAND (NON-IRRIGATED, USD/HA) | 117.3749
2009 | 12061 | CROPLAND (NON-IRRIGATED, USD/HA) | 153.2051
2024 | 42063 | CROPLAND (NON-IRRIGATED, USD/HA) | 108.7262
2023 | 42063 | CROPLAND (NON-IRRIGATED, USD/HA) | 111.1972
2022 | 42063 | CROPLAND (NON-IRRIGATED, USD/HA) | 124.788
2021 | 42063 | CROPLAND (NON-IRRIGATED, USD/HA) | 92.6644
2020 | 42063 | CROPLAND (NON-IRRIGATED, USD/HA) | 91.4288
2019 | 42063 | CROPLAND (NON-IRRIGATED, USD/HA) | 85.2512
2017 | 42063 | CROPLAND (NON-IRRIGATED, USD/HA) | 82.7802
2016 | 42063 | CROPLAND (NON-IRRIGATED, USD/HA) | 96.3709
2014 | 42063 | CROPLAND (NON-IRRIGATED, USD/HA) | 87.7223
2013 | 42063 | CROPLAND (NON-IRRIGATED, USD/HA) | 77.8381
2012 | 42063 | CROPLAND (NON-IRRIGATED, USD/HA) | 75.367
2011 | 42063 | CROPLAND (NON-IRRIGATED, USD/HA) | 76.6025
2010 | 42063 | CROPLAND (NON-IRRIGATED, USD/HA) | 67.9539
2009 | 42063 | CROPLAND (NON-IRRIGATED, USD/HA) | 64.2473
2008 | 42063 | CROPLAND (NON-IRRIGATED, USD/HA) | 53.1276
2024 | 26065 | CROPLAND (NON-IRRIGATED, USD/HA) | 341.0049
2023 | 26065 | CROPLAND (NON-IRRIGATED, USD/HA) | 323.7075
2022 | 26065 | CROPLAND (NON-IRRIGATED, USD/HA) | 341.0049
2021 | 26065 | CROPLAND (NON-IRRIGATED, USD/HA) | 336.0628
2020 | 26065 | CROPLAND (NON-IRRIGATED, USD/HA) | 328.6497
2019 | 26065 | CROPLAND (NON-IRRIGATED, USD/HA) | 321.2365
2017 | 26065 | CROPLAND (NON-IRRIGATED, USD/HA) | 271.8155
2014 | 26065 | CROPLAND (NON-IRRIGATED, USD/HA) | 284.1707
2013 | 26065 | CROPLAND (NON-IRRIGATED, USD/HA) | 254.5181
2012 | 26065 | CROPLAND (NON-IRRIGATED, USD/HA) | 256.9892
2011 | 26065 | CROPLAND (NON-IRRIGATED, USD/HA) | 187.7998
2010 | 26065 | CROPLAND (NON-IRRIGATED, USD/HA) | 177.9156
2009 | 26065 | CROPLAND (NON-IRRIGATED, USD/HA) | 169.2669
2008 | 26065 | CROPLAND (NON-IRRIGATED, USD/HA) | 171.738
2017 | 6027 | CROPLAND (NON-IRRIGATED, USD/HA) | 12.6024
2024 | 26067 | CROPLAND (NON-IRRIGATED, USD/HA) | 444.789
2023 | 26067 | CROPLAND (NON-IRRIGATED, USD/HA) | 447.26
2022 | 26067 | CROPLAND (NON-IRRIGATED, USD/HA) | 425.0206
2021 | 26067 | CROPLAND (NON-IRRIGATED, USD/HA) | 400.3101
2020 | 26067 | CROPLAND (NON-IRRIGATED, USD/HA) | 363.2443
2019 | 26067 | CROPLAND (NON-IRRIGATED, USD/HA) | 360.7733
2017 | 26067 | CROPLAND (NON-IRRIGATED, USD/HA) | 363.2443
2016 | 26067 | CROPLAND (NON-IRRIGATED, USD/HA) | 348.418
2014 | 26067 | CROPLAND (NON-IRRIGATED, USD/HA) | 321.2365
2013 | 26067 | CROPLAND (NON-IRRIGATED, USD/HA) | 323.7075
2012 | 26067 | CROPLAND (NON-IRRIGATED, USD/HA) | 313.8234
2011 | 26067 | CROPLAND (NON-IRRIGATED, USD/HA) | 240.9274
2010 | 26067 | CROPLAND (NON-IRRIGATED, USD/HA) | 216.2169
2009 | 26067 | CROPLAND (NON-IRRIGATED, USD/HA) | 211.2748
2008 | 26067 | CROPLAND (NON-IRRIGATED, USD/HA) | 217.4524
2024 | 26069 | CROPLAND (NON-IRRIGATED, USD/HA) | 153.2051
2023 | 26069 | CROPLAND (NON-IRRIGATED, USD/HA) | 93.8999
2022 | 26069 | CROPLAND (NON-IRRIGATED, USD/HA) | 117.3749
2021 | 26069 | CROPLAND (NON-IRRIGATED, USD/HA) | 114.9038
2020 | 26069 | CROPLAND (NON-IRRIGATED, USD/HA) | 109.9617
2019 | 26069 | CROPLAND (NON-IRRIGATED, USD/HA) | 90.1933
2017 | 26069 | CROPLAND (NON-IRRIGATED, USD/HA) | 81.5447
2016 | 26069 | CROPLAND (NON-IRRIGATED, USD/HA) | 88.9578
2014 | 26069 | CROPLAND (NON-IRRIGATED, USD/HA) | 72.896
2013 | 26069 | CROPLAND (NON-IRRIGATED, USD/HA) | 71.6604
2012 | 26069 | CROPLAND (NON-IRRIGATED, USD/HA) | 67.9539
2011 | 26069 | CROPLAND (NON-IRRIGATED, USD/HA) | 56.8342
2010 | 26069 | CROPLAND (NON-IRRIGATED, USD/HA) | 54.3631
2009 | 26069 | CROPLAND (NON-IRRIGATED, USD/HA) | 61.7762
2024 | 19095 | CROPLAND (NON-IRRIGATED, USD/HA) | 652.3572
2024 | 55049 | CROPLAND (NON-IRRIGATED, USD/HA) | 452.2022
2023 | 19095 | CROPLAND (NON-IRRIGATED, USD/HA) | 654.8283
2023 | 55049 | CROPLAND (NON-IRRIGATED, USD/HA) | 452.2022
2022 | 19095 | CROPLAND (NON-IRRIGATED, USD/HA) | 657.2993
2022 | 55049 | CROPLAND (NON-IRRIGATED, USD/HA) | 457.1442
2021 | 19095 | CROPLAND (NON-IRRIGATED, USD/HA) | 578.2257
2021 | 55049 | CROPLAND (NON-IRRIGATED, USD/HA) | 432.4337
2020 | 19095 | CROPLAND (NON-IRRIGATED, USD/HA) | 583.1678
2020 | 55049 | CROPLAND (NON-IRRIGATED, USD/HA) | 432.4337
2019 | 19095 | CROPLAND (NON-IRRIGATED, USD/HA) | 538.6889
2019 | 55049 | CROPLAND (NON-IRRIGATED, USD/HA) | 429.9627
2017 | 19095 | CROPLAND (NON-IRRIGATED, USD/HA) | 511.5073
2017 | 55049 | CROPLAND (NON-IRRIGATED, USD/HA) | 417.6074
2016 | 19095 | CROPLAND (NON-IRRIGATED, USD/HA) | 563.3994
2016 | 55049 | CROPLAND (NON-IRRIGATED, USD/HA) | 491.7389
2014 | 19095 | CROPLAND (NON-IRRIGATED, USD/HA) | 605.4072
2014 | 55049 | CROPLAND (NON-IRRIGATED, USD/HA) | 400.3101
2013 | 19095 | CROPLAND (NON-IRRIGATED, USD/HA) | 607.8783
2013 | 55049 | CROPLAND (NON-IRRIGATED, USD/HA) | 425.0206
2012 | 19095 | CROPLAND (NON-IRRIGATED, USD/HA) | 531.2758
2012 | 55049 | CROPLAND (NON-IRRIGATED, USD/HA) | 427.4916
2011 | 19095 | CROPLAND (NON-IRRIGATED, USD/HA) | 454.6732
2011 | 55049 | CROPLAND (NON-IRRIGATED, USD/HA) | 291.5839
2010 | 19095 | CROPLAND (NON-IRRIGATED, USD/HA) | 420.0785
2010 | 55049 | CROPLAND (NON-IRRIGATED, USD/HA) | 298.9971
2009 | 19095 | CROPLAND (NON-IRRIGATED, USD/HA) | 432.4337
2009 | 55049 | CROPLAND (NON-IRRIGATED, USD/HA) | 289.1128
2008 | 19095 | CROPLAND (NON-IRRIGATED, USD/HA) | 397.839
2008 | 55049 | CROPLAND (NON-IRRIGATED, USD/HA) | 294.055
2024 | 37097 | CROPLAND (NON-IRRIGATED, USD/HA) | 174.209
2023 | 37097 | CROPLAND (NON-IRRIGATED, USD/HA) | 166.7959
2022 | 37097 | CROPLAND (NON-IRRIGATED, USD/HA) | 174.209
2021 | 37097 | CROPLAND (NON-IRRIGATED, USD/HA) | 160.6182
2020 | 37097 | CROPLAND (NON-IRRIGATED, USD/HA) | 148.263
2019 | 37097 | CROPLAND (NON-IRRIGATED, USD/HA) | 150.734
2017 | 37097 | CROPLAND (NON-IRRIGATED, USD/HA) | 140.8499
2016 | 37097 | CROPLAND (NON-IRRIGATED, USD/HA) | 138.3788
2014 | 37097 | CROPLAND (NON-IRRIGATED, USD/HA) | 153.2051
2013 | 37097 | CROPLAND (NON-IRRIGATED, USD/HA) | 129.7301
2012 | 37097 | CROPLAND (NON-IRRIGATED, USD/HA) | 97.6065
2011 | 37097 | CROPLAND (NON-IRRIGATED, USD/HA) | 108.7262
2010 | 37097 | CROPLAND (NON-IRRIGATED, USD/HA) | 95.1354
2009 | 37097 | CROPLAND (NON-IRRIGATED, USD/HA) | 95.1354
2008 | 37097 | CROPLAND (NON-IRRIGATED, USD/HA) | 122.317
2016 | 48235 | CROPLAND (NON-IRRIGATED, USD/HA) | 22.9808
2010 | 48235 | CROPLAND (NON-IRRIGATED, USD/HA) | 49.421
2009 | 48235 | CROPLAND (NON-IRRIGATED, USD/HA) | 61.7762
2024 | 29093 | CROPLAND (NON-IRRIGATED, USD/HA) | 65.4828
2023 | 29093 | CROPLAND (NON-IRRIGATED, USD/HA) | 87.7223
2022 | 26071 | CROPLAND (NON-IRRIGATED, USD/HA) | 42.0078
2022 | 29093 | CROPLAND (NON-IRRIGATED, USD/HA) | 72.896
2021 | 29093 | CROPLAND (NON-IRRIGATED, USD/HA) | 79.0736
2019 | 29093 | CROPLAND (NON-IRRIGATED, USD/HA) | 66.7184
2017 | 29093 | CROPLAND (NON-IRRIGATED, USD/HA) | 46.95
2016 | 29093 | CROPLAND (NON-IRRIGATED, USD/HA) | 44.4789
2013 | 29093 | CROPLAND (NON-IRRIGATED, USD/HA) | 55.5986
2011 | 49021 | CROPLAND (NON-IRRIGATED, USD/HA) | 58.0697
2022 | 17075 | CROPLAND (NON-IRRIGATED, USD/HA) | 506.5652
2021 | 17075 | CROPLAND (NON-IRRIGATED, USD/HA) | 513.9784
2020 | 17075 | CROPLAND (NON-IRRIGATED, USD/HA) | 484.3258
2019 | 17075 | CROPLAND (NON-IRRIGATED, USD/HA) | 494.21
2017 | 17075 | CROPLAND (NON-IRRIGATED, USD/HA) | 526.3337
2016 | 17075 | CROPLAND (NON-IRRIGATED, USD/HA) | 506.5652
2014 | 17075 | CROPLAND (NON-IRRIGATED, USD/HA) | 597.9941
2013 | 17075 | CROPLAND (NON-IRRIGATED, USD/HA) | 494.21
2012 | 17075 | CROPLAND (NON-IRRIGATED, USD/HA) | 420.0785
2011 | 17075 | CROPLAND (NON-IRRIGATED, USD/HA) | 415.1364
2010 | 17075 | CROPLAND (NON-IRRIGATED, USD/HA) | 415.1364
2009 | 17075 | CROPLAND (NON-IRRIGATED, USD/HA) | 422.5496
2008 | 17075 | CROPLAND (NON-IRRIGATED, USD/HA) | 407.7233
2024 | 13155 | CROPLAND (NON-IRRIGATED, USD/HA) | 208.8037
2023 | 13155 | CROPLAND (NON-IRRIGATED, USD/HA) | 247.105
2022 | 13155 | CROPLAND (NON-IRRIGATED, USD/HA) | 259.4602
2021 | 13155 | CROPLAND (NON-IRRIGATED, USD/HA) | 243.3984
2020 | 13155 | CROPLAND (NON-IRRIGATED, USD/HA) | 243.3984
2019 | 13155 | CROPLAND (NON-IRRIGATED, USD/HA) | 234.7498
2017 | 13155 | CROPLAND (NON-IRRIGATED, USD/HA) | 238.4563
2016 | 13155 | CROPLAND (NON-IRRIGATED, USD/HA) | 237.2208
2014 | 13155 | CROPLAND (NON-IRRIGATED, USD/HA) | 243.3984
2013 | 13155 | CROPLAND (NON-IRRIGATED, USD/HA) | 237.2208
2012 | 13155 | CROPLAND (NON-IRRIGATED, USD/HA) | 191.5064
2011 | 13155 | CROPLAND (NON-IRRIGATED, USD/HA) | 206.3327
2010 | 13155 | CROPLAND (NON-IRRIGATED, USD/HA) | 175.4445
2009 | 13155 | CROPLAND (NON-IRRIGATED, USD/HA) | 168.0314
2022 | 26073 | CROPLAND (NON-IRRIGATED, USD/HA) | 249.5761
2021 | 26073 | CROPLAND (NON-IRRIGATED, USD/HA) | 276.7576
2020 | 26073 | CROPLAND (NON-IRRIGATED, USD/HA) | 252.0471
2019 | 26073 | CROPLAND (NON-IRRIGATED, USD/HA) | 264.4024
2017 | 26073 | CROPLAND (NON-IRRIGATED, USD/HA) | 239.6918
2016 | 26073 | CROPLAND (NON-IRRIGATED, USD/HA) | 247.105
2014 | 26073 | CROPLAND (NON-IRRIGATED, USD/HA) | 211.2748
2013 | 26073 | CROPLAND (NON-IRRIGATED, USD/HA) | 213.7458
2012 | 26073 | CROPLAND (NON-IRRIGATED, USD/HA) | 155.6762
2011 | 26073 | CROPLAND (NON-IRRIGATED, USD/HA) | 155.6762
2010 | 26073 | CROPLAND (NON-IRRIGATED, USD/HA) | 143.3209
2009 | 26073 | CROPLAND (NON-IRRIGATED, USD/HA) | 119.8459
2008 | 26073 | CROPLAND (NON-IRRIGATED, USD/HA) | 153.2051
2024 | 27059 | CROPLAND (NON-IRRIGATED, USD/HA) | 148.263
2023 | 27059 | CROPLAND (NON-IRRIGATED, USD/HA) | 135.9077
2022 | 27059 | CROPLAND (NON-IRRIGATED, USD/HA) | 160.6182
2021 | 27059 | CROPLAND (NON-IRRIGATED, USD/HA) | 130.9657
2020 | 27059 | CROPLAND (NON-IRRIGATED, USD/HA) | 134.6722
2019 | 27059 | CROPLAND (NON-IRRIGATED, USD/HA) | 149.4985
2017 | 27059 | CROPLAND (NON-IRRIGATED, USD/HA) | 153.2051
2016 | 27059 | CROPLAND (NON-IRRIGATED, USD/HA) | 139.6143
2014 | 27059 | CROPLAND (NON-IRRIGATED, USD/HA) | 213.7458
2013 | 27059 | CROPLAND (NON-IRRIGATED, USD/HA) | 143.3209
2012 | 27059 | CROPLAND (NON-IRRIGATED, USD/HA) | 143.3209
2011 | 27059 | CROPLAND (NON-IRRIGATED, USD/HA) | 129.7301
2010 | 27059 | CROPLAND (NON-IRRIGATED, USD/HA) | 103.7841
2009 | 27059 | CROPLAND (NON-IRRIGATED, USD/HA) | 101.3131
2008 | 27059 | CROPLAND (NON-IRRIGATED, USD/HA) | 106.2552
2024 | 53029 | CROPLAND (NON-IRRIGATED, USD/HA) | 190.2708
2023 | 53029 | CROPLAND (NON-IRRIGATED, USD/HA) | 201.3906
2022 | 53029 | CROPLAND (NON-IRRIGATED, USD/HA) | 180.3867
2021 | 53029 | CROPLAND (NON-IRRIGATED, USD/HA) | 189.0353
2024 | 51093 | CROPLAND (NON-IRRIGATED, USD/HA) | 224.8655
2023 | 51093 | CROPLAND (NON-IRRIGATED, USD/HA) | 238.4563
2022 | 51093 | CROPLAND (NON-IRRIGATED, USD/HA) | 222.3945
2021 | 51093 | CROPLAND (NON-IRRIGATED, USD/HA) | 192.7419
2020 | 51093 | CROPLAND (NON-IRRIGATED, USD/HA) | 197.684
2019 | 51093 | CROPLAND (NON-IRRIGATED, USD/HA) | 171.738
2017 | 51093 | CROPLAND (NON-IRRIGATED, USD/HA) | 182.8577
2016 | 51093 | CROPLAND (NON-IRRIGATED, USD/HA) | 170.5025
2014 | 51093 | CROPLAND (NON-IRRIGATED, USD/HA) | 185.3287
2013 | 51093 | CROPLAND (NON-IRRIGATED, USD/HA) | 158.1472
2012 | 51093 | CROPLAND (NON-IRRIGATED, USD/HA) | 150.734
2011 | 51093 | CROPLAND (NON-IRRIGATED, USD/HA) | 144.5564
2010 | 51093 | CROPLAND (NON-IRRIGATED, USD/HA) | 123.5525
2009 | 51093 | CROPLAND (NON-IRRIGATED, USD/HA) | 126.0236
2024 | 28055 | CROPLAND (NON-IRRIGATED, USD/HA) | 360.7733
2023 | 28055 | CROPLAND (NON-IRRIGATED, USD/HA) | 333.5917
2022 | 28055 | CROPLAND (NON-IRRIGATED, USD/HA) | 321.2365
2021 | 28055 | CROPLAND (NON-IRRIGATED, USD/HA) | 316.2944
2020 | 28055 | CROPLAND (NON-IRRIGATED, USD/HA) | 316.2944
2019 | 28055 | CROPLAND (NON-IRRIGATED, USD/HA) | 311.3523
2017 | 28055 | CROPLAND (NON-IRRIGATED, USD/HA) | 281.6997
2016 | 28055 | CROPLAND (NON-IRRIGATED, USD/HA) | 321.2365
2014 | 28055 | CROPLAND (NON-IRRIGATED, USD/HA) | 245.8695
2013 | 28055 | CROPLAND (NON-IRRIGATED, USD/HA) | 269.3444
2012 | 28055 | CROPLAND (NON-IRRIGATED, USD/HA) | 232.2787
2011 | 28055 | CROPLAND (NON-IRRIGATED, USD/HA) | 232.2787
2009 | 28055 | CROPLAND (NON-IRRIGATED, USD/HA) | 240.9274
2024 | 27061 | CROPLAND (NON-IRRIGATED, USD/HA) | 59.3052
2023 | 27061 | CROPLAND (NON-IRRIGATED, USD/HA) | 55.5986
2022 | 27061 | CROPLAND (NON-IRRIGATED, USD/HA) | 45.7144
2021 | 27061 | CROPLAND (NON-IRRIGATED, USD/HA) | 48.1855
2020 | 27061 | CROPLAND (NON-IRRIGATED, USD/HA) | 48.1855
2019 | 27061 | CROPLAND (NON-IRRIGATED, USD/HA) | 43.2434
2016 | 27061 | CROPLAND (NON-IRRIGATED, USD/HA) | 54.3631
2014 | 27061 | CROPLAND (NON-IRRIGATED, USD/HA) | 58.0697
2010 | 27061 | CROPLAND (NON-IRRIGATED, USD/HA) | 49.421
2009 | 27061 | CROPLAND (NON-IRRIGATED, USD/HA) | 42.0078
2024 | 28057 | CROPLAND (NON-IRRIGATED, USD/HA) | 161.8538
2023 | 28057 | CROPLAND (NON-IRRIGATED, USD/HA) | 142.0854
2022 | 28057 | CROPLAND (NON-IRRIGATED, USD/HA) | 122.317
2021 | 28057 | CROPLAND (NON-IRRIGATED, USD/HA) | 133.4367
2020 | 28057 | CROPLAND (NON-IRRIGATED, USD/HA) | 101.3131
2019 | 28057 | CROPLAND (NON-IRRIGATED, USD/HA) | 135.9077
2017 | 28057 | CROPLAND (NON-IRRIGATED, USD/HA) | 122.317
2016 | 28057 | CROPLAND (NON-IRRIGATED, USD/HA) | 71.6604
2014 | 28057 | CROPLAND (NON-IRRIGATED, USD/HA) | 118.6104
2013 | 28057 | CROPLAND (NON-IRRIGATED, USD/HA) | 98.842
2012 | 28057 | CROPLAND (NON-IRRIGATED, USD/HA) | 101.3131
2011 | 28057 | CROPLAND (NON-IRRIGATED, USD/HA) | 113.6683
2010 | 28057 | CROPLAND (NON-IRRIGATED, USD/HA) | 117.3749
2009 | 28057 | CROPLAND (NON-IRRIGATED, USD/HA) | 80.3091
2024 | 5065 | CROPLAND (NON-IRRIGATED, USD/HA) | 38.3013
2023 | 5065 | CROPLAND (NON-IRRIGATED, USD/HA) | 40.7723
2022 | 5065 | CROPLAND (NON-IRRIGATED, USD/HA) | 50.6565
2021 | 5065 | CROPLAND (NON-IRRIGATED, USD/HA) | 55.5986
2020 | 5065 | CROPLAND (NON-IRRIGATED, USD/HA) | 51.892
2019 | 5065 | CROPLAND (NON-IRRIGATED, USD/HA) | 42.0078
2017 | 5065 | CROPLAND (NON-IRRIGATED, USD/HA) | 35.8302
2016 | 5065 | CROPLAND (NON-IRRIGATED, USD/HA) | 29.6526
2014 | 5065 | CROPLAND (NON-IRRIGATED, USD/HA) | 29.6526
2013 | 5065 | CROPLAND (NON-IRRIGATED, USD/HA) | 37.0658
2011 | 5065 | CROPLAND (NON-IRRIGATED, USD/HA) | 35.8302
2010 | 5065 | CROPLAND (NON-IRRIGATED, USD/HA) | 42.0078
2009 | 5065 | CROPLAND (NON-IRRIGATED, USD/HA) | 49.421
2024 | 48237 | CROPLAND (NON-IRRIGATED, USD/HA) | 40.7723
2023 | 48237 | CROPLAND (NON-IRRIGATED, USD/HA) | 55.5986
2022 | 48237 | CROPLAND (NON-IRRIGATED, USD/HA) | 40.7723
2021 | 48237 | CROPLAND (NON-IRRIGATED, USD/HA) | 37.0658
2020 | 48237 | CROPLAND (NON-IRRIGATED, USD/HA) | 45.7144
2019 | 48237 | CROPLAND (NON-IRRIGATED, USD/HA) | 37.0658
2017 | 48237 | CROPLAND (NON-IRRIGATED, USD/HA) | 37.0658
2016 | 48237 | CROPLAND (NON-IRRIGATED, USD/HA) | 25.946
2014 | 48237 | CROPLAND (NON-IRRIGATED, USD/HA) | 24.7105
2013 | 48237 | CROPLAND (NON-IRRIGATED, USD/HA) | 28.4171
2012 | 48237 | CROPLAND (NON-IRRIGATED, USD/HA) | 29.6526
2011 | 48237 | CROPLAND (NON-IRRIGATED, USD/HA) | 34.5947
2010 | 48237 | CROPLAND (NON-IRRIGATED, USD/HA) | 38.3013
2009 | 48237 | CROPLAND (NON-IRRIGATED, USD/HA) | 24.7105
2008 | 48237 | CROPLAND (NON-IRRIGATED, USD/HA) | 29.6526
2024 | 1071 | CROPLAND (NON-IRRIGATED, USD/HA) | 113.6683
2024 | 8057 | CROPLAND (NON-IRRIGATED, USD/HA) | 35.8302
2024 | 12063 | CROPLAND (NON-IRRIGATED, USD/HA) | 145.7919
2024 | 13157 | CROPLAND (NON-IRRIGATED, USD/HA) | 79.0736
2024 | 17077 | CROPLAND (NON-IRRIGATED, USD/HA) | 355.8312
2024 | 18071 | CROPLAND (NON-IRRIGATED, USD/HA) | 486.7969
2024 | 19097 | CROPLAND (NON-IRRIGATED, USD/HA) | 630.1178
2024 | 20085 | CROPLAND (NON-IRRIGATED, USD/HA) | 229.8076
2024 | 21109 | CROPLAND (NON-IRRIGATED, USD/HA) | 65.4828
2024 | 22049 | CROPLAND (NON-IRRIGATED, USD/HA) | 60.5407
2024 | 26075 | CROPLAND (NON-IRRIGATED, USD/HA) | 247.105
2024 | 29095 | CROPLAND (NON-IRRIGATED, USD/HA) | 392.897
2024 | 37099 | CROPLAND (NON-IRRIGATED, USD/HA) | 175.4445
2024 | 39079 | CROPLAND (NON-IRRIGATED, USD/HA) | 159.3827
2024 | 40065 | CROPLAND (NON-IRRIGATED, USD/HA) | 84.0157
2024 | 46071 | CROPLAND (NON-IRRIGATED, USD/HA) | 95.1354
2024 | 47087 | CROPLAND (NON-IRRIGATED, USD/HA) | 156.9117
2024 | 48239 | CROPLAND (NON-IRRIGATED, USD/HA) | 123.5525
2024 | 54035 | CROPLAND (NON-IRRIGATED, USD/HA) | 150.734
2024 | 55053 | CROPLAND (NON-IRRIGATED, USD/HA) | 385.4838
2023 | 1071 | CROPLAND (NON-IRRIGATED, USD/HA) | 139.6143
2023 | 5067 | CROPLAND (NON-IRRIGATED, USD/HA) | 202.6261
2023 | 12063 | CROPLAND (NON-IRRIGATED, USD/HA) | 186.5643
2023 | 13157 | CROPLAND (NON-IRRIGATED, USD/HA) | 60.5407
2023 | 17077 | CROPLAND (NON-IRRIGATED, USD/HA) | 350.8891
2023 | 18071 | CROPLAND (NON-IRRIGATED, USD/HA) | 429.9627
2023 | 19097 | CROPLAND (NON-IRRIGATED, USD/HA) | 632.5888
2023 | 20085 | CROPLAND (NON-IRRIGATED, USD/HA) | 223.63
2023 | 21109 | CROPLAND (NON-IRRIGATED, USD/HA) | 53.1276
2023 | 22049 | CROPLAND (NON-IRRIGATED, USD/HA) | 95.1354
2023 | 26075 | CROPLAND (NON-IRRIGATED, USD/HA) | 264.4024
2023 | 27063 | CROPLAND (NON-IRRIGATED, USD/HA) | 605.4072
2023 | 29095 | CROPLAND (NON-IRRIGATED, USD/HA) | 358.3023
2023 | 39079 | CROPLAND (NON-IRRIGATED, USD/HA) | 184.0932
2023 | 40065 | CROPLAND (NON-IRRIGATED, USD/HA) | 82.7802
2023 | 41029 | CROPLAND (NON-IRRIGATED, USD/HA) | 140.8499
2023 | 46071 | CROPLAND (NON-IRRIGATED, USD/HA) | 82.7802
2023 | 47087 | CROPLAND (NON-IRRIGATED, USD/HA) | 175.4445
2023 | 48239 | CROPLAND (NON-IRRIGATED, USD/HA) | 134.6722
2023 | 54035 | CROPLAND (NON-IRRIGATED, USD/HA) | 88.9578
2023 | 55053 | CROPLAND (NON-IRRIGATED, USD/HA) | 375.5996
2022 | 1071 | CROPLAND (NON-IRRIGATED, USD/HA) | 147.0275
2022 | 5067 | CROPLAND (NON-IRRIGATED, USD/HA) | 249.5761
2022 | 12063 | CROPLAND (NON-IRRIGATED, USD/HA) | 181.6222
2022 | 13157 | CROPLAND (NON-IRRIGATED, USD/HA) | 54.3631
2022 | 17077 | CROPLAND (NON-IRRIGATED, USD/HA) | 380.5417
2022 | 18071 | CROPLAND (NON-IRRIGATED, USD/HA) | 432.4337
2022 | 19097 | CROPLAND (NON-IRRIGATED, USD/HA) | 597.9941
2022 | 20085 | CROPLAND (NON-IRRIGATED, USD/HA) | 214.9813
2022 | 26075 | CROPLAND (NON-IRRIGATED, USD/HA) | 274.2865
2022 | 27063 | CROPLAND (NON-IRRIGATED, USD/HA) | 570.8125
2022 | 29095 | CROPLAND (NON-IRRIGATED, USD/HA) | 350.8891
2022 | 37099 | CROPLAND (NON-IRRIGATED, USD/HA) | 172.9735
2022 | 39079 | CROPLAND (NON-IRRIGATED, USD/HA) | 142.0854
2022 | 40065 | CROPLAND (NON-IRRIGATED, USD/HA) | 79.0736
2022 | 41029 | CROPLAND (NON-IRRIGATED, USD/HA) | 101.3131
2022 | 47087 | CROPLAND (NON-IRRIGATED, USD/HA) | 138.3788
2022 | 48239 | CROPLAND (NON-IRRIGATED, USD/HA) | 138.3788
2022 | 55053 | CROPLAND (NON-IRRIGATED, USD/HA) | 338.5338
2021 | 1071 | CROPLAND (NON-IRRIGATED, USD/HA) | 133.4367
2021 | 5067 | CROPLAND (NON-IRRIGATED, USD/HA) | 193.9774
2021 | 12063 | CROPLAND (NON-IRRIGATED, USD/HA) | 153.2051
2021 | 13157 | CROPLAND (NON-IRRIGATED, USD/HA) | 51.892
2021 | 17077 | CROPLAND (NON-IRRIGATED, USD/HA) | 343.476
2021 | 18071 | CROPLAND (NON-IRRIGATED, USD/HA) | 407.7233
2021 | 19097 | CROPLAND (NON-IRRIGATED, USD/HA) | 526.3337
2021 | 20085 | CROPLAND (NON-IRRIGATED, USD/HA) | 201.3906
2021 | 21109 | CROPLAND (NON-IRRIGATED, USD/HA) | 70.4249
2021 | 26075 | CROPLAND (NON-IRRIGATED, USD/HA) | 249.5761
2021 | 27063 | CROPLAND (NON-IRRIGATED, USD/HA) | 565.8705
2021 | 29095 | CROPLAND (NON-IRRIGATED, USD/HA) | 321.2365
2021 | 37099 | CROPLAND (NON-IRRIGATED, USD/HA) | 222.3945
2021 | 39079 | CROPLAND (NON-IRRIGATED, USD/HA) | 132.2012
2021 | 40065 | CROPLAND (NON-IRRIGATED, USD/HA) | 74.1315
2021 | 41029 | CROPLAND (NON-IRRIGATED, USD/HA) | 98.842
2021 | 46071 | CROPLAND (NON-IRRIGATED, USD/HA) | 75.367
2021 | 47087 | CROPLAND (NON-IRRIGATED, USD/HA) | 123.5525
2021 | 48239 | CROPLAND (NON-IRRIGATED, USD/HA) | 124.788
2021 | 54035 | CROPLAND (NON-IRRIGATED, USD/HA) | 88.9578
2021 | 55053 | CROPLAND (NON-IRRIGATED, USD/HA) | 338.5338
2020 | 1071 | CROPLAND (NON-IRRIGATED, USD/HA) | 122.317
2020 | 5067 | CROPLAND (NON-IRRIGATED, USD/HA) | 154.4406
2020 | 8057 | CROPLAND (NON-IRRIGATED, USD/HA) | 20.5097
2020 | 12063 | CROPLAND (NON-IRRIGATED, USD/HA) | 153.2051
2020 | 13157 | CROPLAND (NON-IRRIGATED, USD/HA) | 63.0118
2020 | 17077 | CROPLAND (NON-IRRIGATED, USD/HA) | 331.1207
2020 | 18071 | CROPLAND (NON-IRRIGATED, USD/HA) | 378.0707
2020 | 19097 | CROPLAND (NON-IRRIGATED, USD/HA) | 607.8783
2020 | 20085 | CROPLAND (NON-IRRIGATED, USD/HA) | 190.2708
2020 | 21109 | CROPLAND (NON-IRRIGATED, USD/HA) | 55.5986
2020 | 26075 | CROPLAND (NON-IRRIGATED, USD/HA) | 226.1011
2020 | 27063 | CROPLAND (NON-IRRIGATED, USD/HA) | 489.2679
2020 | 29095 | CROPLAND (NON-IRRIGATED, USD/HA) | 294.055
2020 | 40065 | CROPLAND (NON-IRRIGATED, USD/HA) | 71.6604
2020 | 47087 | CROPLAND (NON-IRRIGATED, USD/HA) | 140.8499
2020 | 48239 | CROPLAND (NON-IRRIGATED, USD/HA) | 126.0236
2020 | 54035 | CROPLAND (NON-IRRIGATED, USD/HA) | 88.9578
2020 | 55053 | CROPLAND (NON-IRRIGATED, USD/HA) | 313.8234
2019 | 1071 | CROPLAND (NON-IRRIGATED, USD/HA) | 145.7919
2019 | 5067 | CROPLAND (NON-IRRIGATED, USD/HA) | 122.317
2019 | 12063 | CROPLAND (NON-IRRIGATED, USD/HA) | 153.2051
2019 | 13157 | CROPLAND (NON-IRRIGATED, USD/HA) | 64.2473
2019 | 17077 | CROPLAND (NON-IRRIGATED, USD/HA) | 328.6497
2019 | 18071 | CROPLAND (NON-IRRIGATED, USD/HA) | 395.368
2019 | 19097 | CROPLAND (NON-IRRIGATED, USD/HA) | 558.4573
2019 | 21109 | CROPLAND (NON-IRRIGATED, USD/HA) | 61.7762
2019 | 26075 | CROPLAND (NON-IRRIGATED, USD/HA) | 218.6879
2019 | 27063 | CROPLAND (NON-IRRIGATED, USD/HA) | 521.3915
2019 | 29095 | CROPLAND (NON-IRRIGATED, USD/HA) | 259.4602
2019 | 39079 | CROPLAND (NON-IRRIGATED, USD/HA) | 118.6104
2019 | 40065 | CROPLAND (NON-IRRIGATED, USD/HA) | 72.896
2019 | 46071 | CROPLAND (NON-IRRIGATED, USD/HA) | 85.2512
2019 | 47087 | CROPLAND (NON-IRRIGATED, USD/HA) | 202.6261
2019 | 48239 | CROPLAND (NON-IRRIGATED, USD/HA) | 122.317
2019 | 54035 | CROPLAND (NON-IRRIGATED, USD/HA) | 95.1354
2019 | 55053 | CROPLAND (NON-IRRIGATED, USD/HA) | 291.5839
2017 | 1071 | CROPLAND (NON-IRRIGATED, USD/HA) | 103.7841
2017 | 5067 | CROPLAND (NON-IRRIGATED, USD/HA) | 154.4406
2017 | 12063 | CROPLAND (NON-IRRIGATED, USD/HA) | 138.3788
2017 | 13157 | CROPLAND (NON-IRRIGATED, USD/HA) | 76.6025
2017 | 17077 | CROPLAND (NON-IRRIGATED, USD/HA) | 311.3523
2017 | 18071 | CROPLAND (NON-IRRIGATED, USD/HA) | 378.0707
2017 | 19097 | CROPLAND (NON-IRRIGATED, USD/HA) | 553.5152
2017 | 20085 | CROPLAND (NON-IRRIGATED, USD/HA) | 174.209
2017 | 21109 | CROPLAND (NON-IRRIGATED, USD/HA) | 74.1315
2017 | 26075 | CROPLAND (NON-IRRIGATED, USD/HA) | 197.684
2017 | 27063 | CROPLAND (NON-IRRIGATED, USD/HA) | 499.1521
2017 | 29095 | CROPLAND (NON-IRRIGATED, USD/HA) | 261.9313
2017 | 40065 | CROPLAND (NON-IRRIGATED, USD/HA) | 71.6604
2017 | 41029 | CROPLAND (NON-IRRIGATED, USD/HA) | 97.6065
2017 | 46071 | CROPLAND (NON-IRRIGATED, USD/HA) | 87.7223
2017 | 47087 | CROPLAND (NON-IRRIGATED, USD/HA) | 185.3287
2017 | 48239 | CROPLAND (NON-IRRIGATED, USD/HA) | 122.317
2017 | 54035 | CROPLAND (NON-IRRIGATED, USD/HA) | 98.842
2017 | 55053 | CROPLAND (NON-IRRIGATED, USD/HA) | 266.8734
2016 | 1071 | CROPLAND (NON-IRRIGATED, USD/HA) | 101.3131
2016 | 5067 | CROPLAND (NON-IRRIGATED, USD/HA) | 187.7998
2016 | 12063 | CROPLAND (NON-IRRIGATED, USD/HA) | 144.5564
2016 | 13157 | CROPLAND (NON-IRRIGATED, USD/HA) | 92.6644
2016 | 17077 | CROPLAND (NON-IRRIGATED, USD/HA) | 333.5917
2016 | 18071 | CROPLAND (NON-IRRIGATED, USD/HA) | 405.2522
2016 | 19097 | CROPLAND (NON-IRRIGATED, USD/HA) | 583.1678
2016 | 20085 | CROPLAND (NON-IRRIGATED, USD/HA) | 154.4406
2016 | 21109 | CROPLAND (NON-IRRIGATED, USD/HA) | 98.842
2016 | 26075 | CROPLAND (NON-IRRIGATED, USD/HA) | 212.5103
2016 | 27063 | CROPLAND (NON-IRRIGATED, USD/HA) | 491.7389
2016 | 29095 | CROPLAND (NON-IRRIGATED, USD/HA) | 247.105
2016 | 39079 | CROPLAND (NON-IRRIGATED, USD/HA) | 103.7841
2016 | 40065 | CROPLAND (NON-IRRIGATED, USD/HA) | 70.4249
2016 | 41029 | CROPLAND (NON-IRRIGATED, USD/HA) | 82.7802
2016 | 48239 | CROPLAND (NON-IRRIGATED, USD/HA) | 121.0815
2016 | 54035 | CROPLAND (NON-IRRIGATED, USD/HA) | 102.5486
2016 | 55053 | CROPLAND (NON-IRRIGATED, USD/HA) | 245.8695
2014 | 1071 | CROPLAND (NON-IRRIGATED, USD/HA) | 105.0196
2014 | 5067 | CROPLAND (NON-IRRIGATED, USD/HA) | 185.3287
2014 | 12063 | CROPLAND (NON-IRRIGATED, USD/HA) | 118.6104
2014 | 13157 | CROPLAND (NON-IRRIGATED, USD/HA) | 69.1894
2014 | 17077 | CROPLAND (NON-IRRIGATED, USD/HA) | 385.4838
2014 | 18071 | CROPLAND (NON-IRRIGATED, USD/HA) | 370.6575
2014 | 19097 | CROPLAND (NON-IRRIGATED, USD/HA) | 595.5231
2014 | 20085 | CROPLAND (NON-IRRIGATED, USD/HA) | 149.4985
2014 | 21109 | CROPLAND (NON-IRRIGATED, USD/HA) | 81.5447
2014 | 26075 | CROPLAND (NON-IRRIGATED, USD/HA) | 212.5103
2014 | 27063 | CROPLAND (NON-IRRIGATED, USD/HA) | 580.6967
2014 | 29095 | CROPLAND (NON-IRRIGATED, USD/HA) | 227.3366
2014 | 40065 | CROPLAND (NON-IRRIGATED, USD/HA) | 67.9539
2014 | 46071 | CROPLAND (NON-IRRIGATED, USD/HA) | 81.5447
2014 | 47087 | CROPLAND (NON-IRRIGATED, USD/HA) | 102.5486
2014 | 48239 | CROPLAND (NON-IRRIGATED, USD/HA) | 101.3131
2014 | 54035 | CROPLAND (NON-IRRIGATED, USD/HA) | 98.842
2014 | 55053 | CROPLAND (NON-IRRIGATED, USD/HA) | 321.2365
2013 | 1071 | CROPLAND (NON-IRRIGATED, USD/HA) | 96.3709
2013 | 5067 | CROPLAND (NON-IRRIGATED, USD/HA) | 121.0815
2013 | 8057 | CROPLAND (NON-IRRIGATED, USD/HA) | 42.0078
2013 | 12063 | CROPLAND (NON-IRRIGATED, USD/HA) | 130.9657
2013 | 13157 | CROPLAND (NON-IRRIGATED, USD/HA) | 69.1894
2013 | 17077 | CROPLAND (NON-IRRIGATED, USD/HA) | 279.2287
2013 | 18071 | CROPLAND (NON-IRRIGATED, USD/HA) | 370.6575
2013 | 19097 | CROPLAND (NON-IRRIGATED, USD/HA) | 597.9941
2013 | 20085 | CROPLAND (NON-IRRIGATED, USD/HA) | 161.8538
2013 | 21109 | CROPLAND (NON-IRRIGATED, USD/HA) | 86.4868
2013 | 26075 | CROPLAND (NON-IRRIGATED, USD/HA) | 192.7419
2013 | 27063 | CROPLAND (NON-IRRIGATED, USD/HA) | 548.5731
2013 | 29095 | CROPLAND (NON-IRRIGATED, USD/HA) | 227.3366
2013 | 39079 | CROPLAND (NON-IRRIGATED, USD/HA) | 116.1393
2013 | 40065 | CROPLAND (NON-IRRIGATED, USD/HA) | 53.1276
2013 | 47087 | CROPLAND (NON-IRRIGATED, USD/HA) | 123.5525
2013 | 48239 | CROPLAND (NON-IRRIGATED, USD/HA) | 102.5486
2013 | 54035 | CROPLAND (NON-IRRIGATED, USD/HA) | 111.1972
2013 | 55053 | CROPLAND (NON-IRRIGATED, USD/HA) | 286.6418
2012 | 1071 | CROPLAND (NON-IRRIGATED, USD/HA) | 93.8999
2012 | 5067 | CROPLAND (NON-IRRIGATED, USD/HA) | 170.5025
2012 | 12063 | CROPLAND (NON-IRRIGATED, USD/HA) | 138.3788
2012 | 13157 | CROPLAND (NON-IRRIGATED, USD/HA) | 56.8342
2012 | 17077 | CROPLAND (NON-IRRIGATED, USD/HA) | 254.5181
2012 | 18071 | CROPLAND (NON-IRRIGATED, USD/HA) | 316.2944
2012 | 19097 | CROPLAND (NON-IRRIGATED, USD/HA) | 489.2679
2012 | 20085 | CROPLAND (NON-IRRIGATED, USD/HA) | 147.0275
2012 | 26075 | CROPLAND (NON-IRRIGATED, USD/HA) | 193.9774
2012 | 27063 | CROPLAND (NON-IRRIGATED, USD/HA) | 439.8469
2012 | 29095 | CROPLAND (NON-IRRIGATED, USD/HA) | 231.0432
2012 | 40065 | CROPLAND (NON-IRRIGATED, USD/HA) | 72.896
2012 | 46071 | CROPLAND (NON-IRRIGATED, USD/HA) | 53.1276
2012 | 48239 | CROPLAND (NON-IRRIGATED, USD/HA) | 98.842
2012 | 54035 | CROPLAND (NON-IRRIGATED, USD/HA) | 44.4789
2012 | 55053 | CROPLAND (NON-IRRIGATED, USD/HA) | 229.8076
2011 | 1071 | CROPLAND (NON-IRRIGATED, USD/HA) | 88.9578
2011 | 5067 | CROPLAND (NON-IRRIGATED, USD/HA) | 147.0275
2011 | 12063 | CROPLAND (NON-IRRIGATED, USD/HA) | 100.0775
2011 | 13157 | CROPLAND (NON-IRRIGATED, USD/HA) | 58.0697
2011 | 17077 | CROPLAND (NON-IRRIGATED, USD/HA) | 243.3984
2011 | 18071 | CROPLAND (NON-IRRIGATED, USD/HA) | 279.2287
2011 | 19097 | CROPLAND (NON-IRRIGATED, USD/HA) | 425.0206
2011 | 20085 | CROPLAND (NON-IRRIGATED, USD/HA) | 148.263
2011 | 21109 | CROPLAND (NON-IRRIGATED, USD/HA) | 93.8999
2011 | 26075 | CROPLAND (NON-IRRIGATED, USD/HA) | 175.4445
2011 | 27063 | CROPLAND (NON-IRRIGATED, USD/HA) | 383.0127
2011 | 29095 | CROPLAND (NON-IRRIGATED, USD/HA) | 212.5103
2011 | 39079 | CROPLAND (NON-IRRIGATED, USD/HA) | 96.3709
2011 | 40065 | CROPLAND (NON-IRRIGATED, USD/HA) | 76.6025
2011 | 46071 | CROPLAND (NON-IRRIGATED, USD/HA) | 53.1276
2011 | 48239 | CROPLAND (NON-IRRIGATED, USD/HA) | 103.7841
2011 | 54035 | CROPLAND (NON-IRRIGATED, USD/HA) | 102.5486
2011 | 55053 | CROPLAND (NON-IRRIGATED, USD/HA) | 208.8037
2010 | 1071 | CROPLAND (NON-IRRIGATED, USD/HA) | 88.9578
2010 | 5067 | CROPLAND (NON-IRRIGATED, USD/HA) | 147.0275
2010 | 12063 | CROPLAND (NON-IRRIGATED, USD/HA) | 113.6683
2010 | 13157 | CROPLAND (NON-IRRIGATED, USD/HA) | 49.421
2010 | 17077 | CROPLAND (NON-IRRIGATED, USD/HA) | 224.8655
2010 | 18071 | CROPLAND (NON-IRRIGATED, USD/HA) | 281.6997
2010 | 19097 | CROPLAND (NON-IRRIGATED, USD/HA) | 422.5496
2010 | 20085 | CROPLAND (NON-IRRIGATED, USD/HA) | 156.9117
2010 | 21109 | CROPLAND (NON-IRRIGATED, USD/HA) | 130.9657
2010 | 26075 | CROPLAND (NON-IRRIGATED, USD/HA) | 150.734
2010 | 27063 | CROPLAND (NON-IRRIGATED, USD/HA) | 383.0127
2010 | 28059 | CROPLAND (NON-IRRIGATED, USD/HA) | 91.4288
2010 | 29095 | CROPLAND (NON-IRRIGATED, USD/HA) | 180.3867
2010 | 40065 | CROPLAND (NON-IRRIGATED, USD/HA) | 69.1894
2010 | 46071 | CROPLAND (NON-IRRIGATED, USD/HA) | 51.892
2010 | 48239 | CROPLAND (NON-IRRIGATED, USD/HA) | 80.3091
2010 | 54035 | CROPLAND (NON-IRRIGATED, USD/HA) | 51.892
2010 | 55053 | CROPLAND (NON-IRRIGATED, USD/HA) | 187.7998
2009 | 1071 | CROPLAND (NON-IRRIGATED, USD/HA) | 81.5447
2009 | 5067 | CROPLAND (NON-IRRIGATED, USD/HA) | 161.8538
2009 | 12063 | CROPLAND (NON-IRRIGATED, USD/HA) | 101.3131
2009 | 13157 | CROPLAND (NON-IRRIGATED, USD/HA) | 40.7723
2009 | 17077 | CROPLAND (NON-IRRIGATED, USD/HA) | 227.3366
2009 | 18071 | CROPLAND (NON-IRRIGATED, USD/HA) | 261.9313
2009 | 19097 | CROPLAND (NON-IRRIGATED, USD/HA) | 439.8469
2009 | 20085 | CROPLAND (NON-IRRIGATED, USD/HA) | 122.317
2009 | 21109 | CROPLAND (NON-IRRIGATED, USD/HA) | 74.1315
2009 | 26075 | CROPLAND (NON-IRRIGATED, USD/HA) | 135.9077
2009 | 27063 | CROPLAND (NON-IRRIGATED, USD/HA) | 360.7733
2009 | 29095 | CROPLAND (NON-IRRIGATED, USD/HA) | 168.0314
2009 | 39079 | CROPLAND (NON-IRRIGATED, USD/HA) | 98.842
2009 | 40065 | CROPLAND (NON-IRRIGATED, USD/HA) | 72.896
2009 | 46071 | CROPLAND (NON-IRRIGATED, USD/HA) | 49.421
2009 | 48239 | CROPLAND (NON-IRRIGATED, USD/HA) | 90.1933
2009 | 54035 | CROPLAND (NON-IRRIGATED, USD/HA) | 27.1816
2009 | 55053 | CROPLAND (NON-IRRIGATED, USD/HA) | 174.209
2008 | 1071 | CROPLAND (NON-IRRIGATED, USD/HA) | 84.0157
2008 | 12063 | CROPLAND (NON-IRRIGATED, USD/HA) | 100.0775
2008 | 18071 | CROPLAND (NON-IRRIGATED, USD/HA) | 269.3444
2008 | 19097 | CROPLAND (NON-IRRIGATED, USD/HA) | 395.368
2008 | 20085 | CROPLAND (NON-IRRIGATED, USD/HA) | 114.9038
2008 | 26075 | CROPLAND (NON-IRRIGATED, USD/HA) | 144.5564
2008 | 27063 | CROPLAND (NON-IRRIGATED, USD/HA) | 358.3023
2008 | 40065 | CROPLAND (NON-IRRIGATED, USD/HA) | 59.3052
2008 | 48239 | CROPLAND (NON-IRRIGATED, USD/HA) | 100.0775
2008 | 55053 | CROPLAND (NON-IRRIGATED, USD/HA) | 182.8577
2024 | 17079 | CROPLAND (NON-IRRIGATED, USD/HA) | 467.0285
2024 | 18073 | CROPLAND (NON-IRRIGATED, USD/HA) | 560.9284
2024 | 19099 | CROPLAND (NON-IRRIGATED, USD/HA) | 602.9362
2024 | 28061 | CROPLAND (NON-IRRIGATED, USD/HA) | 35.8302
2024 | 29097 | CROPLAND (NON-IRRIGATED, USD/HA) | 203.8616
2024 | 48241 | CROPLAND (NON-IRRIGATED, USD/HA) | 28.4171
2023 | 17079 | CROPLAND (NON-IRRIGATED, USD/HA) | 469.4995
2023 | 18073 | CROPLAND (NON-IRRIGATED, USD/HA) | 605.4072
2023 | 19099 | CROPLAND (NON-IRRIGATED, USD/HA) | 615.2914
2023 | 28061 | CROPLAND (NON-IRRIGATED, USD/HA) | 60.5407
2023 | 29097 | CROPLAND (NON-IRRIGATED, USD/HA) | 226.1011
2023 | 48241 | CROPLAND (NON-IRRIGATED, USD/HA) | 37.0658
2022 | 17079 | CROPLAND (NON-IRRIGATED, USD/HA) | 459.6153
2022 | 18073 | CROPLAND (NON-IRRIGATED, USD/HA) | 531.2758
2022 | 19099 | CROPLAND (NON-IRRIGATED, USD/HA) | 610.3493
2022 | 28061 | CROPLAND (NON-IRRIGATED, USD/HA) | 34.5947
2022 | 29097 | CROPLAND (NON-IRRIGATED, USD/HA) | 223.63
2022 | 48241 | CROPLAND (NON-IRRIGATED, USD/HA) | 43.2434
2021 | 17079 | CROPLAND (NON-IRRIGATED, USD/HA) | 422.5496
2021 | 18073 | CROPLAND (NON-IRRIGATED, USD/HA) | 491.7389
2021 | 19099 | CROPLAND (NON-IRRIGATED, USD/HA) | 568.3415
2021 | 28061 | CROPLAND (NON-IRRIGATED, USD/HA) | 33.3592
2021 | 29097 | CROPLAND (NON-IRRIGATED, USD/HA) | 196.4485
2021 | 48241 | CROPLAND (NON-IRRIGATED, USD/HA) | 30.8881
2020 | 17079 | CROPLAND (NON-IRRIGATED, USD/HA) | 390.4259
2020 | 18073 | CROPLAND (NON-IRRIGATED, USD/HA) | 471.9706
2020 | 19099 | CROPLAND (NON-IRRIGATED, USD/HA) | 573.2836
2020 | 28061 | CROPLAND (NON-IRRIGATED, USD/HA) | 37.0658
2020 | 29097 | CROPLAND (NON-IRRIGATED, USD/HA) | 179.1511
2020 | 48241 | CROPLAND (NON-IRRIGATED, USD/HA) | 35.8302
2019 | 13159 | CROPLAND (NON-IRRIGATED, USD/HA) | 98.842
2019 | 17079 | CROPLAND (NON-IRRIGATED, USD/HA) | 395.368
2019 | 18073 | CROPLAND (NON-IRRIGATED, USD/HA) | 511.5073
2019 | 19099 | CROPLAND (NON-IRRIGATED, USD/HA) | 531.2758
2019 | 28061 | CROPLAND (NON-IRRIGATED, USD/HA) | 39.5368
2019 | 29097 | CROPLAND (NON-IRRIGATED, USD/HA) | 185.3287
2017 | 17079 | CROPLAND (NON-IRRIGATED, USD/HA) | 380.5417
2017 | 18073 | CROPLAND (NON-IRRIGATED, USD/HA) | 526.3337
2017 | 19099 | CROPLAND (NON-IRRIGATED, USD/HA) | 570.8125
2017 | 28061 | CROPLAND (NON-IRRIGATED, USD/HA) | 43.2434
2017 | 29097 | CROPLAND (NON-IRRIGATED, USD/HA) | 171.738
2017 | 48241 | CROPLAND (NON-IRRIGATED, USD/HA) | 46.95
2016 | 17079 | CROPLAND (NON-IRRIGATED, USD/HA) | 373.1286
2016 | 18073 | CROPLAND (NON-IRRIGATED, USD/HA) | 516.4494
2016 | 19099 | CROPLAND (NON-IRRIGATED, USD/HA) | 590.581
2016 | 28061 | CROPLAND (NON-IRRIGATED, USD/HA) | 34.5947
2016 | 29097 | CROPLAND (NON-IRRIGATED, USD/HA) | 156.9117
2016 | 48241 | CROPLAND (NON-IRRIGATED, USD/HA) | 51.892
2014 | 13159 | CROPLAND (NON-IRRIGATED, USD/HA) | 61.7762
2014 | 17079 | CROPLAND (NON-IRRIGATED, USD/HA) | 380.5417
2014 | 18073 | CROPLAND (NON-IRRIGATED, USD/HA) | 518.9205
2014 | 19099 | CROPLAND (NON-IRRIGATED, USD/HA) | 607.8783
2014 | 28061 | CROPLAND (NON-IRRIGATED, USD/HA) | 34.5947
2014 | 29097 | CROPLAND (NON-IRRIGATED, USD/HA) | 159.3827
2014 | 48241 | CROPLAND (NON-IRRIGATED, USD/HA) | 30.8881
2013 | 13159 | CROPLAND (NON-IRRIGATED, USD/HA) | 64.2473
2013 | 17079 | CROPLAND (NON-IRRIGATED, USD/HA) | 392.897
2013 | 18073 | CROPLAND (NON-IRRIGATED, USD/HA) | 481.8547
2013 | 19099 | CROPLAND (NON-IRRIGATED, USD/HA) | 568.3415
2013 | 28061 | CROPLAND (NON-IRRIGATED, USD/HA) | 24.7105
2013 | 48241 | CROPLAND (NON-IRRIGATED, USD/HA) | 29.6526
2012 | 13159 | CROPLAND (NON-IRRIGATED, USD/HA) | 60.5407
2012 | 17079 | CROPLAND (NON-IRRIGATED, USD/HA) | 392.897
2012 | 18073 | CROPLAND (NON-IRRIGATED, USD/HA) | 447.26
2012 | 19099 | CROPLAND (NON-IRRIGATED, USD/HA) | 513.9784
2012 | 28061 | CROPLAND (NON-IRRIGATED, USD/HA) | 39.5368
2012 | 48241 | CROPLAND (NON-IRRIGATED, USD/HA) | 34.5947
2011 | 13159 | CROPLAND (NON-IRRIGATED, USD/HA) | 82.7802
2011 | 17079 | CROPLAND (NON-IRRIGATED, USD/HA) | 333.5917
2011 | 18073 | CROPLAND (NON-IRRIGATED, USD/HA) | 422.5496
2011 | 19099 | CROPLAND (NON-IRRIGATED, USD/HA) | 479.3837
2011 | 28061 | CROPLAND (NON-IRRIGATED, USD/HA) | 42.0078
2011 | 29097 | CROPLAND (NON-IRRIGATED, USD/HA) | 154.4406
2011 | 48241 | CROPLAND (NON-IRRIGATED, USD/HA) | 37.0658
2010 | 17079 | CROPLAND (NON-IRRIGATED, USD/HA) | 289.1128
2010 | 18073 | CROPLAND (NON-IRRIGATED, USD/HA) | 373.1286
2010 | 19099 | CROPLAND (NON-IRRIGATED, USD/HA) | 432.4337
2010 | 29097 | CROPLAND (NON-IRRIGATED, USD/HA) | 142.0854
2010 | 48241 | CROPLAND (NON-IRRIGATED, USD/HA) | 29.6526
2009 | 13159 | CROPLAND (NON-IRRIGATED, USD/HA) | 44.4789
2009 | 17079 | CROPLAND (NON-IRRIGATED, USD/HA) | 291.5839
2009 | 18073 | CROPLAND (NON-IRRIGATED, USD/HA) | 345.947
2009 | 19099 | CROPLAND (NON-IRRIGATED, USD/HA) | 420.0785
2009 | 28061 | CROPLAND (NON-IRRIGATED, USD/HA) | 51.892
2009 | 29097 | CROPLAND (NON-IRRIGATED, USD/HA) | 140.8499
2008 | 17079 | CROPLAND (NON-IRRIGATED, USD/HA) | 296.526
2008 | 18073 | CROPLAND (NON-IRRIGATED, USD/HA) | 378.0707
2008 | 19099 | CROPLAND (NON-IRRIGATED, USD/HA) | 425.0206
2008 | 29097 | CROPLAND (NON-IRRIGATED, USD/HA) | 142.0854
2024 | 18075 | CROPLAND (NON-IRRIGATED, USD/HA) | 568.3415
2023 | 18075 | CROPLAND (NON-IRRIGATED, USD/HA) | 494.21
2022 | 18075 | CROPLAND (NON-IRRIGATED, USD/HA) | 494.21
2021 | 18075 | CROPLAND (NON-IRRIGATED, USD/HA) | 437.3759
2020 | 18075 | CROPLAND (NON-IRRIGATED, USD/HA) | 437.3759
2017 | 18075 | CROPLAND (NON-IRRIGATED, USD/HA) | 434.9048
2016 | 18075 | CROPLAND (NON-IRRIGATED, USD/HA) | 444.789
2014 | 18075 | CROPLAND (NON-IRRIGATED, USD/HA) | 444.789
2013 | 18075 | CROPLAND (NON-IRRIGATED, USD/HA) | 427.4916
2012 | 18075 | CROPLAND (NON-IRRIGATED, USD/HA) | 429.9627
2011 | 18075 | CROPLAND (NON-IRRIGATED, USD/HA) | 345.947
2010 | 18075 | CROPLAND (NON-IRRIGATED, USD/HA) | 321.2365
2009 | 18075 | CROPLAND (NON-IRRIGATED, USD/HA) | 313.8234
2008 | 18075 | CROPLAND (NON-IRRIGATED, USD/HA) | 301.4681
2024 | 13161 | CROPLAND (NON-IRRIGATED, USD/HA) | 247.105
2023 | 13161 | CROPLAND (NON-IRRIGATED, USD/HA) | 266.8734
2022 | 13161 | CROPLAND (NON-IRRIGATED, USD/HA) | 238.4563
2021 | 13161 | CROPLAND (NON-IRRIGATED, USD/HA) | 247.105
2019 | 13161 | CROPLAND (NON-IRRIGATED, USD/HA) | 223.63
2017 | 13161 | CROPLAND (NON-IRRIGATED, USD/HA) | 224.8655
2016 | 13161 | CROPLAND (NON-IRRIGATED, USD/HA) | 229.8076
2014 | 13161 | CROPLAND (NON-IRRIGATED, USD/HA) | 210.0393
2013 | 13161 | CROPLAND (NON-IRRIGATED, USD/HA) | 210.0393
2012 | 13161 | CROPLAND (NON-IRRIGATED, USD/HA) | 210.0393
2011 | 13161 | CROPLAND (NON-IRRIGATED, USD/HA) | 218.6879
2010 | 13161 | CROPLAND (NON-IRRIGATED, USD/HA) | 189.0353
2009 | 13161 | CROPLAND (NON-IRRIGATED, USD/HA) | 151.9696
2024 | 5069 | CROPLAND (NON-IRRIGATED, USD/HA) | 132.2012
2024 | 12065 | CROPLAND (NON-IRRIGATED, USD/HA) | 124.788
2024 | 13163 | CROPLAND (NON-IRRIGATED, USD/HA) | 90.1933
2024 | 17081 | CROPLAND (NON-IRRIGATED, USD/HA) | 360.7733
2024 | 18077 | CROPLAND (NON-IRRIGATED, USD/HA) | 422.5496
2024 | 19101 | CROPLAND (NON-IRRIGATED, USD/HA) | 595.5231
2024 | 20087 | CROPLAND (NON-IRRIGATED, USD/HA) | 197.684
2024 | 21111 | CROPLAND (NON-IRRIGATED, USD/HA) | 148.263
2024 | 29099 | CROPLAND (NON-IRRIGATED, USD/HA) | 103.7841
2024 | 30043 | CROPLAND (NON-IRRIGATED, USD/HA) | 51.892
2024 | 31095 | CROPLAND (NON-IRRIGATED, USD/HA) | 385.4838
2024 | 36045 | CROPLAND (NON-IRRIGATED, USD/HA) | 124.788
2024 | 39081 | CROPLAND (NON-IRRIGATED, USD/HA) | 96.3709
2024 | 40067 | CROPLAND (NON-IRRIGATED, USD/HA) | 76.6025
2024 | 42065 | CROPLAND (NON-IRRIGATED, USD/HA) | 97.6065
2024 | 47089 | CROPLAND (NON-IRRIGATED, USD/HA) | 90.1933
2024 | 55055 | CROPLAND (NON-IRRIGATED, USD/HA) | 429.9627
2023 | 5069 | CROPLAND (NON-IRRIGATED, USD/HA) | 164.3248
2023 | 12065 | CROPLAND (NON-IRRIGATED, USD/HA) | 166.7959
2023 | 13163 | CROPLAND (NON-IRRIGATED, USD/HA) | 88.9578
2023 | 17081 | CROPLAND (NON-IRRIGATED, USD/HA) | 328.6497
2023 | 18077 | CROPLAND (NON-IRRIGATED, USD/HA) | 392.897
2023 | 19101 | CROPLAND (NON-IRRIGATED, USD/HA) | 642.473
2023 | 20087 | CROPLAND (NON-IRRIGATED, USD/HA) | 200.155
2023 | 21111 | CROPLAND (NON-IRRIGATED, USD/HA) | 149.4985
2023 | 28063 | CROPLAND (NON-IRRIGATED, USD/HA) | 129.7301
2023 | 29099 | CROPLAND (NON-IRRIGATED, USD/HA) | 161.8538
2023 | 30043 | CROPLAND (NON-IRRIGATED, USD/HA) | 66.7184
2023 | 31095 | CROPLAND (NON-IRRIGATED, USD/HA) | 368.1864
2023 | 36045 | CROPLAND (NON-IRRIGATED, USD/HA) | 174.209
2023 | 39081 | CROPLAND (NON-IRRIGATED, USD/HA) | 61.7762
2023 | 40067 | CROPLAND (NON-IRRIGATED, USD/HA) | 56.8342
2023 | 42065 | CROPLAND (NON-IRRIGATED, USD/HA) | 51.892
2023 | 47089 | CROPLAND (NON-IRRIGATED, USD/HA) | 106.2552
2023 | 48245 | CROPLAND (NON-IRRIGATED, USD/HA) | 63.0118
2023 | 53031 | CROPLAND (NON-IRRIGATED, USD/HA) | 118.6104
2023 | 55055 | CROPLAND (NON-IRRIGATED, USD/HA) | 437.3759
2022 | 5069 | CROPLAND (NON-IRRIGATED, USD/HA) | 160.6182
2022 | 12065 | CROPLAND (NON-IRRIGATED, USD/HA) | 158.1472
2022 | 13163 | CROPLAND (NON-IRRIGATED, USD/HA) | 87.7223
2022 | 16051 | CROPLAND (NON-IRRIGATED, USD/HA) | 128.4946
2022 | 17081 | CROPLAND (NON-IRRIGATED, USD/HA) | 336.0628
2022 | 18077 | CROPLAND (NON-IRRIGATED, USD/HA) | 370.6575
2022 | 19101 | CROPLAND (NON-IRRIGATED, USD/HA) | 600.4651
2022 | 20087 | CROPLAND (NON-IRRIGATED, USD/HA) | 176.6801
2022 | 21111 | CROPLAND (NON-IRRIGATED, USD/HA) | 151.9696
2022 | 28063 | CROPLAND (NON-IRRIGATED, USD/HA) | 139.6143
2022 | 29099 | CROPLAND (NON-IRRIGATED, USD/HA) | 144.5564
2022 | 31095 | CROPLAND (NON-IRRIGATED, USD/HA) | 365.7154
2022 | 36045 | CROPLAND (NON-IRRIGATED, USD/HA) | 192.7419
2022 | 39081 | CROPLAND (NON-IRRIGATED, USD/HA) | 76.6025
2022 | 40067 | CROPLAND (NON-IRRIGATED, USD/HA) | 66.7184
2022 | 42065 | CROPLAND (NON-IRRIGATED, USD/HA) | 66.7184
2022 | 47089 | CROPLAND (NON-IRRIGATED, USD/HA) | 91.4288
2022 | 48245 | CROPLAND (NON-IRRIGATED, USD/HA) | 70.4249
2022 | 54037 | CROPLAND (NON-IRRIGATED, USD/HA) | 168.0314
2022 | 55055 | CROPLAND (NON-IRRIGATED, USD/HA) | 412.6653
2021 | 5069 | CROPLAND (NON-IRRIGATED, USD/HA) | 239.6918
2021 | 8059 | CROPLAND (NON-IRRIGATED, USD/HA) | 86.4868
2021 | 12065 | CROPLAND (NON-IRRIGATED, USD/HA) | 127.2591
2021 | 13163 | CROPLAND (NON-IRRIGATED, USD/HA) | 92.6644
2021 | 17081 | CROPLAND (NON-IRRIGATED, USD/HA) | 316.2944
2021 | 18077 | CROPLAND (NON-IRRIGATED, USD/HA) | 400.3101
2021 | 19101 | CROPLAND (NON-IRRIGATED, USD/HA) | 531.2758
2021 | 20087 | CROPLAND (NON-IRRIGATED, USD/HA) | 181.6222
2021 | 21111 | CROPLAND (NON-IRRIGATED, USD/HA) | 165.5603
2021 | 29099 | CROPLAND (NON-IRRIGATED, USD/HA) | 93.8999
2021 | 30043 | CROPLAND (NON-IRRIGATED, USD/HA) | 54.3631
2021 | 31095 | CROPLAND (NON-IRRIGATED, USD/HA) | 353.3601
2021 | 36045 | CROPLAND (NON-IRRIGATED, USD/HA) | 139.6143
2021 | 39081 | CROPLAND (NON-IRRIGATED, USD/HA) | 97.6065
2021 | 40067 | CROPLAND (NON-IRRIGATED, USD/HA) | 75.367
2021 | 42065 | CROPLAND (NON-IRRIGATED, USD/HA) | 65.4828
2021 | 47089 | CROPLAND (NON-IRRIGATED, USD/HA) | 103.7841
2021 | 48245 | CROPLAND (NON-IRRIGATED, USD/HA) | 54.3631
2021 | 53031 | CROPLAND (NON-IRRIGATED, USD/HA) | 135.9077
2021 | 54037 | CROPLAND (NON-IRRIGATED, USD/HA) | 148.263
2021 | 55055 | CROPLAND (NON-IRRIGATED, USD/HA) | 415.1364
2020 | 12065 | CROPLAND (NON-IRRIGATED, USD/HA) | 114.9038
2020 | 13163 | CROPLAND (NON-IRRIGATED, USD/HA) | 80.3091
2020 | 17081 | CROPLAND (NON-IRRIGATED, USD/HA) | 316.2944
2020 | 18077 | CROPLAND (NON-IRRIGATED, USD/HA) | 363.2443
2020 | 19101 | CROPLAND (NON-IRRIGATED, USD/HA) | 553.5152
2020 | 20087 | CROPLAND (NON-IRRIGATED, USD/HA) | 145.7919
2020 | 28063 | CROPLAND (NON-IRRIGATED, USD/HA) | 105.0196
2020 | 29099 | CROPLAND (NON-IRRIGATED, USD/HA) | 116.1393
2020 | 30043 | CROPLAND (NON-IRRIGATED, USD/HA) | 61.7762
2020 | 31095 | CROPLAND (NON-IRRIGATED, USD/HA) | 328.6497
2020 | 36045 | CROPLAND (NON-IRRIGATED, USD/HA) | 126.0236
2020 | 39081 | CROPLAND (NON-IRRIGATED, USD/HA) | 75.367
2020 | 40067 | CROPLAND (NON-IRRIGATED, USD/HA) | 71.6604
2020 | 42065 | CROPLAND (NON-IRRIGATED, USD/HA) | 49.421
2020 | 47089 | CROPLAND (NON-IRRIGATED, USD/HA) | 106.2552
2020 | 48245 | CROPLAND (NON-IRRIGATED, USD/HA) | 43.2434
2020 | 54037 | CROPLAND (NON-IRRIGATED, USD/HA) | 165.5603
2020 | 55055 | CROPLAND (NON-IRRIGATED, USD/HA) | 434.9048
2019 | 12065 | CROPLAND (NON-IRRIGATED, USD/HA) | 85.2512
2019 | 13163 | CROPLAND (NON-IRRIGATED, USD/HA) | 80.3091
2019 | 17081 | CROPLAND (NON-IRRIGATED, USD/HA) | 311.3523
2019 | 18077 | CROPLAND (NON-IRRIGATED, USD/HA) | 345.947
2019 | 19101 | CROPLAND (NON-IRRIGATED, USD/HA) | 531.2758
2019 | 20087 | CROPLAND (NON-IRRIGATED, USD/HA) | 181.6222
2019 | 28063 | CROPLAND (NON-IRRIGATED, USD/HA) | 116.1393
2019 | 29099 | CROPLAND (NON-IRRIGATED, USD/HA) | 116.1393
2019 | 31095 | CROPLAND (NON-IRRIGATED, USD/HA) | 331.1207
2019 | 36045 | CROPLAND (NON-IRRIGATED, USD/HA) | 126.0236
2019 | 39081 | CROPLAND (NON-IRRIGATED, USD/HA) | 74.1315
2019 | 40067 | CROPLAND (NON-IRRIGATED, USD/HA) | 67.9539
2019 | 42065 | CROPLAND (NON-IRRIGATED, USD/HA) | 51.892
2019 | 47089 | CROPLAND (NON-IRRIGATED, USD/HA) | 113.6683
2019 | 48245 | CROPLAND (NON-IRRIGATED, USD/HA) | 32.1236
2019 | 54037 | CROPLAND (NON-IRRIGATED, USD/HA) | 185.3287
2019 | 55055 | CROPLAND (NON-IRRIGATED, USD/HA) | 417.6074
2017 | 1073 | CROPLAND (NON-IRRIGATED, USD/HA) | 49.421
2017 | 5069 | CROPLAND (NON-IRRIGATED, USD/HA) | 174.209
2017 | 12065 | CROPLAND (NON-IRRIGATED, USD/HA) | 128.4946
2017 | 13163 | CROPLAND (NON-IRRIGATED, USD/HA) | 74.1315
2017 | 17081 | CROPLAND (NON-IRRIGATED, USD/HA) | 281.6997
2017 | 18077 | CROPLAND (NON-IRRIGATED, USD/HA) | 343.476
2017 | 19101 | CROPLAND (NON-IRRIGATED, USD/HA) | 484.3258
2017 | 20087 | CROPLAND (NON-IRRIGATED, USD/HA) | 181.6222
2017 | 29099 | CROPLAND (NON-IRRIGATED, USD/HA) | 113.6683
2017 | 31095 | CROPLAND (NON-IRRIGATED, USD/HA) | 326.1786
2017 | 36045 | CROPLAND (NON-IRRIGATED, USD/HA) | 128.4946
2017 | 39081 | CROPLAND (NON-IRRIGATED, USD/HA) | 70.4249
2017 | 40067 | CROPLAND (NON-IRRIGATED, USD/HA) | 67.9539
2017 | 42065 | CROPLAND (NON-IRRIGATED, USD/HA) | 43.2434
2017 | 47089 | CROPLAND (NON-IRRIGATED, USD/HA) | 101.3131
2017 | 48245 | CROPLAND (NON-IRRIGATED, USD/HA) | 27.1816
2017 | 54037 | CROPLAND (NON-IRRIGATED, USD/HA) | 187.7998
2017 | 55055 | CROPLAND (NON-IRRIGATED, USD/HA) | 365.7154
2016 | 1073 | CROPLAND (NON-IRRIGATED, USD/HA) | 37.0658
2016 | 5069 | CROPLAND (NON-IRRIGATED, USD/HA) | 224.8655
2016 | 12065 | CROPLAND (NON-IRRIGATED, USD/HA) | 142.0854
2016 | 13163 | CROPLAND (NON-IRRIGATED, USD/HA) | 77.8381
2016 | 17081 | CROPLAND (NON-IRRIGATED, USD/HA) | 279.2287
2016 | 18077 | CROPLAND (NON-IRRIGATED, USD/HA) | 308.8813
2016 | 19101 | CROPLAND (NON-IRRIGATED, USD/HA) | 521.3915
2016 | 20087 | CROPLAND (NON-IRRIGATED, USD/HA) | 187.7998
2016 | 29099 | CROPLAND (NON-IRRIGATED, USD/HA) | 126.0236
2016 | 30043 | CROPLAND (NON-IRRIGATED, USD/HA) | 29.6526
2016 | 31095 | CROPLAND (NON-IRRIGATED, USD/HA) | 328.6497
2016 | 36045 | CROPLAND (NON-IRRIGATED, USD/HA) | 107.4907
2016 | 39081 | CROPLAND (NON-IRRIGATED, USD/HA) | 82.7802
2016 | 40067 | CROPLAND (NON-IRRIGATED, USD/HA) | 72.896
2016 | 42065 | CROPLAND (NON-IRRIGATED, USD/HA) | 38.3013
2016 | 47089 | CROPLAND (NON-IRRIGATED, USD/HA) | 108.7262
2016 | 48245 | CROPLAND (NON-IRRIGATED, USD/HA) | 20.0155
2016 | 54037 | CROPLAND (NON-IRRIGATED, USD/HA) | 185.3287
2016 | 55055 | CROPLAND (NON-IRRIGATED, USD/HA) | 385.4838
2014 | 1073 | CROPLAND (NON-IRRIGATED, USD/HA) | 42.0078
2014 | 5069 | CROPLAND (NON-IRRIGATED, USD/HA) | 218.6879
2014 | 12065 | CROPLAND (NON-IRRIGATED, USD/HA) | 96.3709
2014 | 13163 | CROPLAND (NON-IRRIGATED, USD/HA) | 87.7223
2014 | 17081 | CROPLAND (NON-IRRIGATED, USD/HA) | 298.9971
2014 | 18077 | CROPLAND (NON-IRRIGATED, USD/HA) | 321.2365
2014 | 19101 | CROPLAND (NON-IRRIGATED, USD/HA) | 548.5731
2014 | 20087 | CROPLAND (NON-IRRIGATED, USD/HA) | 163.0893
2014 | 29099 | CROPLAND (NON-IRRIGATED, USD/HA) | 98.842
2014 | 31095 | CROPLAND (NON-IRRIGATED, USD/HA) | 331.1207
2014 | 39081 | CROPLAND (NON-IRRIGATED, USD/HA) | 84.0157
2014 | 40067 | CROPLAND (NON-IRRIGATED, USD/HA) | 64.2473
2014 | 42065 | CROPLAND (NON-IRRIGATED, USD/HA) | 39.5368
2014 | 47089 | CROPLAND (NON-IRRIGATED, USD/HA) | 124.788
2014 | 48245 | CROPLAND (NON-IRRIGATED, USD/HA) | 27.1816
2014 | 54037 | CROPLAND (NON-IRRIGATED, USD/HA) | 160.6182
2014 | 55055 | CROPLAND (NON-IRRIGATED, USD/HA) | 400.3101
2013 | 1073 | CROPLAND (NON-IRRIGATED, USD/HA) | 49.421
2013 | 5069 | CROPLAND (NON-IRRIGATED, USD/HA) | 221.159
2013 | 13163 | CROPLAND (NON-IRRIGATED, USD/HA) | 86.4868
2013 | 17081 | CROPLAND (NON-IRRIGATED, USD/HA) | 252.0471
2013 | 18077 | CROPLAND (NON-IRRIGATED, USD/HA) | 308.8813
2013 | 19101 | CROPLAND (NON-IRRIGATED, USD/HA) | 481.8547
2013 | 20087 | CROPLAND (NON-IRRIGATED, USD/HA) | 150.734
2013 | 29099 | CROPLAND (NON-IRRIGATED, USD/HA) | 126.0236
2013 | 31095 | CROPLAND (NON-IRRIGATED, USD/HA) | 308.8813
2013 | 36045 | CROPLAND (NON-IRRIGATED, USD/HA) | 86.4868
2013 | 40067 | CROPLAND (NON-IRRIGATED, USD/HA) | 71.6604
2013 | 47089 | CROPLAND (NON-IRRIGATED, USD/HA) | 100.0775
2013 | 48245 | CROPLAND (NON-IRRIGATED, USD/HA) | 19.7684
2013 | 54037 | CROPLAND (NON-IRRIGATED, USD/HA) | 135.9077
2013 | 55055 | CROPLAND (NON-IRRIGATED, USD/HA) | 380.5417
2012 | 1073 | CROPLAND (NON-IRRIGATED, USD/HA) | 40.7723
2012 | 5069 | CROPLAND (NON-IRRIGATED, USD/HA) | 133.4367
2012 | 12065 | CROPLAND (NON-IRRIGATED, USD/HA) | 86.4868
2012 | 13163 | CROPLAND (NON-IRRIGATED, USD/HA) | 74.1315
2012 | 17081 | CROPLAND (NON-IRRIGATED, USD/HA) | 271.8155
2012 | 18077 | CROPLAND (NON-IRRIGATED, USD/HA) | 281.6997
2012 | 19101 | CROPLAND (NON-IRRIGATED, USD/HA) | 467.0285
2012 | 20087 | CROPLAND (NON-IRRIGATED, USD/HA) | 126.0236
2012 | 29099 | CROPLAND (NON-IRRIGATED, USD/HA) | 145.7919
2012 | 31095 | CROPLAND (NON-IRRIGATED, USD/HA) | 289.1128
2012 | 36045 | CROPLAND (NON-IRRIGATED, USD/HA) | 93.8999
2012 | 40067 | CROPLAND (NON-IRRIGATED, USD/HA) | 53.1276
2012 | 47089 | CROPLAND (NON-IRRIGATED, USD/HA) | 103.7841
2012 | 48245 | CROPLAND (NON-IRRIGATED, USD/HA) | 20.0155
2012 | 54037 | CROPLAND (NON-IRRIGATED, USD/HA) | 97.6065
2012 | 55055 | CROPLAND (NON-IRRIGATED, USD/HA) | 336.0628
2011 | 1073 | CROPLAND (NON-IRRIGATED, USD/HA) | 39.5368
2011 | 5069 | CROPLAND (NON-IRRIGATED, USD/HA) | 132.2012
2011 | 12065 | CROPLAND (NON-IRRIGATED, USD/HA) | 90.1933
2011 | 13163 | CROPLAND (NON-IRRIGATED, USD/HA) | 69.1894
2011 | 17081 | CROPLAND (NON-IRRIGATED, USD/HA) | 219.9235
2011 | 18077 | CROPLAND (NON-IRRIGATED, USD/HA) | 222.3945
2011 | 19101 | CROPLAND (NON-IRRIGATED, USD/HA) | 439.8469
2011 | 20087 | CROPLAND (NON-IRRIGATED, USD/HA) | 126.0236
2011 | 28063 | CROPLAND (NON-IRRIGATED, USD/HA) | 182.8577
2011 | 29099 | CROPLAND (NON-IRRIGATED, USD/HA) | 123.5525
2011 | 31095 | CROPLAND (NON-IRRIGATED, USD/HA) | 276.7576
2011 | 36045 | CROPLAND (NON-IRRIGATED, USD/HA) | 93.8999
2011 | 40067 | CROPLAND (NON-IRRIGATED, USD/HA) | 61.7762
2011 | 47089 | CROPLAND (NON-IRRIGATED, USD/HA) | 86.4868
2011 | 48245 | CROPLAND (NON-IRRIGATED, USD/HA) | 30.8881
2011 | 54037 | CROPLAND (NON-IRRIGATED, USD/HA) | 92.6644
2011 | 55055 | CROPLAND (NON-IRRIGATED, USD/HA) | 286.6418
2010 | 1073 | CROPLAND (NON-IRRIGATED, USD/HA) | 44.4789
2010 | 13163 | CROPLAND (NON-IRRIGATED, USD/HA) | 69.1894
2010 | 18077 | CROPLAND (NON-IRRIGATED, USD/HA) | 242.1629
2010 | 19101 | CROPLAND (NON-IRRIGATED, USD/HA) | 395.368
2010 | 20087 | CROPLAND (NON-IRRIGATED, USD/HA) | 123.5525
2010 | 28063 | CROPLAND (NON-IRRIGATED, USD/HA) | 191.5064
2010 | 29099 | CROPLAND (NON-IRRIGATED, USD/HA) | 126.0236
2010 | 31095 | CROPLAND (NON-IRRIGATED, USD/HA) | 254.5181
2010 | 36045 | CROPLAND (NON-IRRIGATED, USD/HA) | 82.7802
2010 | 39081 | CROPLAND (NON-IRRIGATED, USD/HA) | 91.4288
2010 | 40067 | CROPLAND (NON-IRRIGATED, USD/HA) | 44.4789
2010 | 42065 | CROPLAND (NON-IRRIGATED, USD/HA) | 32.1236
2010 | 47089 | CROPLAND (NON-IRRIGATED, USD/HA) | 87.7223
2010 | 48245 | CROPLAND (NON-IRRIGATED, USD/HA) | 30.8881
2010 | 54037 | CROPLAND (NON-IRRIGATED, USD/HA) | 90.1933
2010 | 55055 | CROPLAND (NON-IRRIGATED, USD/HA) | 271.8155
2009 | 1073 | CROPLAND (NON-IRRIGATED, USD/HA) | 49.421
2009 | 5069 | CROPLAND (NON-IRRIGATED, USD/HA) | 137.1433
2009 | 13163 | CROPLAND (NON-IRRIGATED, USD/HA) | 63.0118
2009 | 17081 | CROPLAND (NON-IRRIGATED, USD/HA) | 234.7498
2009 | 19101 | CROPLAND (NON-IRRIGATED, USD/HA) | 390.4259
2009 | 20087 | CROPLAND (NON-IRRIGATED, USD/HA) | 118.6104
2009 | 28063 | CROPLAND (NON-IRRIGATED, USD/HA) | 86.4868
2009 | 29099 | CROPLAND (NON-IRRIGATED, USD/HA) | 118.6104
2009 | 31095 | CROPLAND (NON-IRRIGATED, USD/HA) | 237.2208
2009 | 36045 | CROPLAND (NON-IRRIGATED, USD/HA) | 91.4288
2009 | 39081 | CROPLAND (NON-IRRIGATED, USD/HA) | 93.8999
2009 | 40067 | CROPLAND (NON-IRRIGATED, USD/HA) | 49.421
2009 | 42065 | CROPLAND (NON-IRRIGATED, USD/HA) | 39.5368
2009 | 47089 | CROPLAND (NON-IRRIGATED, USD/HA) | 88.9578
2009 | 48245 | CROPLAND (NON-IRRIGATED, USD/HA) | 37.0658
2009 | 54037 | CROPLAND (NON-IRRIGATED, USD/HA) | 116.1393
2009 | 55055 | CROPLAND (NON-IRRIGATED, USD/HA) | 271.8155
2008 | 5069 | CROPLAND (NON-IRRIGATED, USD/HA) | 205.0971
2008 | 17081 | CROPLAND (NON-IRRIGATED, USD/HA) | 202.6261
2008 | 18077 | CROPLAND (NON-IRRIGATED, USD/HA) | 233.5142
2008 | 19101 | CROPLAND (NON-IRRIGATED, USD/HA) | 387.9549
2008 | 20087 | CROPLAND (NON-IRRIGATED, USD/HA) | 109.9617
2008 | 31095 | CROPLAND (NON-IRRIGATED, USD/HA) | 227.3366
2008 | 36045 | CROPLAND (NON-IRRIGATED, USD/HA) | 69.1894
2008 | 40067 | CROPLAND (NON-IRRIGATED, USD/HA) | 59.3052
2008 | 55055 | CROPLAND (NON-IRRIGATED, USD/HA) | 274.2865
2023 | 22053 | CROPLAND (NON-IRRIGATED, USD/HA) | 71.6604
2023 | 28065 | CROPLAND (NON-IRRIGATED, USD/HA) | 71.6604
2022 | 22053 | CROPLAND (NON-IRRIGATED, USD/HA) | 69.1894
2022 | 28065 | CROPLAND (NON-IRRIGATED, USD/HA) | 53.1276
2021 | 22053 | CROPLAND (NON-IRRIGATED, USD/HA) | 56.8342
2021 | 28065 | CROPLAND (NON-IRRIGATED, USD/HA) | 56.8342
2020 | 22053 | CROPLAND (NON-IRRIGATED, USD/HA) | 81.5447
2020 | 28065 | CROPLAND (NON-IRRIGATED, USD/HA) | 46.95
2019 | 28065 | CROPLAND (NON-IRRIGATED, USD/HA) | 42.0078
2017 | 28065 | CROPLAND (NON-IRRIGATED, USD/HA) | 37.0658
2016 | 22053 | CROPLAND (NON-IRRIGATED, USD/HA) | 30.8881
2016 | 28065 | CROPLAND (NON-IRRIGATED, USD/HA) | 42.0078
2014 | 28065 | CROPLAND (NON-IRRIGATED, USD/HA) | 56.8342
2012 | 22053 | CROPLAND (NON-IRRIGATED, USD/HA) | 111.1972
2012 | 28065 | CROPLAND (NON-IRRIGATED, USD/HA) | 65.4828
2011 | 22053 | CROPLAND (NON-IRRIGATED, USD/HA) | 71.6604
2011 | 28065 | CROPLAND (NON-IRRIGATED, USD/HA) | 51.892
2009 | 22053 | CROPLAND (NON-IRRIGATED, USD/HA) | 37.0658
2009 | 28065 | CROPLAND (NON-IRRIGATED, USD/HA) | 32.1236
2024 | 13165 | CROPLAND (NON-IRRIGATED, USD/HA) | 147.0275
2023 | 13165 | CROPLAND (NON-IRRIGATED, USD/HA) | 155.6762
2022 | 13165 | CROPLAND (NON-IRRIGATED, USD/HA) | 135.9077
2021 | 13165 | CROPLAND (NON-IRRIGATED, USD/HA) | 123.5525
2020 | 13165 | CROPLAND (NON-IRRIGATED, USD/HA) | 123.5525
2019 | 13165 | CROPLAND (NON-IRRIGATED, USD/HA) | 117.3749
2017 | 13165 | CROPLAND (NON-IRRIGATED, USD/HA) | 129.7301
2016 | 13165 | CROPLAND (NON-IRRIGATED, USD/HA) | 121.0815
2014 | 13165 | CROPLAND (NON-IRRIGATED, USD/HA) | 126.0236
2013 | 13165 | CROPLAND (NON-IRRIGATED, USD/HA) | 123.5525
2012 | 13165 | CROPLAND (NON-IRRIGATED, USD/HA) | 116.1393
2011 | 13165 | CROPLAND (NON-IRRIGATED, USD/HA) | 114.9038
2010 | 13165 | CROPLAND (NON-IRRIGATED, USD/HA) | 107.4907
2009 | 13165 | CROPLAND (NON-IRRIGATED, USD/HA) | 105.0196
2024 | 18079 | CROPLAND (NON-IRRIGATED, USD/HA) | 548.5731
2023 | 18079 | CROPLAND (NON-IRRIGATED, USD/HA) | 434.9048
2022 | 18079 | CROPLAND (NON-IRRIGATED, USD/HA) | 476.9126
2021 | 18079 | CROPLAND (NON-IRRIGATED, USD/HA) | 415.1364
2020 | 18079 | CROPLAND (NON-IRRIGATED, USD/HA) | 405.2522
2019 | 18079 | CROPLAND (NON-IRRIGATED, USD/HA) | 400.3101
2017 | 18079 | CROPLAND (NON-IRRIGATED, USD/HA) | 400.3101
2016 | 18079 | CROPLAND (NON-IRRIGATED, USD/HA) | 407.7233
2014 | 18079 | CROPLAND (NON-IRRIGATED, USD/HA) | 383.0127
2013 | 18079 | CROPLAND (NON-IRRIGATED, USD/HA) | 383.0127
2012 | 18079 | CROPLAND (NON-IRRIGATED, USD/HA) | 368.1864
2011 | 18079 | CROPLAND (NON-IRRIGATED, USD/HA) | 271.8155
2010 | 18079 | CROPLAND (NON-IRRIGATED, USD/HA) | 276.7576
2009 | 18079 | CROPLAND (NON-IRRIGATED, USD/HA) | 264.4024
2008 | 18079 | CROPLAND (NON-IRRIGATED, USD/HA) | 279.2287
2024 | 46073 | CROPLAND (NON-IRRIGATED, USD/HA) | 256.9892
2023 | 46073 | CROPLAND (NON-IRRIGATED, USD/HA) | 249.5761
2022 | 46073 | CROPLAND (NON-IRRIGATED, USD/HA) | 237.2208
2021 | 46073 | CROPLAND (NON-IRRIGATED, USD/HA) | 212.5103
2020 | 46073 | CROPLAND (NON-IRRIGATED, USD/HA) | 237.2208
2019 | 46073 | CROPLAND (NON-IRRIGATED, USD/HA) | 237.2208
2017 | 46073 | CROPLAND (NON-IRRIGATED, USD/HA) | 247.105
2016 | 46073 | CROPLAND (NON-IRRIGATED, USD/HA) | 264.4024
2014 | 46073 | CROPLAND (NON-IRRIGATED, USD/HA) | 269.3444
2013 | 46073 | CROPLAND (NON-IRRIGATED, USD/HA) | 219.9235
2012 | 46073 | CROPLAND (NON-IRRIGATED, USD/HA) | 170.5025
2011 | 46073 | CROPLAND (NON-IRRIGATED, USD/HA) | 170.5025
2010 | 46073 | CROPLAND (NON-IRRIGATED, USD/HA) | 145.7919
2009 | 46073 | CROPLAND (NON-IRRIGATED, USD/HA) | 139.6143
2008 | 46073 | CROPLAND (NON-IRRIGATED, USD/HA) | 132.2012
2024 | 17083 | CROPLAND (NON-IRRIGATED, USD/HA) | 555.9863
2023 | 17083 | CROPLAND (NON-IRRIGATED, USD/HA) | 536.2178
2022 | 17083 | CROPLAND (NON-IRRIGATED, USD/HA) | 496.681
2021 | 17083 | CROPLAND (NON-IRRIGATED, USD/HA) | 523.8626
2020 | 17083 | CROPLAND (NON-IRRIGATED, USD/HA) | 513.9784
2019 | 17083 | CROPLAND (NON-IRRIGATED, USD/HA) | 513.9784
2017 | 17083 | CROPLAND (NON-IRRIGATED, USD/HA) | 563.3994
2016 | 17083 | CROPLAND (NON-IRRIGATED, USD/HA) | 593.052
2014 | 17083 | CROPLAND (NON-IRRIGATED, USD/HA) | 523.8626
2013 | 17083 | CROPLAND (NON-IRRIGATED, USD/HA) | 481.8547
2012 | 17083 | CROPLAND (NON-IRRIGATED, USD/HA) | 504.0942
2011 | 17083 | CROPLAND (NON-IRRIGATED, USD/HA) | 476.9126
2010 | 17083 | CROPLAND (NON-IRRIGATED, USD/HA) | 395.368
2009 | 17083 | CROPLAND (NON-IRRIGATED, USD/HA) | 358.3023
2008 | 17083 | CROPLAND (NON-IRRIGATED, USD/HA) | 405.2522
2024 | 21113 | CROPLAND (NON-IRRIGATED, USD/HA) | 129.7301
2022 | 21113 | CROPLAND (NON-IRRIGATED, USD/HA) | 144.5564
2021 | 21113 | CROPLAND (NON-IRRIGATED, USD/HA) | 140.8499
2020 | 21113 | CROPLAND (NON-IRRIGATED, USD/HA) | 118.6104
2019 | 21113 | CROPLAND (NON-IRRIGATED, USD/HA) | 138.3788
2017 | 21113 | CROPLAND (NON-IRRIGATED, USD/HA) | 129.7301
2016 | 21113 | CROPLAND (NON-IRRIGATED, USD/HA) | 142.0854
2014 | 21113 | CROPLAND (NON-IRRIGATED, USD/HA) | 143.3209
2013 | 21113 | CROPLAND (NON-IRRIGATED, USD/HA) | 179.1511
2012 | 21113 | CROPLAND (NON-IRRIGATED, USD/HA) | 138.3788
2011 | 21113 | CROPLAND (NON-IRRIGATED, USD/HA) | 138.3788
2010 | 21113 | CROPLAND (NON-IRRIGATED, USD/HA) | 148.263
2009 | 21113 | CROPLAND (NON-IRRIGATED, USD/HA) | 123.5525
2024 | 20089 | CROPLAND (NON-IRRIGATED, USD/HA) | 198.9195
2023 | 20089 | CROPLAND (NON-IRRIGATED, USD/HA) | 187.7998
2022 | 20089 | CROPLAND (NON-IRRIGATED, USD/HA) | 186.5643
2021 | 20089 | CROPLAND (NON-IRRIGATED, USD/HA) | 187.7998
2020 | 20089 | CROPLAND (NON-IRRIGATED, USD/HA) | 193.9774
2019 | 20089 | CROPLAND (NON-IRRIGATED, USD/HA) | 191.5064
2017 | 20089 | CROPLAND (NON-IRRIGATED, USD/HA) | 196.4485
2016 | 20089 | CROPLAND (NON-IRRIGATED, USD/HA) | 185.3287
2014 | 20089 | CROPLAND (NON-IRRIGATED, USD/HA) | 166.7959
2013 | 20089 | CROPLAND (NON-IRRIGATED, USD/HA) | 170.5025
2012 | 20089 | CROPLAND (NON-IRRIGATED, USD/HA) | 139.6143
2011 | 20089 | CROPLAND (NON-IRRIGATED, USD/HA) | 124.788
2010 | 20089 | CROPLAND (NON-IRRIGATED, USD/HA) | 123.5525
2009 | 20089 | CROPLAND (NON-IRRIGATED, USD/HA) | 119.8459
2008 | 20089 | CROPLAND (NON-IRRIGATED, USD/HA) | 111.1972
2023 | 48247 | CROPLAND (NON-IRRIGATED, USD/HA) | 14.085
2019 | 48247 | CROPLAND (NON-IRRIGATED, USD/HA) | 28.4171
2024 | 48249 | CROPLAND (NON-IRRIGATED, USD/HA) | 60.5407
2023 | 48249 | CROPLAND (NON-IRRIGATED, USD/HA) | 107.4907
2022 | 48249 | CROPLAND (NON-IRRIGATED, USD/HA) | 79.0736
2021 | 48249 | CROPLAND (NON-IRRIGATED, USD/HA) | 107.4907
2020 | 48249 | CROPLAND (NON-IRRIGATED, USD/HA) | 93.8999
2019 | 48249 | CROPLAND (NON-IRRIGATED, USD/HA) | 103.7841
2017 | 48249 | CROPLAND (NON-IRRIGATED, USD/HA) | 98.842
2016 | 48249 | CROPLAND (NON-IRRIGATED, USD/HA) | 108.7262
2014 | 48249 | CROPLAND (NON-IRRIGATED, USD/HA) | 106.2552
2013 | 48249 | CROPLAND (NON-IRRIGATED, USD/HA) | 96.3709
2012 | 48249 | CROPLAND (NON-IRRIGATED, USD/HA) | 80.3091
2011 | 48249 | CROPLAND (NON-IRRIGATED, USD/HA) | 92.6644
2010 | 48249 | CROPLAND (NON-IRRIGATED, USD/HA) | 93.8999
2009 | 48249 | CROPLAND (NON-IRRIGATED, USD/HA) | 77.8381
2024 | 17085 | CROPLAND (NON-IRRIGATED, USD/HA) | 558.4573
2023 | 17085 | CROPLAND (NON-IRRIGATED, USD/HA) | 649.8862
2022 | 17085 | CROPLAND (NON-IRRIGATED, USD/HA) | 585.6389
2021 | 17085 | CROPLAND (NON-IRRIGATED, USD/HA) | 553.5152
2020 | 17085 | CROPLAND (NON-IRRIGATED, USD/HA) | 546.102
2019 | 17085 | CROPLAND (NON-IRRIGATED, USD/HA) | 563.3994
2017 | 17085 | CROPLAND (NON-IRRIGATED, USD/HA) | 543.631
2016 | 17085 | CROPLAND (NON-IRRIGATED, USD/HA) | 531.2758
2014 | 17085 | CROPLAND (NON-IRRIGATED, USD/HA) | 546.102
2013 | 17085 | CROPLAND (NON-IRRIGATED, USD/HA) | 504.0942
2012 | 17085 | CROPLAND (NON-IRRIGATED, USD/HA) | 546.102
2011 | 17085 | CROPLAND (NON-IRRIGATED, USD/HA) | 429.9627
2010 | 17085 | CROPLAND (NON-IRRIGATED, USD/HA) | 395.368
2009 | 17085 | CROPLAND (NON-IRRIGATED, USD/HA) | 373.1286
2008 | 17085 | CROPLAND (NON-IRRIGATED, USD/HA) | 392.897
2024 | 5071 | CROPLAND (NON-IRRIGATED, USD/HA) | 45.7144
2024 | 13167 | CROPLAND (NON-IRRIGATED, USD/HA) | 113.6683
2024 | 17087 | CROPLAND (NON-IRRIGATED, USD/HA) | 189.0353
2024 | 18081 | CROPLAND (NON-IRRIGATED, USD/HA) | 558.4573
2024 | 19103 | CROPLAND (NON-IRRIGATED, USD/HA) | 635.0598
2024 | 20091 | CROPLAND (NON-IRRIGATED, USD/HA) | 161.8538
2024 | 29101 | CROPLAND (NON-IRRIGATED, USD/HA) | 284.1707
2024 | 31097 | CROPLAND (NON-IRRIGATED, USD/HA) | 457.1442
2024 | 47091 | CROPLAND (NON-IRRIGATED, USD/HA) | 93.8999
2024 | 48251 | CROPLAND (NON-IRRIGATED, USD/HA) | 55.5986
2024 | 56019 | CROPLAND (NON-IRRIGATED, USD/HA) | 21.4981
2023 | 5071 | CROPLAND (NON-IRRIGATED, USD/HA) | 85.2512
2023 | 13167 | CROPLAND (NON-IRRIGATED, USD/HA) | 90.1933
2023 | 17087 | CROPLAND (NON-IRRIGATED, USD/HA) | 142.0854
2023 | 18081 | CROPLAND (NON-IRRIGATED, USD/HA) | 491.7389
2023 | 19103 | CROPLAND (NON-IRRIGATED, USD/HA) | 644.944
2023 | 20091 | CROPLAND (NON-IRRIGATED, USD/HA) | 140.8499
2023 | 29101 | CROPLAND (NON-IRRIGATED, USD/HA) | 256.9892
2023 | 31097 | CROPLAND (NON-IRRIGATED, USD/HA) | 432.4337
2023 | 47091 | CROPLAND (NON-IRRIGATED, USD/HA) | 93.8999
2023 | 48251 | CROPLAND (NON-IRRIGATED, USD/HA) | 56.8342
2023 | 56019 | CROPLAND (NON-IRRIGATED, USD/HA) | 28.4171
2022 | 5071 | CROPLAND (NON-IRRIGATED, USD/HA) | 87.7223
2022 | 13167 | CROPLAND (NON-IRRIGATED, USD/HA) | 106.2552
2022 | 17087 | CROPLAND (NON-IRRIGATED, USD/HA) | 129.7301
2022 | 18081 | CROPLAND (NON-IRRIGATED, USD/HA) | 523.8626
2022 | 19103 | CROPLAND (NON-IRRIGATED, USD/HA) | 615.2914
2022 | 20091 | CROPLAND (NON-IRRIGATED, USD/HA) | 137.1433
2022 | 21115 | CROPLAND (NON-IRRIGATED, USD/HA) | 75.367
2022 | 29101 | CROPLAND (NON-IRRIGATED, USD/HA) | 245.8695
2022 | 31097 | CROPLAND (NON-IRRIGATED, USD/HA) | 397.839
2022 | 47091 | CROPLAND (NON-IRRIGATED, USD/HA) | 95.1354
2022 | 48251 | CROPLAND (NON-IRRIGATED, USD/HA) | 61.7762
2021 | 5071 | CROPLAND (NON-IRRIGATED, USD/HA) | 55.5986
2021 | 13167 | CROPLAND (NON-IRRIGATED, USD/HA) | 97.6065
2021 | 17087 | CROPLAND (NON-IRRIGATED, USD/HA) | 128.4946
2021 | 18081 | CROPLAND (NON-IRRIGATED, USD/HA) | 479.3837
2021 | 19103 | CROPLAND (NON-IRRIGATED, USD/HA) | 578.2257
2021 | 20091 | CROPLAND (NON-IRRIGATED, USD/HA) | 143.3209
2021 | 29101 | CROPLAND (NON-IRRIGATED, USD/HA) | 228.5721
2021 | 31097 | CROPLAND (NON-IRRIGATED, USD/HA) | 370.6575
2021 | 47091 | CROPLAND (NON-IRRIGATED, USD/HA) | 77.8381
2021 | 48251 | CROPLAND (NON-IRRIGATED, USD/HA) | 51.892
2020 | 5071 | CROPLAND (NON-IRRIGATED, USD/HA) | 66.7184
2020 | 13167 | CROPLAND (NON-IRRIGATED, USD/HA) | 102.5486
2020 | 17087 | CROPLAND (NON-IRRIGATED, USD/HA) | 123.5525
2020 | 19103 | CROPLAND (NON-IRRIGATED, USD/HA) | 568.3415
2020 | 20091 | CROPLAND (NON-IRRIGATED, USD/HA) | 133.4367
2020 | 29101 | CROPLAND (NON-IRRIGATED, USD/HA) | 196.4485
2020 | 31097 | CROPLAND (NON-IRRIGATED, USD/HA) | 368.1864
2020 | 47091 | CROPLAND (NON-IRRIGATED, USD/HA) | 79.0736
2020 | 48251 | CROPLAND (NON-IRRIGATED, USD/HA) | 51.892
2019 | 13167 | CROPLAND (NON-IRRIGATED, USD/HA) | 86.4868
2019 | 17087 | CROPLAND (NON-IRRIGATED, USD/HA) | 140.8499
2019 | 19103 | CROPLAND (NON-IRRIGATED, USD/HA) | 541.1599
2019 | 20091 | CROPLAND (NON-IRRIGATED, USD/HA) | 112.4328
2019 | 29101 | CROPLAND (NON-IRRIGATED, USD/HA) | 184.0932
2019 | 31097 | CROPLAND (NON-IRRIGATED, USD/HA) | 383.0127
2019 | 47091 | CROPLAND (NON-IRRIGATED, USD/HA) | 66.7184
2019 | 48251 | CROPLAND (NON-IRRIGATED, USD/HA) | 49.421
2017 | 5071 | CROPLAND (NON-IRRIGATED, USD/HA) | 38.3013
2017 | 13167 | CROPLAND (NON-IRRIGATED, USD/HA) | 100.0775
2017 | 17087 | CROPLAND (NON-IRRIGATED, USD/HA) | 176.6801
2017 | 18081 | CROPLAND (NON-IRRIGATED, USD/HA) | 449.7311
2017 | 19103 | CROPLAND (NON-IRRIGATED, USD/HA) | 565.8705
2017 | 20091 | CROPLAND (NON-IRRIGATED, USD/HA) | 139.6143
2017 | 29101 | CROPLAND (NON-IRRIGATED, USD/HA) | 189.0353
2017 | 31097 | CROPLAND (NON-IRRIGATED, USD/HA) | 350.8891
2017 | 47091 | CROPLAND (NON-IRRIGATED, USD/HA) | 72.896
2016 | 5071 | CROPLAND (NON-IRRIGATED, USD/HA) | 32.1236
2016 | 13167 | CROPLAND (NON-IRRIGATED, USD/HA) | 74.1315
2016 | 17087 | CROPLAND (NON-IRRIGATED, USD/HA) | 135.9077
2016 | 18081 | CROPLAND (NON-IRRIGATED, USD/HA) | 432.4337
2016 | 19103 | CROPLAND (NON-IRRIGATED, USD/HA) | 560.9284
2016 | 29101 | CROPLAND (NON-IRRIGATED, USD/HA) | 171.738
2016 | 31097 | CROPLAND (NON-IRRIGATED, USD/HA) | 375.5996
2016 | 47091 | CROPLAND (NON-IRRIGATED, USD/HA) | 79.0736
2016 | 48251 | CROPLAND (NON-IRRIGATED, USD/HA) | 42.0078
2014 | 5071 | CROPLAND (NON-IRRIGATED, USD/HA) | 54.3631
2014 | 13167 | CROPLAND (NON-IRRIGATED, USD/HA) | 98.842
2014 | 17087 | CROPLAND (NON-IRRIGATED, USD/HA) | 197.684
2014 | 18081 | CROPLAND (NON-IRRIGATED, USD/HA) | 457.1442
2014 | 19103 | CROPLAND (NON-IRRIGATED, USD/HA) | 583.1678
2014 | 20091 | CROPLAND (NON-IRRIGATED, USD/HA) | 158.1472
2014 | 31097 | CROPLAND (NON-IRRIGATED, USD/HA) | 380.5417
2014 | 47091 | CROPLAND (NON-IRRIGATED, USD/HA) | 76.6025
2014 | 48251 | CROPLAND (NON-IRRIGATED, USD/HA) | 44.4789
2013 | 5071 | CROPLAND (NON-IRRIGATED, USD/HA) | 48.1855
2013 | 13167 | CROPLAND (NON-IRRIGATED, USD/HA) | 65.4828
2013 | 17087 | CROPLAND (NON-IRRIGATED, USD/HA) | 170.5025
2013 | 18081 | CROPLAND (NON-IRRIGATED, USD/HA) | 467.0285
2013 | 19103 | CROPLAND (NON-IRRIGATED, USD/HA) | 536.2178
2013 | 20091 | CROPLAND (NON-IRRIGATED, USD/HA) | 165.5603
2013 | 29101 | CROPLAND (NON-IRRIGATED, USD/HA) | 191.5064
2013 | 47091 | CROPLAND (NON-IRRIGATED, USD/HA) | 126.0236
2012 | 5071 | CROPLAND (NON-IRRIGATED, USD/HA) | 50.6565
2012 | 13167 | CROPLAND (NON-IRRIGATED, USD/HA) | 82.7802
2012 | 17087 | CROPLAND (NON-IRRIGATED, USD/HA) | 179.1511
2012 | 18081 | CROPLAND (NON-IRRIGATED, USD/HA) | 415.1364
2012 | 19103 | CROPLAND (NON-IRRIGATED, USD/HA) | 521.3915
2012 | 20091 | CROPLAND (NON-IRRIGATED, USD/HA) | 172.9735
2012 | 29101 | CROPLAND (NON-IRRIGATED, USD/HA) | 142.0854
2012 | 31097 | CROPLAND (NON-IRRIGATED, USD/HA) | 279.2287
2012 | 47091 | CROPLAND (NON-IRRIGATED, USD/HA) | 108.7262
2012 | 48251 | CROPLAND (NON-IRRIGATED, USD/HA) | 38.3013
2011 | 5071 | CROPLAND (NON-IRRIGATED, USD/HA) | 63.0118
2011 | 13167 | CROPLAND (NON-IRRIGATED, USD/HA) | 93.8999
2011 | 18081 | CROPLAND (NON-IRRIGATED, USD/HA) | 392.897
2011 | 19103 | CROPLAND (NON-IRRIGATED, USD/HA) | 429.9627
2011 | 20091 | CROPLAND (NON-IRRIGATED, USD/HA) | 140.8499
2011 | 31097 | CROPLAND (NON-IRRIGATED, USD/HA) | 269.3444
2011 | 47091 | CROPLAND (NON-IRRIGATED, USD/HA) | 79.0736
2011 | 48251 | CROPLAND (NON-IRRIGATED, USD/HA) | 39.5368
2010 | 5071 | CROPLAND (NON-IRRIGATED, USD/HA) | 61.7762
2010 | 17087 | CROPLAND (NON-IRRIGATED, USD/HA) | 185.3287
2010 | 18081 | CROPLAND (NON-IRRIGATED, USD/HA) | 368.1864
2010 | 19103 | CROPLAND (NON-IRRIGATED, USD/HA) | 395.368
2010 | 20091 | CROPLAND (NON-IRRIGATED, USD/HA) | 148.263
2010 | 29101 | CROPLAND (NON-IRRIGATED, USD/HA) | 156.9117
2010 | 31097 | CROPLAND (NON-IRRIGATED, USD/HA) | 269.3444
2010 | 48251 | CROPLAND (NON-IRRIGATED, USD/HA) | 39.5368
2009 | 5071 | CROPLAND (NON-IRRIGATED, USD/HA) | 43.2434
2009 | 13167 | CROPLAND (NON-IRRIGATED, USD/HA) | 84.0157
2009 | 17087 | CROPLAND (NON-IRRIGATED, USD/HA) | 187.7998
2009 | 18081 | CROPLAND (NON-IRRIGATED, USD/HA) | 350.8891
2009 | 19103 | CROPLAND (NON-IRRIGATED, USD/HA) | 412.6653
2009 | 20091 | CROPLAND (NON-IRRIGATED, USD/HA) | 124.788
2009 | 29101 | CROPLAND (NON-IRRIGATED, USD/HA) | 148.263
2009 | 31097 | CROPLAND (NON-IRRIGATED, USD/HA) | 247.105
2009 | 47091 | CROPLAND (NON-IRRIGATED, USD/HA) | 81.5447
2009 | 48251 | CROPLAND (NON-IRRIGATED, USD/HA) | 38.3013
2008 | 18081 | CROPLAND (NON-IRRIGATED, USD/HA) | 343.476
2008 | 19103 | CROPLAND (NON-IRRIGATED, USD/HA) | 415.1364
2008 | 29101 | CROPLAND (NON-IRRIGATED, USD/HA) | 123.5525
2008 | 31097 | CROPLAND (NON-IRRIGATED, USD/HA) | 237.2208
2008 | 48251 | CROPLAND (NON-IRRIGATED, USD/HA) | 53.1276
2024 | 40069 | CROPLAND (NON-IRRIGATED, USD/HA) | 82.7802
2023 | 37101 | CROPLAND (NON-IRRIGATED, USD/HA) | 271.8155
2023 | 40069 | CROPLAND (NON-IRRIGATED, USD/HA) | 53.1276
2022 | 37101 | CROPLAND (NON-IRRIGATED, USD/HA) | 271.8155
2022 | 40069 | CROPLAND (NON-IRRIGATED, USD/HA) | 33.3592
2021 | 37101 | CROPLAND (NON-IRRIGATED, USD/HA) | 242.1629
2021 | 40069 | CROPLAND (NON-IRRIGATED, USD/HA) | 66.7184
2020 | 37101 | CROPLAND (NON-IRRIGATED, USD/HA) | 222.3945
2020 | 40069 | CROPLAND (NON-IRRIGATED, USD/HA) | 45.7144
2019 | 37101 | CROPLAND (NON-IRRIGATED, USD/HA) | 247.105
2017 | 37101 | CROPLAND (NON-IRRIGATED, USD/HA) | 247.105
2016 | 37101 | CROPLAND (NON-IRRIGATED, USD/HA) | 221.159
2014 | 37101 | CROPLAND (NON-IRRIGATED, USD/HA) | 234.7498
2014 | 40069 | CROPLAND (NON-IRRIGATED, USD/HA) | 45.7144
2013 | 37101 | CROPLAND (NON-IRRIGATED, USD/HA) | 202.6261
2013 | 40069 | CROPLAND (NON-IRRIGATED, USD/HA) | 48.1855
2012 | 37101 | CROPLAND (NON-IRRIGATED, USD/HA) | 170.5025
2012 | 40069 | CROPLAND (NON-IRRIGATED, USD/HA) | 34.5947
2011 | 37101 | CROPLAND (NON-IRRIGATED, USD/HA) | 139.6143
2010 | 37101 | CROPLAND (NON-IRRIGATED, USD/HA) | 149.4985
2010 | 40069 | CROPLAND (NON-IRRIGATED, USD/HA) | 37.0658
2009 | 37101 | CROPLAND (NON-IRRIGATED, USD/HA) | 145.7919
2009 | 40069 | CROPLAND (NON-IRRIGATED, USD/HA) | 34.5947
2008 | 37101 | CROPLAND (NON-IRRIGATED, USD/HA) | 140.8499
2024 | 13169 | CROPLAND (NON-IRRIGATED, USD/HA) | 66.7184
2024 | 19105 | CROPLAND (NON-IRRIGATED, USD/HA) | 674.5966
2024 | 28067 | CROPLAND (NON-IRRIGATED, USD/HA) | 93.8999
2024 | 46075 | CROPLAND (NON-IRRIGATED, USD/HA) | 92.6644
2024 | 48253 | CROPLAND (NON-IRRIGATED, USD/HA) | 60.5407
2023 | 13169 | CROPLAND (NON-IRRIGATED, USD/HA) | 45.7144
2023 | 19105 | CROPLAND (NON-IRRIGATED, USD/HA) | 640.0019
2023 | 28067 | CROPLAND (NON-IRRIGATED, USD/HA) | 72.896
2023 | 46075 | CROPLAND (NON-IRRIGATED, USD/HA) | 85.2512
2023 | 48253 | CROPLAND (NON-IRRIGATED, USD/HA) | 67.9539
2022 | 13169 | CROPLAND (NON-IRRIGATED, USD/HA) | 59.3052
2022 | 19105 | CROPLAND (NON-IRRIGATED, USD/HA) | 642.473
2022 | 28067 | CROPLAND (NON-IRRIGATED, USD/HA) | 60.5407
2022 | 37103 | CROPLAND (NON-IRRIGATED, USD/HA) | 207.5682
2022 | 46075 | CROPLAND (NON-IRRIGATED, USD/HA) | 86.4868
2022 | 48253 | CROPLAND (NON-IRRIGATED, USD/HA) | 54.3631
2021 | 13169 | CROPLAND (NON-IRRIGATED, USD/HA) | 45.7144
2021 | 19105 | CROPLAND (NON-IRRIGATED, USD/HA) | 580.6967
2021 | 28067 | CROPLAND (NON-IRRIGATED, USD/HA) | 82.7802
2021 | 37103 | CROPLAND (NON-IRRIGATED, USD/HA) | 213.7458
2021 | 46075 | CROPLAND (NON-IRRIGATED, USD/HA) | 91.4288
2021 | 48253 | CROPLAND (NON-IRRIGATED, USD/HA) | 61.7762
2020 | 19105 | CROPLAND (NON-IRRIGATED, USD/HA) | 558.4573
2020 | 28067 | CROPLAND (NON-IRRIGATED, USD/HA) | 81.5447
2020 | 37103 | CROPLAND (NON-IRRIGATED, USD/HA) | 202.6261
2020 | 46075 | CROPLAND (NON-IRRIGATED, USD/HA) | 92.6644
2020 | 48253 | CROPLAND (NON-IRRIGATED, USD/HA) | 69.1894
2019 | 19105 | CROPLAND (NON-IRRIGATED, USD/HA) | 600.4651
2019 | 37103 | CROPLAND (NON-IRRIGATED, USD/HA) | 214.9813
2019 | 46075 | CROPLAND (NON-IRRIGATED, USD/HA) | 96.3709
2019 | 48253 | CROPLAND (NON-IRRIGATED, USD/HA) | 69.1894
2017 | 19105 | CROPLAND (NON-IRRIGATED, USD/HA) | 533.7468
2017 | 28067 | CROPLAND (NON-IRRIGATED, USD/HA) | 51.892
2017 | 37103 | CROPLAND (NON-IRRIGATED, USD/HA) | 200.155
2017 | 46075 | CROPLAND (NON-IRRIGATED, USD/HA) | 92.6644
2017 | 48253 | CROPLAND (NON-IRRIGATED, USD/HA) | 60.5407
2016 | 19105 | CROPLAND (NON-IRRIGATED, USD/HA) | 610.3493
2016 | 28067 | CROPLAND (NON-IRRIGATED, USD/HA) | 44.4789
2016 | 37103 | CROPLAND (NON-IRRIGATED, USD/HA) | 202.6261
2016 | 46075 | CROPLAND (NON-IRRIGATED, USD/HA) | 96.3709
2016 | 48253 | CROPLAND (NON-IRRIGATED, USD/HA) | 63.0118
2014 | 19105 | CROPLAND (NON-IRRIGATED, USD/HA) | 630.1178
2014 | 28067 | CROPLAND (NON-IRRIGATED, USD/HA) | 49.421
2014 | 37103 | CROPLAND (NON-IRRIGATED, USD/HA) | 205.0971
2014 | 46075 | CROPLAND (NON-IRRIGATED, USD/HA) | 96.3709
2014 | 48253 | CROPLAND (NON-IRRIGATED, USD/HA) | 67.9539
2013 | 19105 | CROPLAND (NON-IRRIGATED, USD/HA) | 620.2336
2013 | 28067 | CROPLAND (NON-IRRIGATED, USD/HA) | 56.8342
2013 | 37103 | CROPLAND (NON-IRRIGATED, USD/HA) | 177.9156
2013 | 46075 | CROPLAND (NON-IRRIGATED, USD/HA) | 74.1315
2013 | 48253 | CROPLAND (NON-IRRIGATED, USD/HA) | 64.2473
2012 | 19105 | CROPLAND (NON-IRRIGATED, USD/HA) | 548.5731
2012 | 28067 | CROPLAND (NON-IRRIGATED, USD/HA) | 38.3013
2012 | 37103 | CROPLAND (NON-IRRIGATED, USD/HA) | 138.3788
2012 | 46075 | CROPLAND (NON-IRRIGATED, USD/HA) | 72.896
2012 | 48253 | CROPLAND (NON-IRRIGATED, USD/HA) | 59.3052
2011 | 19105 | CROPLAND (NON-IRRIGATED, USD/HA) | 479.3837
2011 | 28067 | CROPLAND (NON-IRRIGATED, USD/HA) | 39.5368
2011 | 37103 | CROPLAND (NON-IRRIGATED, USD/HA) | 148.263
2011 | 46075 | CROPLAND (NON-IRRIGATED, USD/HA) | 65.4828
2011 | 48253 | CROPLAND (NON-IRRIGATED, USD/HA) | 59.3052
2010 | 19105 | CROPLAND (NON-IRRIGATED, USD/HA) | 452.2022
2010 | 28067 | CROPLAND (NON-IRRIGATED, USD/HA) | 38.3013
2010 | 37103 | CROPLAND (NON-IRRIGATED, USD/HA) | 127.2591
2010 | 46075 | CROPLAND (NON-IRRIGATED, USD/HA) | 65.4828
2010 | 48253 | CROPLAND (NON-IRRIGATED, USD/HA) | 59.3052
2009 | 19105 | CROPLAND (NON-IRRIGATED, USD/HA) | 439.8469
2009 | 28067 | CROPLAND (NON-IRRIGATED, USD/HA) | 30.8881
2009 | 37103 | CROPLAND (NON-IRRIGATED, USD/HA) | 127.2591
2009 | 46075 | CROPLAND (NON-IRRIGATED, USD/HA) | 65.4828
2009 | 48253 | CROPLAND (NON-IRRIGATED, USD/HA) | 59.3052
2008 | 19105 | CROPLAND (NON-IRRIGATED, USD/HA) | 432.4337
2008 | 37103 | CROPLAND (NON-IRRIGATED, USD/HA) | 133.4367
2008 | 48253 | CROPLAND (NON-IRRIGATED, USD/HA) | 56.8342
2024 | 49023 | CROPLAND (NON-IRRIGATED, USD/HA) | 27.1816
2023 | 49023 | CROPLAND (NON-IRRIGATED, USD/HA) | 33.3592
2022 | 49023 | CROPLAND (NON-IRRIGATED, USD/HA) | 30.8881
2021 | 49023 | CROPLAND (NON-IRRIGATED, USD/HA) | 30.8881
2020 | 49023 | CROPLAND (NON-IRRIGATED, USD/HA) | 33.3592
2019 | 49023 | CROPLAND (NON-IRRIGATED, USD/HA) | 27.1816
2017 | 49023 | CROPLAND (NON-IRRIGATED, USD/HA) | 35.8302
2016 | 49023 | CROPLAND (NON-IRRIGATED, USD/HA) | 35.8302
2014 | 49023 | CROPLAND (NON-IRRIGATED, USD/HA) | 37.0658
2013 | 49023 | CROPLAND (NON-IRRIGATED, USD/HA) | 38.3013
2012 | 49023 | CROPLAND (NON-IRRIGATED, USD/HA) | 50.6565
2009 | 49023 | CROPLAND (NON-IRRIGATED, USD/HA) | 32.1236
2024 | 30045 | CROPLAND (NON-IRRIGATED, USD/HA) | 72.896
2023 | 30045 | CROPLAND (NON-IRRIGATED, USD/HA) | 75.367
2022 | 30045 | CROPLAND (NON-IRRIGATED, USD/HA) | 71.6604
2021 | 30045 | CROPLAND (NON-IRRIGATED, USD/HA) | 69.1894
2020 | 30045 | CROPLAND (NON-IRRIGATED, USD/HA) | 74.1315
2019 | 30045 | CROPLAND (NON-IRRIGATED, USD/HA) | 74.1315
2017 | 30045 | CROPLAND (NON-IRRIGATED, USD/HA) | 71.6604
2016 | 30045 | CROPLAND (NON-IRRIGATED, USD/HA) | 67.9539
2014 | 30045 | CROPLAND (NON-IRRIGATED, USD/HA) | 66.7184
2013 | 30045 | CROPLAND (NON-IRRIGATED, USD/HA) | 70.4249
2012 | 30045 | CROPLAND (NON-IRRIGATED, USD/HA) | 65.4828
2011 | 30045 | CROPLAND (NON-IRRIGATED, USD/HA) | 54.3631
2010 | 30045 | CROPLAND (NON-IRRIGATED, USD/HA) | 65.4828
2009 | 30045 | CROPLAND (NON-IRRIGATED, USD/HA) | 64.2473
2024 | 55057 | CROPLAND (NON-IRRIGATED, USD/HA) | 261.9313
2023 | 55057 | CROPLAND (NON-IRRIGATED, USD/HA) | 244.6339
2022 | 55057 | CROPLAND (NON-IRRIGATED, USD/HA) | 252.0471
2021 | 55057 | CROPLAND (NON-IRRIGATED, USD/HA) | 210.0393
2020 | 55057 | CROPLAND (NON-IRRIGATED, USD/HA) | 226.1011
2019 | 55057 | CROPLAND (NON-IRRIGATED, USD/HA) | 221.159
2017 | 55057 | CROPLAND (NON-IRRIGATED, USD/HA) | 223.63
2016 | 55057 | CROPLAND (NON-IRRIGATED, USD/HA) | 226.1011
2014 | 55057 | CROPLAND (NON-IRRIGATED, USD/HA) | 216.2169
2013 | 55057 | CROPLAND (NON-IRRIGATED, USD/HA) | 222.3945
2012 | 55057 | CROPLAND (NON-IRRIGATED, USD/HA) | 219.9235
2011 | 55057 | CROPLAND (NON-IRRIGATED, USD/HA) | 191.5064
2010 | 55057 | CROPLAND (NON-IRRIGATED, USD/HA) | 170.5025
2009 | 55057 | CROPLAND (NON-IRRIGATED, USD/HA) | 153.2051
2008 | 55057 | CROPLAND (NON-IRRIGATED, USD/HA) | 149.4985
2024 | 42067 | CROPLAND (NON-IRRIGATED, USD/HA) | 276.7576
2023 | 42067 | CROPLAND (NON-IRRIGATED, USD/HA) | 264.4024
2022 | 42067 | CROPLAND (NON-IRRIGATED, USD/HA) | 234.7498
2021 | 42067 | CROPLAND (NON-IRRIGATED, USD/HA) | 222.3945
2019 | 42067 | CROPLAND (NON-IRRIGATED, USD/HA) | 239.6918
2017 | 42067 | CROPLAND (NON-IRRIGATED, USD/HA) | 208.8037
2016 | 42067 | CROPLAND (NON-IRRIGATED, USD/HA) | 184.0932
2014 | 42067 | CROPLAND (NON-IRRIGATED, USD/HA) | 174.209
2013 | 42067 | CROPLAND (NON-IRRIGATED, USD/HA) | 169.2669
2012 | 42067 | CROPLAND (NON-IRRIGATED, USD/HA) | 160.6182
2011 | 42067 | CROPLAND (NON-IRRIGATED, USD/HA) | 158.1472
2010 | 42067 | CROPLAND (NON-IRRIGATED, USD/HA) | 153.2051
2009 | 42067 | CROPLAND (NON-IRRIGATED, USD/HA) | 138.3788
2008 | 42067 | CROPLAND (NON-IRRIGATED, USD/HA) | 139.6143
2024 | 26077 | CROPLAND (NON-IRRIGATED, USD/HA) | 358.3023
2023 | 26077 | CROPLAND (NON-IRRIGATED, USD/HA) | 303.9391
2022 | 26077 | CROPLAND (NON-IRRIGATED, USD/HA) | 316.2944
2021 | 26077 | CROPLAND (NON-IRRIGATED, USD/HA) | 279.2287
2020 | 26077 | CROPLAND (NON-IRRIGATED, USD/HA) | 284.1707
2019 | 26077 | CROPLAND (NON-IRRIGATED, USD/HA) | 271.8155
2017 | 26077 | CROPLAND (NON-IRRIGATED, USD/HA) | 271.8155
2016 | 26077 | CROPLAND (NON-IRRIGATED, USD/HA) | 247.105
2014 | 26077 | CROPLAND (NON-IRRIGATED, USD/HA) | 233.5142
2013 | 26077 | CROPLAND (NON-IRRIGATED, USD/HA) | 254.5181
2012 | 26077 | CROPLAND (NON-IRRIGATED, USD/HA) | 233.5142
2011 | 26077 | CROPLAND (NON-IRRIGATED, USD/HA) | 207.5682
2010 | 26077 | CROPLAND (NON-IRRIGATED, USD/HA) | 182.8577
2009 | 26077 | CROPLAND (NON-IRRIGATED, USD/HA) | 187.7998
2008 | 26077 | CROPLAND (NON-IRRIGATED, USD/HA) | 191.5064
2023 | 26079 | CROPLAND (NON-IRRIGATED, USD/HA) | 61.7762
2024 | 27065 | CROPLAND (NON-IRRIGATED, USD/HA) | 224.8655
2023 | 27065 | CROPLAND (NON-IRRIGATED, USD/HA) | 159.3827
2022 | 27065 | CROPLAND (NON-IRRIGATED, USD/HA) | 151.9696
2021 | 27065 | CROPLAND (NON-IRRIGATED, USD/HA) | 134.6722
2020 | 27065 | CROPLAND (NON-IRRIGATED, USD/HA) | 143.3209
2019 | 27065 | CROPLAND (NON-IRRIGATED, USD/HA) | 149.4985
2017 | 27065 | CROPLAND (NON-IRRIGATED, USD/HA) | 154.4406
2016 | 27065 | CROPLAND (NON-IRRIGATED, USD/HA) | 147.0275
2014 | 27065 | CROPLAND (NON-IRRIGATED, USD/HA) | 147.0275
2013 | 27065 | CROPLAND (NON-IRRIGATED, USD/HA) | 97.6065
2012 | 27065 | CROPLAND (NON-IRRIGATED, USD/HA) | 88.9578
2011 | 27065 | CROPLAND (NON-IRRIGATED, USD/HA) | 113.6683
2010 | 27065 | CROPLAND (NON-IRRIGATED, USD/HA) | 79.0736
2009 | 27065 | CROPLAND (NON-IRRIGATED, USD/HA) | 72.896
2008 | 27065 | CROPLAND (NON-IRRIGATED, USD/HA) | 71.6604
2024 | 27067 | CROPLAND (NON-IRRIGATED, USD/HA) | 548.5731
2023 | 27067 | CROPLAND (NON-IRRIGATED, USD/HA) | 625.1757
2022 | 27067 | CROPLAND (NON-IRRIGATED, USD/HA) | 538.6889
2021 | 27067 | CROPLAND (NON-IRRIGATED, USD/HA) | 526.3337
2020 | 27067 | CROPLAND (NON-IRRIGATED, USD/HA) | 541.1599
2019 | 27067 | CROPLAND (NON-IRRIGATED, USD/HA) | 484.3258
2017 | 27067 | CROPLAND (NON-IRRIGATED, USD/HA) | 528.8047
2016 | 27067 | CROPLAND (NON-IRRIGATED, USD/HA) | 509.0363
2014 | 27067 | CROPLAND (NON-IRRIGATED, USD/HA) | 558.4573
2013 | 27067 | CROPLAND (NON-IRRIGATED, USD/HA) | 583.1678
2012 | 27067 | CROPLAND (NON-IRRIGATED, USD/HA) | 434.9048
2011 | 27067 | CROPLAND (NON-IRRIGATED, USD/HA) | 415.1364
2010 | 27067 | CROPLAND (NON-IRRIGATED, USD/HA) | 380.5417
2009 | 27067 | CROPLAND (NON-IRRIGATED, USD/HA) | 355.8312
2008 | 27067 | CROPLAND (NON-IRRIGATED, USD/HA) | 316.2944
2024 | 17089 | CROPLAND (NON-IRRIGATED, USD/HA) | 741.315
2023 | 17089 | CROPLAND (NON-IRRIGATED, USD/HA) | 620.2336
2022 | 17089 | CROPLAND (NON-IRRIGATED, USD/HA) | 654.8283
2021 | 17089 | CROPLAND (NON-IRRIGATED, USD/HA) | 600.4651
2020 | 17089 | CROPLAND (NON-IRRIGATED, USD/HA) | 585.6389
2019 | 17089 | CROPLAND (NON-IRRIGATED, USD/HA) | 595.5231
2017 | 17089 | CROPLAND (NON-IRRIGATED, USD/HA) | 602.9362
2016 | 17089 | CROPLAND (NON-IRRIGATED, USD/HA) | 625.1757
2014 | 17089 | CROPLAND (NON-IRRIGATED, USD/HA) | 563.3994
2013 | 17089 | CROPLAND (NON-IRRIGATED, USD/HA) | 531.2758
2012 | 17089 | CROPLAND (NON-IRRIGATED, USD/HA) | 546.102
2011 | 17089 | CROPLAND (NON-IRRIGATED, USD/HA) | 481.8547
2010 | 17089 | CROPLAND (NON-IRRIGATED, USD/HA) | 420.0785
2010 | 49025 | CROPLAND (NON-IRRIGATED, USD/HA) | 22.7337
2009 | 17089 | CROPLAND (NON-IRRIGATED, USD/HA) | 410.1943
2008 | 17089 | CROPLAND (NON-IRRIGATED, USD/HA) | 392.897
2024 | 17091 | CROPLAND (NON-IRRIGATED, USD/HA) | 612.8204
2023 | 17091 | CROPLAND (NON-IRRIGATED, USD/HA) | 600.4651
2022 | 17091 | CROPLAND (NON-IRRIGATED, USD/HA) | 568.3415
2021 | 17091 | CROPLAND (NON-IRRIGATED, USD/HA) | 511.5073
2020 | 17091 | CROPLAND (NON-IRRIGATED, USD/HA) | 494.21
2019 | 17091 | CROPLAND (NON-IRRIGATED, USD/HA) | 504.0942
2017 | 17091 | CROPLAND (NON-IRRIGATED, USD/HA) | 444.789
2016 | 17091 | CROPLAND (NON-IRRIGATED, USD/HA) | 449.7311
2013 | 17091 | CROPLAND (NON-IRRIGATED, USD/HA) | 454.6732
2012 | 17091 | CROPLAND (NON-IRRIGATED, USD/HA) | 412.6653
2011 | 17091 | CROPLAND (NON-IRRIGATED, USD/HA) | 415.1364
2010 | 17091 | CROPLAND (NON-IRRIGATED, USD/HA) | 402.7811
2009 | 17091 | CROPLAND (NON-IRRIGATED, USD/HA) | 383.0127
2008 | 17091 | CROPLAND (NON-IRRIGATED, USD/HA) | 383.0127
2024 | 48255 | CROPLAND (NON-IRRIGATED, USD/HA) | 30.8881
2023 | 48255 | CROPLAND (NON-IRRIGATED, USD/HA) | 64.2473
2022 | 48255 | CROPLAND (NON-IRRIGATED, USD/HA) | 49.421
2021 | 48255 | CROPLAND (NON-IRRIGATED, USD/HA) | 77.8381
2020 | 48255 | CROPLAND (NON-IRRIGATED, USD/HA) | 74.1315
2019 | 48255 | CROPLAND (NON-IRRIGATED, USD/HA) | 53.1276
2017 | 48255 | CROPLAND (NON-IRRIGATED, USD/HA) | 43.2434
2016 | 48255 | CROPLAND (NON-IRRIGATED, USD/HA) | 51.892
2014 | 48255 | CROPLAND (NON-IRRIGATED, USD/HA) | 56.8342
2013 | 48255 | CROPLAND (NON-IRRIGATED, USD/HA) | 58.0697
2012 | 48255 | CROPLAND (NON-IRRIGATED, USD/HA) | 58.0697
2010 | 48255 | CROPLAND (NON-IRRIGATED, USD/HA) | 81.5447
2009 | 48255 | CROPLAND (NON-IRRIGATED, USD/HA) | 87.7223
2008 | 48255 | CROPLAND (NON-IRRIGATED, USD/HA) | 46.95
2023 | 15007 | CROPLAND (NON-IRRIGATED, USD/HA) | 247.105
2021 | 15007 | CROPLAND (NON-IRRIGATED, USD/HA) | 457.1442
2024 | 48257 | CROPLAND (NON-IRRIGATED, USD/HA) | 64.2473
2023 | 48257 | CROPLAND (NON-IRRIGATED, USD/HA) | 43.2434
2022 | 48257 | CROPLAND (NON-IRRIGATED, USD/HA) | 44.4789
2021 | 48257 | CROPLAND (NON-IRRIGATED, USD/HA) | 34.5947
2020 | 48257 | CROPLAND (NON-IRRIGATED, USD/HA) | 44.4789
2019 | 48257 | CROPLAND (NON-IRRIGATED, USD/HA) | 37.0658
2017 | 48257 | CROPLAND (NON-IRRIGATED, USD/HA) | 39.5368
2016 | 48257 | CROPLAND (NON-IRRIGATED, USD/HA) | 46.95
2014 | 48257 | CROPLAND (NON-IRRIGATED, USD/HA) | 40.7723
2013 | 48257 | CROPLAND (NON-IRRIGATED, USD/HA) | 37.0658
2012 | 48257 | CROPLAND (NON-IRRIGATED, USD/HA) | 30.8881
2011 | 48257 | CROPLAND (NON-IRRIGATED, USD/HA) | 29.6526
2010 | 48257 | CROPLAND (NON-IRRIGATED, USD/HA) | 25.946
2009 | 48257 | CROPLAND (NON-IRRIGATED, USD/HA) | 28.4171
2024 | 40071 | CROPLAND (NON-IRRIGATED, USD/HA) | 119.8459
2023 | 40071 | CROPLAND (NON-IRRIGATED, USD/HA) | 121.0815
2022 | 40071 | CROPLAND (NON-IRRIGATED, USD/HA) | 117.3749
2021 | 40071 | CROPLAND (NON-IRRIGATED, USD/HA) | 107.4907
2020 | 40071 | CROPLAND (NON-IRRIGATED, USD/HA) | 106.2552
2019 | 40071 | CROPLAND (NON-IRRIGATED, USD/HA) | 107.4907
2017 | 40071 | CROPLAND (NON-IRRIGATED, USD/HA) | 107.4907
2016 | 40071 | CROPLAND (NON-IRRIGATED, USD/HA) | 112.4328
2014 | 40071 | CROPLAND (NON-IRRIGATED, USD/HA) | 121.0815
2013 | 40071 | CROPLAND (NON-IRRIGATED, USD/HA) | 122.317
2012 | 40071 | CROPLAND (NON-IRRIGATED, USD/HA) | 102.5486
2011 | 40071 | CROPLAND (NON-IRRIGATED, USD/HA) | 88.9578
2010 | 40071 | CROPLAND (NON-IRRIGATED, USD/HA) | 93.8999
2009 | 40071 | CROPLAND (NON-IRRIGATED, USD/HA) | 82.7802
2008 | 40071 | CROPLAND (NON-IRRIGATED, USD/HA) | 87.7223
2024 | 31099 | CROPLAND (NON-IRRIGATED, USD/HA) | 333.5917
2023 | 31099 | CROPLAND (NON-IRRIGATED, USD/HA) | 333.5917
2022 | 31099 | CROPLAND (NON-IRRIGATED, USD/HA) | 303.9391
2021 | 31099 | CROPLAND (NON-IRRIGATED, USD/HA) | 296.526
2020 | 31099 | CROPLAND (NON-IRRIGATED, USD/HA) | 279.2287
2019 | 31099 | CROPLAND (NON-IRRIGATED, USD/HA) | 279.2287
2017 | 31099 | CROPLAND (NON-IRRIGATED, USD/HA) | 308.8813
2016 | 31099 | CROPLAND (NON-IRRIGATED, USD/HA) | 328.6497
2014 | 31099 | CROPLAND (NON-IRRIGATED, USD/HA) | 286.6418
2013 | 31099 | CROPLAND (NON-IRRIGATED, USD/HA) | 266.8734
2012 | 31099 | CROPLAND (NON-IRRIGATED, USD/HA) | 254.5181
2011 | 31099 | CROPLAND (NON-IRRIGATED, USD/HA) | 217.4524
2010 | 31099 | CROPLAND (NON-IRRIGATED, USD/HA) | 234.7498
2024 | 20093 | CROPLAND (NON-IRRIGATED, USD/HA) | 84.0157
2022 | 20093 | CROPLAND (NON-IRRIGATED, USD/HA) | 76.6025
2021 | 20093 | CROPLAND (NON-IRRIGATED, USD/HA) | 75.367
2020 | 20093 | CROPLAND (NON-IRRIGATED, USD/HA) | 84.0157
2019 | 20093 | CROPLAND (NON-IRRIGATED, USD/HA) | 93.8999
2024 | 31101 | CROPLAND (NON-IRRIGATED, USD/HA) | 123.5525
2023 | 31101 | CROPLAND (NON-IRRIGATED, USD/HA) | 124.788
2022 | 31101 | CROPLAND (NON-IRRIGATED, USD/HA) | 119.8459
2021 | 31101 | CROPLAND (NON-IRRIGATED, USD/HA) | 111.1972
2020 | 31101 | CROPLAND (NON-IRRIGATED, USD/HA) | 114.9038
2019 | 31101 | CROPLAND (NON-IRRIGATED, USD/HA) | 113.6683
2017 | 31101 | CROPLAND (NON-IRRIGATED, USD/HA) | 113.6683
2016 | 31101 | CROPLAND (NON-IRRIGATED, USD/HA) | 107.4907
2014 | 31101 | CROPLAND (NON-IRRIGATED, USD/HA) | 106.2552
2013 | 31101 | CROPLAND (NON-IRRIGATED, USD/HA) | 108.7262
2012 | 31101 | CROPLAND (NON-IRRIGATED, USD/HA) | 105.0196
2011 | 31101 | CROPLAND (NON-IRRIGATED, USD/HA) | 97.6065
2009 | 31101 | CROPLAND (NON-IRRIGATED, USD/HA) | 88.9578
2024 | 28069 | CROPLAND (NON-IRRIGATED, USD/HA) | 48.1855
2023 | 28069 | CROPLAND (NON-IRRIGATED, USD/HA) | 55.5986
2022 | 28069 | CROPLAND (NON-IRRIGATED, USD/HA) | 44.4789
2021 | 28069 | CROPLAND (NON-IRRIGATED, USD/HA) | 44.4789
2020 | 28069 | CROPLAND (NON-IRRIGATED, USD/HA) | 37.0658
2017 | 28069 | CROPLAND (NON-IRRIGATED, USD/HA) | 40.7723
2016 | 28069 | CROPLAND (NON-IRRIGATED, USD/HA) | 43.2434
2014 | 28069 | CROPLAND (NON-IRRIGATED, USD/HA) | 74.1315
2013 | 28069 | CROPLAND (NON-IRRIGATED, USD/HA) | 51.892
2011 | 28069 | CROPLAND (NON-IRRIGATED, USD/HA) | 60.5407
2010 | 28069 | CROPLAND (NON-IRRIGATED, USD/HA) | 66.7184
2024 | 17093 | CROPLAND (NON-IRRIGATED, USD/HA) | 719.0756
2024 | 48259 | CROPLAND (NON-IRRIGATED, USD/HA) | 30.8881
2023 | 17093 | CROPLAND (NON-IRRIGATED, USD/HA) | 773.4386
2023 | 48259 | CROPLAND (NON-IRRIGATED, USD/HA) | 23.2279
2022 | 17093 | CROPLAND (NON-IRRIGATED, USD/HA) | 644.944
2022 | 48259 | CROPLAND (NON-IRRIGATED, USD/HA) | 34.5947
2021 | 17093 | CROPLAND (NON-IRRIGATED, USD/HA) | 585.6389
2021 | 48259 | CROPLAND (NON-IRRIGATED, USD/HA) | 18.78
2020 | 17093 | CROPLAND (NON-IRRIGATED, USD/HA) | 570.8125
2020 | 48259 | CROPLAND (NON-IRRIGATED, USD/HA) | 37.0658
2019 | 17093 | CROPLAND (NON-IRRIGATED, USD/HA) | 615.2914
2019 | 48259 | CROPLAND (NON-IRRIGATED, USD/HA) | 24.7105
2017 | 17093 | CROPLAND (NON-IRRIGATED, USD/HA) | 627.6467
2017 | 48259 | CROPLAND (NON-IRRIGATED, USD/HA) | 37.0658
2016 | 17093 | CROPLAND (NON-IRRIGATED, USD/HA) | 585.6389
2016 | 48259 | CROPLAND (NON-IRRIGATED, USD/HA) | 38.3013
2014 | 17093 | CROPLAND (NON-IRRIGATED, USD/HA) | 654.8283
2014 | 48259 | CROPLAND (NON-IRRIGATED, USD/HA) | 39.5368
2013 | 17093 | CROPLAND (NON-IRRIGATED, USD/HA) | 620.2336
2013 | 48259 | CROPLAND (NON-IRRIGATED, USD/HA) | 25.946
2012 | 17093 | CROPLAND (NON-IRRIGATED, USD/HA) | 551.0441
2012 | 48259 | CROPLAND (NON-IRRIGATED, USD/HA) | 32.1236
2011 | 17093 | CROPLAND (NON-IRRIGATED, USD/HA) | 486.7969
2011 | 48259 | CROPLAND (NON-IRRIGATED, USD/HA) | 34.5947
2010 | 17093 | CROPLAND (NON-IRRIGATED, USD/HA) | 415.1364
2010 | 48259 | CROPLAND (NON-IRRIGATED, USD/HA) | 38.3013
2009 | 17093 | CROPLAND (NON-IRRIGATED, USD/HA) | 417.6074
2009 | 48259 | CROPLAND (NON-IRRIGATED, USD/HA) | 42.0078
2008 | 17093 | CROPLAND (NON-IRRIGATED, USD/HA) | 432.4337
2024 | 23011 | CROPLAND (NON-IRRIGATED, USD/HA) | 66.7184
2023 | 23011 | CROPLAND (NON-IRRIGATED, USD/HA) | 67.9539
2022 | 23011 | CROPLAND (NON-IRRIGATED, USD/HA) | 91.4288
2021 | 23011 | CROPLAND (NON-IRRIGATED, USD/HA) | 92.6644
2019 | 23011 | CROPLAND (NON-IRRIGATED, USD/HA) | 87.7223
2017 | 23011 | CROPLAND (NON-IRRIGATED, USD/HA) | 86.4868
2016 | 23011 | CROPLAND (NON-IRRIGATED, USD/HA) | 59.3052
2014 | 23011 | CROPLAND (NON-IRRIGATED, USD/HA) | 67.9539
2013 | 23011 | CROPLAND (NON-IRRIGATED, USD/HA) | 67.9539
2012 | 23011 | CROPLAND (NON-IRRIGATED, USD/HA) | 74.1315
2011 | 23011 | CROPLAND (NON-IRRIGATED, USD/HA) | 65.4828
2010 | 23011 | CROPLAND (NON-IRRIGATED, USD/HA) | 92.6644
2024 | 55059 | CROPLAND (NON-IRRIGATED, USD/HA) | 427.4916
2023 | 55059 | CROPLAND (NON-IRRIGATED, USD/HA) | 437.3759
2022 | 55059 | CROPLAND (NON-IRRIGATED, USD/HA) | 392.897
2021 | 55059 | CROPLAND (NON-IRRIGATED, USD/HA) | 370.6575
2020 | 55059 | CROPLAND (NON-IRRIGATED, USD/HA) | 405.2522
2019 | 55059 | CROPLAND (NON-IRRIGATED, USD/HA) | 378.0707
2017 | 55059 | CROPLAND (NON-IRRIGATED, USD/HA) | 343.476
2016 | 55059 | CROPLAND (NON-IRRIGATED, USD/HA) | 375.5996
2014 | 55059 | CROPLAND (NON-IRRIGATED, USD/HA) | 341.0049
2013 | 55059 | CROPLAND (NON-IRRIGATED, USD/HA) | 316.2944
2012 | 55059 | CROPLAND (NON-IRRIGATED, USD/HA) | 306.4102
2011 | 55059 | CROPLAND (NON-IRRIGATED, USD/HA) | 266.8734
2010 | 55059 | CROPLAND (NON-IRRIGATED, USD/HA) | 239.6918
2009 | 55059 | CROPLAND (NON-IRRIGATED, USD/HA) | 244.6339
2008 | 55059 | CROPLAND (NON-IRRIGATED, USD/HA) | 233.5142
2024 | 10001 | CROPLAND (NON-IRRIGATED, USD/HA) | 224.8655
2024 | 24029 | CROPLAND (NON-IRRIGATED, USD/HA) | 459.6153
2024 | 26081 | CROPLAND (NON-IRRIGATED, USD/HA) | 311.3523
2024 | 48263 | CROPLAND (NON-IRRIGATED, USD/HA) | 24.2163
2023 | 24029 | CROPLAND (NON-IRRIGATED, USD/HA) | 442.3179
2023 | 26081 | CROPLAND (NON-IRRIGATED, USD/HA) | 269.3444
2022 | 10001 | CROPLAND (NON-IRRIGATED, USD/HA) | 247.105
2022 | 24029 | CROPLAND (NON-IRRIGATED, USD/HA) | 457.1442
2022 | 26081 | CROPLAND (NON-IRRIGATED, USD/HA) | 311.3523
2022 | 48263 | CROPLAND (NON-IRRIGATED, USD/HA) | 28.4171
2021 | 10001 | CROPLAND (NON-IRRIGATED, USD/HA) | 232.2787
2021 | 24029 | CROPLAND (NON-IRRIGATED, USD/HA) | 392.897
2021 | 26081 | CROPLAND (NON-IRRIGATED, USD/HA) | 301.4681
2021 | 48263 | CROPLAND (NON-IRRIGATED, USD/HA) | 33.3592
2020 | 10001 | CROPLAND (NON-IRRIGATED, USD/HA) | 256.9892
2020 | 24029 | CROPLAND (NON-IRRIGATED, USD/HA) | 363.2443
2020 | 26081 | CROPLAND (NON-IRRIGATED, USD/HA) | 284.1707
2020 | 48263 | CROPLAND (NON-IRRIGATED, USD/HA) | 37.0658
2019 | 24029 | CROPLAND (NON-IRRIGATED, USD/HA) | 358.3023
2019 | 26081 | CROPLAND (NON-IRRIGATED, USD/HA) | 298.9971
2017 | 10001 | CROPLAND (NON-IRRIGATED, USD/HA) | 217.4524
2017 | 24029 | CROPLAND (NON-IRRIGATED, USD/HA) | 323.7075
2017 | 26081 | CROPLAND (NON-IRRIGATED, USD/HA) | 281.6997
2016 | 10001 | CROPLAND (NON-IRRIGATED, USD/HA) | 221.159
2016 | 24029 | CROPLAND (NON-IRRIGATED, USD/HA) | 279.2287
2016 | 26081 | CROPLAND (NON-IRRIGATED, USD/HA) | 284.1707
2016 | 48263 | CROPLAND (NON-IRRIGATED, USD/HA) | 43.2434
2014 | 10001 | CROPLAND (NON-IRRIGATED, USD/HA) | 216.2169
2014 | 24029 | CROPLAND (NON-IRRIGATED, USD/HA) | 274.2865
2014 | 26081 | CROPLAND (NON-IRRIGATED, USD/HA) | 313.8234
2014 | 48263 | CROPLAND (NON-IRRIGATED, USD/HA) | 45.7144
2013 | 10001 | CROPLAND (NON-IRRIGATED, USD/HA) | 217.4524
2013 | 26081 | CROPLAND (NON-IRRIGATED, USD/HA) | 316.2944
2013 | 48263 | CROPLAND (NON-IRRIGATED, USD/HA) | 70.4249
2012 | 10001 | CROPLAND (NON-IRRIGATED, USD/HA) | 203.8616
2012 | 24029 | CROPLAND (NON-IRRIGATED, USD/HA) | 301.4681
2012 | 26081 | CROPLAND (NON-IRRIGATED, USD/HA) | 234.7498
2011 | 10001 | CROPLAND (NON-IRRIGATED, USD/HA) | 145.7919
2011 | 24029 | CROPLAND (NON-IRRIGATED, USD/HA) | 197.684
2011 | 26081 | CROPLAND (NON-IRRIGATED, USD/HA) | 222.3945
2011 | 48263 | CROPLAND (NON-IRRIGATED, USD/HA) | 43.2434
2010 | 10001 | CROPLAND (NON-IRRIGATED, USD/HA) | 148.263
2010 | 24029 | CROPLAND (NON-IRRIGATED, USD/HA) | 186.5643
2010 | 26081 | CROPLAND (NON-IRRIGATED, USD/HA) | 182.8577
2009 | 10001 | CROPLAND (NON-IRRIGATED, USD/HA) | 163.0893
2009 | 24029 | CROPLAND (NON-IRRIGATED, USD/HA) | 222.3945
2009 | 26081 | CROPLAND (NON-IRRIGATED, USD/HA) | 203.8616
2008 | 10001 | CROPLAND (NON-IRRIGATED, USD/HA) | 164.3248
2008 | 24029 | CROPLAND (NON-IRRIGATED, USD/HA) | 212.5103
2008 | 26081 | CROPLAND (NON-IRRIGATED, USD/HA) | 181.6222
2023 | 21117 | CROPLAND (NON-IRRIGATED, USD/HA) | 130.9657
2021 | 21117 | CROPLAND (NON-IRRIGATED, USD/HA) | 111.1972
2020 | 21117 | CROPLAND (NON-IRRIGATED, USD/HA) | 172.9735
2019 | 21117 | CROPLAND (NON-IRRIGATED, USD/HA) | 135.9077
2013 | 21117 | CROPLAND (NON-IRRIGATED, USD/HA) | 111.1972
2012 | 21117 | CROPLAND (NON-IRRIGATED, USD/HA) | 111.1972
2011 | 21117 | CROPLAND (NON-IRRIGATED, USD/HA) | 111.1972
2010 | 21117 | CROPLAND (NON-IRRIGATED, USD/HA) | 116.1393
2009 | 21117 | CROPLAND (NON-IRRIGATED, USD/HA) | 111.1972
2024 | 19107 | CROPLAND (NON-IRRIGATED, USD/HA) | 617.7625
2023 | 19107 | CROPLAND (NON-IRRIGATED, USD/HA) | 570.8125
2022 | 19107 | CROPLAND (NON-IRRIGATED, USD/HA) | 558.4573
2021 | 19107 | CROPLAND (NON-IRRIGATED, USD/HA) | 538.6889
2020 | 19107 | CROPLAND (NON-IRRIGATED, USD/HA) | 499.1521
2019 | 19107 | CROPLAND (NON-IRRIGATED, USD/HA) | 528.8047
2017 | 19107 | CROPLAND (NON-IRRIGATED, USD/HA) | 513.9784
2016 | 19107 | CROPLAND (NON-IRRIGATED, USD/HA) | 541.1599
2014 | 19107 | CROPLAND (NON-IRRIGATED, USD/HA) | 553.5152
2013 | 19107 | CROPLAND (NON-IRRIGATED, USD/HA) | 560.9284
2012 | 19107 | CROPLAND (NON-IRRIGATED, USD/HA) | 447.26
2011 | 19107 | CROPLAND (NON-IRRIGATED, USD/HA) | 429.9627
2010 | 19107 | CROPLAND (NON-IRRIGATED, USD/HA) | 410.1943
2009 | 19107 | CROPLAND (NON-IRRIGATED, USD/HA) | 422.5496
2008 | 19107 | CROPLAND (NON-IRRIGATED, USD/HA) | 387.9549
2023 | 6029 | CROPLAND (NON-IRRIGATED, USD/HA) | 118.6104
2020 | 6029 | CROPLAND (NON-IRRIGATED, USD/HA) | 66.7184
2016 | 6029 | CROPLAND (NON-IRRIGATED, USD/HA) | 51.892
2013 | 6029 | CROPLAND (NON-IRRIGATED, USD/HA) | 71.6604
2012 | 6029 | CROPLAND (NON-IRRIGATED, USD/HA) | 98.842
2011 | 6029 | CROPLAND (NON-IRRIGATED, USD/HA) | 156.9117
2024 | 48265 | CROPLAND (NON-IRRIGATED, USD/HA) | 56.8342
2023 | 48265 | CROPLAND (NON-IRRIGATED, USD/HA) | 53.1276
2022 | 48265 | CROPLAND (NON-IRRIGATED, USD/HA) | 49.421
2021 | 48265 | CROPLAND (NON-IRRIGATED, USD/HA) | 50.6565
2017 | 48265 | CROPLAND (NON-IRRIGATED, USD/HA) | 46.95
2016 | 48265 | CROPLAND (NON-IRRIGATED, USD/HA) | 43.2434
2014 | 48265 | CROPLAND (NON-IRRIGATED, USD/HA) | 59.3052
2013 | 48265 | CROPLAND (NON-IRRIGATED, USD/HA) | 40.7723
2012 | 48265 | CROPLAND (NON-IRRIGATED, USD/HA) | 39.5368
2011 | 48265 | CROPLAND (NON-IRRIGATED, USD/HA) | 37.0658
2010 | 48265 | CROPLAND (NON-IRRIGATED, USD/HA) | 37.0658
2009 | 48265 | CROPLAND (NON-IRRIGATED, USD/HA) | 34.5947
2020 | 45055 | CROPLAND (NON-IRRIGATED, USD/HA) | 74.1315
2019 | 45055 | CROPLAND (NON-IRRIGATED, USD/HA) | 76.6025
2017 | 45055 | CROPLAND (NON-IRRIGATED, USD/HA) | 82.7802
2016 | 45055 | CROPLAND (NON-IRRIGATED, USD/HA) | 103.7841
2014 | 45055 | CROPLAND (NON-IRRIGATED, USD/HA) | 108.7262
2013 | 45055 | CROPLAND (NON-IRRIGATED, USD/HA) | 97.6065
2010 | 45055 | CROPLAND (NON-IRRIGATED, USD/HA) | 55.5986
2009 | 45055 | CROPLAND (NON-IRRIGATED, USD/HA) | 69.1894
2024 | 55061 | CROPLAND (NON-IRRIGATED, USD/HA) | 518.9205
2023 | 55061 | CROPLAND (NON-IRRIGATED, USD/HA) | 481.8547
2022 | 55061 | CROPLAND (NON-IRRIGATED, USD/HA) | 479.3837
2021 | 55061 | CROPLAND (NON-IRRIGATED, USD/HA) | 439.8469
2020 | 55061 | CROPLAND (NON-IRRIGATED, USD/HA) | 452.2022
2019 | 55061 | CROPLAND (NON-IRRIGATED, USD/HA) | 429.9627
2016 | 55061 | CROPLAND (NON-IRRIGATED, USD/HA) | 355.8312
2014 | 55061 | CROPLAND (NON-IRRIGATED, USD/HA) | 326.1786
2013 | 55061 | CROPLAND (NON-IRRIGATED, USD/HA) | 296.526
2012 | 55061 | CROPLAND (NON-IRRIGATED, USD/HA) | 279.2287
2011 | 55061 | CROPLAND (NON-IRRIGATED, USD/HA) | 208.8037
2010 | 55061 | CROPLAND (NON-IRRIGATED, USD/HA) | 211.2748
2009 | 55061 | CROPLAND (NON-IRRIGATED, USD/HA) | 211.2748
2008 | 55061 | CROPLAND (NON-IRRIGATED, USD/HA) | 203.8616
2023 | 31103 | CROPLAND (NON-IRRIGATED, USD/HA) | 127.2591
2022 | 31103 | CROPLAND (NON-IRRIGATED, USD/HA) | 127.2591
2020 | 31103 | CROPLAND (NON-IRRIGATED, USD/HA) | 142.0854
2019 | 31103 | CROPLAND (NON-IRRIGATED, USD/HA) | 145.7919
2016 | 31103 | CROPLAND (NON-IRRIGATED, USD/HA) | 116.1393
2014 | 31103 | CROPLAND (NON-IRRIGATED, USD/HA) | 119.8459
2013 | 31103 | CROPLAND (NON-IRRIGATED, USD/HA) | 101.3131
2012 | 31103 | CROPLAND (NON-IRRIGATED, USD/HA) | 76.6025
2011 | 31103 | CROPLAND (NON-IRRIGATED, USD/HA) | 101.3131
2010 | 31103 | CROPLAND (NON-IRRIGATED, USD/HA) | 49.421
2024 | 38043 | CROPLAND (NON-IRRIGATED, USD/HA) | 138.3788
2023 | 38043 | CROPLAND (NON-IRRIGATED, USD/HA) | 121.0815
2022 | 38043 | CROPLAND (NON-IRRIGATED, USD/HA) | 126.0236
2021 | 38043 | CROPLAND (NON-IRRIGATED, USD/HA) | 123.5525
2020 | 38043 | CROPLAND (NON-IRRIGATED, USD/HA) | 112.4328
2019 | 38043 | CROPLAND (NON-IRRIGATED, USD/HA) | 107.4907
2017 | 38043 | CROPLAND (NON-IRRIGATED, USD/HA) | 107.4907
2016 | 38043 | CROPLAND (NON-IRRIGATED, USD/HA) | 105.0196
2014 | 38043 | CROPLAND (NON-IRRIGATED, USD/HA) | 108.7262
2013 | 38043 | CROPLAND (NON-IRRIGATED, USD/HA) | 105.0196
2012 | 38043 | CROPLAND (NON-IRRIGATED, USD/HA) | 106.2552
2011 | 38043 | CROPLAND (NON-IRRIGATED, USD/HA) | 79.0736
2010 | 38043 | CROPLAND (NON-IRRIGATED, USD/HA) | 72.896
2009 | 38043 | CROPLAND (NON-IRRIGATED, USD/HA) | 69.1894
2008 | 38043 | CROPLAND (NON-IRRIGATED, USD/HA) | 65.4828
2024 | 31105 | CROPLAND (NON-IRRIGATED, USD/HA) | 66.7184
2023 | 31105 | CROPLAND (NON-IRRIGATED, USD/HA) | 63.0118
2021 | 31105 | CROPLAND (NON-IRRIGATED, USD/HA) | 60.5407
2020 | 31105 | CROPLAND (NON-IRRIGATED, USD/HA) | 58.0697
2017 | 31105 | CROPLAND (NON-IRRIGATED, USD/HA) | 58.0697
2016 | 31105 | CROPLAND (NON-IRRIGATED, USD/HA) | 58.0697
2014 | 31105 | CROPLAND (NON-IRRIGATED, USD/HA) | 59.3052
2013 | 31105 | CROPLAND (NON-IRRIGATED, USD/HA) | 60.5407
2010 | 31105 | CROPLAND (NON-IRRIGATED, USD/HA) | 69.1894
2009 | 31105 | CROPLAND (NON-IRRIGATED, USD/HA) | 61.7762
2024 | 48267 | CROPLAND (NON-IRRIGATED, USD/HA) | 19.5213
2023 | 48267 | CROPLAND (NON-IRRIGATED, USD/HA) | 20.2626
2020 | 48267 | CROPLAND (NON-IRRIGATED, USD/HA) | 20.5097
2017 | 48267 | CROPLAND (NON-IRRIGATED, USD/HA) | 14.8263
2014 | 48267 | CROPLAND (NON-IRRIGATED, USD/HA) | 13.5908
2012 | 48267 | CROPLAND (NON-IRRIGATED, USD/HA) | 19.0271
2010 | 48267 | CROPLAND (NON-IRRIGATED, USD/HA) | 35.8302
2009 | 48267 | CROPLAND (NON-IRRIGATED, USD/HA) | 33.3592
2024 | 53033 | CROPLAND (NON-IRRIGATED, USD/HA) | 345.947
2023 | 53033 | CROPLAND (NON-IRRIGATED, USD/HA) | 308.8813
2022 | 53033 | CROPLAND (NON-IRRIGATED, USD/HA) | 254.5181
2021 | 53033 | CROPLAND (NON-IRRIGATED, USD/HA) | 274.2865
2019 | 53033 | CROPLAND (NON-IRRIGATED, USD/HA) | 210.0393
2016 | 48269 | CROPLAND (NON-IRRIGATED, USD/HA) | 37.0658
2014 | 48269 | CROPLAND (NON-IRRIGATED, USD/HA) | 38.3013
2014 | 53033 | CROPLAND (NON-IRRIGATED, USD/HA) | 308.8813
2013 | 48269 | CROPLAND (NON-IRRIGATED, USD/HA) | 28.4171
2013 | 53033 | CROPLAND (NON-IRRIGATED, USD/HA) | 274.2865
2012 | 53033 | CROPLAND (NON-IRRIGATED, USD/HA) | 291.5839
2011 | 48269 | CROPLAND (NON-IRRIGATED, USD/HA) | 27.1816
2011 | 53033 | CROPLAND (NON-IRRIGATED, USD/HA) | 306.4102
2009 | 48269 | CROPLAND (NON-IRRIGATED, USD/HA) | 35.8302
2024 | 51097 | CROPLAND (NON-IRRIGATED, USD/HA) | 201.3906
2023 | 51097 | CROPLAND (NON-IRRIGATED, USD/HA) | 206.3327
2022 | 51097 | CROPLAND (NON-IRRIGATED, USD/HA) | 181.6222
2021 | 51097 | CROPLAND (NON-IRRIGATED, USD/HA) | 182.8577
2020 | 51097 | CROPLAND (NON-IRRIGATED, USD/HA) | 190.2708
2019 | 51097 | CROPLAND (NON-IRRIGATED, USD/HA) | 193.9774
2017 | 51097 | CROPLAND (NON-IRRIGATED, USD/HA) | 158.1472
2016 | 51097 | CROPLAND (NON-IRRIGATED, USD/HA) | 165.5603
2014 | 51097 | CROPLAND (NON-IRRIGATED, USD/HA) | 160.6182
2013 | 51097 | CROPLAND (NON-IRRIGATED, USD/HA) | 148.263
2012 | 51097 | CROPLAND (NON-IRRIGATED, USD/HA) | 133.4367
2011 | 51097 | CROPLAND (NON-IRRIGATED, USD/HA) | 133.4367
2010 | 51097 | CROPLAND (NON-IRRIGATED, USD/HA) | 133.4367
2009 | 51097 | CROPLAND (NON-IRRIGATED, USD/HA) | 128.4946
2024 | 51099 | CROPLAND (NON-IRRIGATED, USD/HA) | 134.6722
2021 | 51099 | CROPLAND (NON-IRRIGATED, USD/HA) | 177.9156
2012 | 51099 | CROPLAND (NON-IRRIGATED, USD/HA) | 132.2012
2011 | 51099 | CROPLAND (NON-IRRIGATED, USD/HA) | 126.0236
2010 | 51099 | CROPLAND (NON-IRRIGATED, USD/HA) | 107.4907
2009 | 51099 | CROPLAND (NON-IRRIGATED, USD/HA) | 153.2051
2024 | 51101 | CROPLAND (NON-IRRIGATED, USD/HA) | 168.0314
2023 | 51101 | CROPLAND (NON-IRRIGATED, USD/HA) | 189.0353
2022 | 51101 | CROPLAND (NON-IRRIGATED, USD/HA) | 184.0932
2021 | 51101 | CROPLAND (NON-IRRIGATED, USD/HA) | 192.7419
2019 | 51101 | CROPLAND (NON-IRRIGATED, USD/HA) | 177.9156
2017 | 51101 | CROPLAND (NON-IRRIGATED, USD/HA) | 165.5603
2016 | 51101 | CROPLAND (NON-IRRIGATED, USD/HA) | 163.0893
2014 | 51101 | CROPLAND (NON-IRRIGATED, USD/HA) | 165.5603
2013 | 51101 | CROPLAND (NON-IRRIGATED, USD/HA) | 163.0893
2012 | 51101 | CROPLAND (NON-IRRIGATED, USD/HA) | 153.2051
2011 | 51101 | CROPLAND (NON-IRRIGATED, USD/HA) | 138.3788
2010 | 51101 | CROPLAND (NON-IRRIGATED, USD/HA) | 159.3827
2009 | 51101 | CROPLAND (NON-IRRIGATED, USD/HA) | 150.734
2024 | 40073 | CROPLAND (NON-IRRIGATED, USD/HA) | 93.8999
2023 | 40073 | CROPLAND (NON-IRRIGATED, USD/HA) | 79.0736
2022 | 40073 | CROPLAND (NON-IRRIGATED, USD/HA) | 88.9578
2021 | 40073 | CROPLAND (NON-IRRIGATED, USD/HA) | 82.7802
2020 | 40073 | CROPLAND (NON-IRRIGATED, USD/HA) | 82.7802
2019 | 40073 | CROPLAND (NON-IRRIGATED, USD/HA) | 79.0736
2017 | 40073 | CROPLAND (NON-IRRIGATED, USD/HA) | 82.7802
2016 | 40073 | CROPLAND (NON-IRRIGATED, USD/HA) | 69.1894
2014 | 40073 | CROPLAND (NON-IRRIGATED, USD/HA) | 81.5447
2013 | 40073 | CROPLAND (NON-IRRIGATED, USD/HA) | 79.0736
2012 | 40073 | CROPLAND (NON-IRRIGATED, USD/HA) | 79.0736
2011 | 40073 | CROPLAND (NON-IRRIGATED, USD/HA) | 69.1894
2010 | 40073 | CROPLAND (NON-IRRIGATED, USD/HA) | 74.1315
2009 | 40073 | CROPLAND (NON-IRRIGATED, USD/HA) | 76.6025
2008 | 40073 | CROPLAND (NON-IRRIGATED, USD/HA) | 76.6025
2024 | 20095 | CROPLAND (NON-IRRIGATED, USD/HA) | 117.3749
2023 | 20095 | CROPLAND (NON-IRRIGATED, USD/HA) | 108.7262
2022 | 20095 | CROPLAND (NON-IRRIGATED, USD/HA) | 106.2552
2021 | 20095 | CROPLAND (NON-IRRIGATED, USD/HA) | 102.5486
2020 | 20095 | CROPLAND (NON-IRRIGATED, USD/HA) | 111.1972
2019 | 20095 | CROPLAND (NON-IRRIGATED, USD/HA) | 111.1972
2017 | 20095 | CROPLAND (NON-IRRIGATED, USD/HA) | 96.3709
2016 | 20095 | CROPLAND (NON-IRRIGATED, USD/HA) | 97.6065
2014 | 20095 | CROPLAND (NON-IRRIGATED, USD/HA) | 97.6065
2013 | 20095 | CROPLAND (NON-IRRIGATED, USD/HA) | 130.9657
2012 | 20095 | CROPLAND (NON-IRRIGATED, USD/HA) | 109.9617
2011 | 20095 | CROPLAND (NON-IRRIGATED, USD/HA) | 85.2512
2010 | 20095 | CROPLAND (NON-IRRIGATED, USD/HA) | 84.0157
2009 | 20095 | CROPLAND (NON-IRRIGATED, USD/HA) | 85.2512
2008 | 20095 | CROPLAND (NON-IRRIGATED, USD/HA) | 77.8381
2024 | 6031 | CROPLAND (NON-IRRIGATED, USD/HA) | 53.1276
2012 | 6031 | CROPLAND (NON-IRRIGATED, USD/HA) | 119.8459
2011 | 6031 | CROPLAND (NON-IRRIGATED, USD/HA) | 164.3248
2009 | 6031 | CROPLAND (NON-IRRIGATED, USD/HA) | 148.263
2024 | 46077 | CROPLAND (NON-IRRIGATED, USD/HA) | 380.5417
2023 | 46077 | CROPLAND (NON-IRRIGATED, USD/HA) | 390.4259
2022 | 46077 | CROPLAND (NON-IRRIGATED, USD/HA) | 375.5996
2021 | 46077 | CROPLAND (NON-IRRIGATED, USD/HA) | 368.1864
2020 | 46077 | CROPLAND (NON-IRRIGATED, USD/HA) | 355.8312
2019 | 46077 | CROPLAND (NON-IRRIGATED, USD/HA) | 353.3601
2017 | 46077 | CROPLAND (NON-IRRIGATED, USD/HA) | 321.2365
2016 | 46077 | CROPLAND (NON-IRRIGATED, USD/HA) | 383.0127
2014 | 46077 | CROPLAND (NON-IRRIGATED, USD/HA) | 415.1364
2013 | 46077 | CROPLAND (NON-IRRIGATED, USD/HA) | 326.1786
2012 | 46077 | CROPLAND (NON-IRRIGATED, USD/HA) | 279.2287
2011 | 46077 | CROPLAND (NON-IRRIGATED, USD/HA) | 227.3366
2010 | 46077 | CROPLAND (NON-IRRIGATED, USD/HA) | 212.5103
2009 | 46077 | CROPLAND (NON-IRRIGATED, USD/HA) | 213.7458
2008 | 46077 | CROPLAND (NON-IRRIGATED, USD/HA) | 189.0353
2024 | 8061 | CROPLAND (NON-IRRIGATED, USD/HA) | 59.3052
2024 | 20097 | CROPLAND (NON-IRRIGATED, USD/HA) | 95.1354
2024 | 40075 | CROPLAND (NON-IRRIGATED, USD/HA) | 72.896
2023 | 8061 | CROPLAND (NON-IRRIGATED, USD/HA) | 60.5407
2023 | 20097 | CROPLAND (NON-IRRIGATED, USD/HA) | 95.1354
2023 | 40075 | CROPLAND (NON-IRRIGATED, USD/HA) | 70.4249
2022 | 8061 | CROPLAND (NON-IRRIGATED, USD/HA) | 60.5407
2022 | 20097 | CROPLAND (NON-IRRIGATED, USD/HA) | 86.4868
2022 | 40075 | CROPLAND (NON-IRRIGATED, USD/HA) | 81.5447
2021 | 8061 | CROPLAND (NON-IRRIGATED, USD/HA) | 60.5407
2021 | 20097 | CROPLAND (NON-IRRIGATED, USD/HA) | 90.1933
2021 | 40075 | CROPLAND (NON-IRRIGATED, USD/HA) | 82.7802
2020 | 8061 | CROPLAND (NON-IRRIGATED, USD/HA) | 63.0118
2020 | 20097 | CROPLAND (NON-IRRIGATED, USD/HA) | 93.8999
2020 | 40075 | CROPLAND (NON-IRRIGATED, USD/HA) | 81.5447
2019 | 8061 | CROPLAND (NON-IRRIGATED, USD/HA) | 66.7184
2019 | 20097 | CROPLAND (NON-IRRIGATED, USD/HA) | 90.1933
2019 | 40075 | CROPLAND (NON-IRRIGATED, USD/HA) | 77.8381
2017 | 8061 | CROPLAND (NON-IRRIGATED, USD/HA) | 46.95
2017 | 40075 | CROPLAND (NON-IRRIGATED, USD/HA) | 79.0736
2016 | 8061 | CROPLAND (NON-IRRIGATED, USD/HA) | 66.7184
2016 | 20097 | CROPLAND (NON-IRRIGATED, USD/HA) | 96.3709
2016 | 40075 | CROPLAND (NON-IRRIGATED, USD/HA) | 75.367
2014 | 8061 | CROPLAND (NON-IRRIGATED, USD/HA) | 66.7184
2014 | 20097 | CROPLAND (NON-IRRIGATED, USD/HA) | 91.4288
2014 | 40075 | CROPLAND (NON-IRRIGATED, USD/HA) | 72.896
2013 | 8061 | CROPLAND (NON-IRRIGATED, USD/HA) | 60.5407
2013 | 20097 | CROPLAND (NON-IRRIGATED, USD/HA) | 84.0157
2013 | 40075 | CROPLAND (NON-IRRIGATED, USD/HA) | 66.7184
2012 | 8061 | CROPLAND (NON-IRRIGATED, USD/HA) | 51.892
2012 | 40075 | CROPLAND (NON-IRRIGATED, USD/HA) | 70.4249
2011 | 8061 | CROPLAND (NON-IRRIGATED, USD/HA) | 50.6565
2011 | 20097 | CROPLAND (NON-IRRIGATED, USD/HA) | 72.896
2011 | 40075 | CROPLAND (NON-IRRIGATED, USD/HA) | 59.3052
2010 | 8061 | CROPLAND (NON-IRRIGATED, USD/HA) | 44.4789
2010 | 20097 | CROPLAND (NON-IRRIGATED, USD/HA) | 76.6025
2010 | 40075 | CROPLAND (NON-IRRIGATED, USD/HA) | 56.8342
2009 | 8061 | CROPLAND (NON-IRRIGATED, USD/HA) | 51.892
2009 | 20097 | CROPLAND (NON-IRRIGATED, USD/HA) | 77.8381
2009 | 40075 | CROPLAND (NON-IRRIGATED, USD/HA) | 67.9539
2008 | 40075 | CROPLAND (NON-IRRIGATED, USD/HA) | 70.4249
2024 | 8063 | CROPLAND (NON-IRRIGATED, USD/HA) | 91.4288
2023 | 8063 | CROPLAND (NON-IRRIGATED, USD/HA) | 90.1933
2022 | 8063 | CROPLAND (NON-IRRIGATED, USD/HA) | 101.3131
2021 | 8063 | CROPLAND (NON-IRRIGATED, USD/HA) | 97.6065
2020 | 8063 | CROPLAND (NON-IRRIGATED, USD/HA) | 79.0736
2019 | 8063 | CROPLAND (NON-IRRIGATED, USD/HA) | 87.7223
2017 | 8063 | CROPLAND (NON-IRRIGATED, USD/HA) | 95.1354
2016 | 8063 | CROPLAND (NON-IRRIGATED, USD/HA) | 96.3709
2014 | 8063 | CROPLAND (NON-IRRIGATED, USD/HA) | 86.4868
2013 | 8063 | CROPLAND (NON-IRRIGATED, USD/HA) | 82.7802
2012 | 8063 | CROPLAND (NON-IRRIGATED, USD/HA) | 84.0157
2011 | 8063 | CROPLAND (NON-IRRIGATED, USD/HA) | 67.9539
2010 | 8063 | CROPLAND (NON-IRRIGATED, USD/HA) | 64.2473
2009 | 8063 | CROPLAND (NON-IRRIGATED, USD/HA) | 74.1315
2023 | 53035 | CROPLAND (NON-IRRIGATED, USD/HA) | 318.7654
2024 | 27069 | CROPLAND (NON-IRRIGATED, USD/HA) | 216.2169
2023 | 27069 | CROPLAND (NON-IRRIGATED, USD/HA) | 213.7458
2022 | 27069 | CROPLAND (NON-IRRIGATED, USD/HA) | 203.8616
2021 | 27069 | CROPLAND (NON-IRRIGATED, USD/HA) | 193.9774
2020 | 27069 | CROPLAND (NON-IRRIGATED, USD/HA) | 193.9774
2019 | 27069 | CROPLAND (NON-IRRIGATED, USD/HA) | 189.0353
2017 | 27069 | CROPLAND (NON-IRRIGATED, USD/HA) | 185.3287
2016 | 27069 | CROPLAND (NON-IRRIGATED, USD/HA) | 203.8616
2014 | 27069 | CROPLAND (NON-IRRIGATED, USD/HA) | 174.209
2013 | 27069 | CROPLAND (NON-IRRIGATED, USD/HA) | 175.4445
2012 | 27069 | CROPLAND (NON-IRRIGATED, USD/HA) | 156.9117
2011 | 27069 | CROPLAND (NON-IRRIGATED, USD/HA) | 150.734
2010 | 27069 | CROPLAND (NON-IRRIGATED, USD/HA) | 153.2051
2009 | 27069 | CROPLAND (NON-IRRIGATED, USD/HA) | 137.1433
2008 | 27069 | CROPLAND (NON-IRRIGATED, USD/HA) | 137.1433
2024 | 48273 | CROPLAND (NON-IRRIGATED, USD/HA) | 106.2552
2023 | 48273 | CROPLAND (NON-IRRIGATED, USD/HA) | 93.8999
2022 | 48273 | CROPLAND (NON-IRRIGATED, USD/HA) | 111.1972
2021 | 48273 | CROPLAND (NON-IRRIGATED, USD/HA) | 107.4907
2016 | 48273 | CROPLAND (NON-IRRIGATED, USD/HA) | 81.5447
2012 | 48273 | CROPLAND (NON-IRRIGATED, USD/HA) | 79.0736
2011 | 48273 | CROPLAND (NON-IRRIGATED, USD/HA) | 93.8999
2009 | 48273 | CROPLAND (NON-IRRIGATED, USD/HA) | 87.7223
2022 | 53039 | CROPLAND (NON-IRRIGATED, USD/HA) | 49.421
2024 | 17095 | CROPLAND (NON-IRRIGATED, USD/HA) | 709.1913
2024 | 18083 | CROPLAND (NON-IRRIGATED, USD/HA) | 555.9863
2024 | 21121 | CROPLAND (NON-IRRIGATED, USD/HA) | 72.896
2024 | 29103 | CROPLAND (NON-IRRIGATED, USD/HA) | 373.1286
2024 | 31107 | CROPLAND (NON-IRRIGATED, USD/HA) | 523.8626
2024 | 39083 | CROPLAND (NON-IRRIGATED, USD/HA) | 343.476
2024 | 47093 | CROPLAND (NON-IRRIGATED, USD/HA) | 50.6565
2024 | 48275 | CROPLAND (NON-IRRIGATED, USD/HA) | 69.1894
2023 | 17095 | CROPLAND (NON-IRRIGATED, USD/HA) | 706.7203
2023 | 18083 | CROPLAND (NON-IRRIGATED, USD/HA) | 528.8047
2023 | 21121 | CROPLAND (NON-IRRIGATED, USD/HA) | 53.1276
2023 | 29103 | CROPLAND (NON-IRRIGATED, USD/HA) | 395.368
2023 | 31107 | CROPLAND (NON-IRRIGATED, USD/HA) | 511.5073
2023 | 39083 | CROPLAND (NON-IRRIGATED, USD/HA) | 387.9549
2023 | 47093 | CROPLAND (NON-IRRIGATED, USD/HA) | 58.0697
2023 | 48275 | CROPLAND (NON-IRRIGATED, USD/HA) | 69.1894
2022 | 17095 | CROPLAND (NON-IRRIGATED, USD/HA) | 654.8283
2022 | 18083 | CROPLAND (NON-IRRIGATED, USD/HA) | 555.9863
2022 | 29103 | CROPLAND (NON-IRRIGATED, USD/HA) | 397.839
2022 | 31107 | CROPLAND (NON-IRRIGATED, USD/HA) | 501.6232
2022 | 39083 | CROPLAND (NON-IRRIGATED, USD/HA) | 318.7654
2022 | 47093 | CROPLAND (NON-IRRIGATED, USD/HA) | 59.3052
2022 | 48275 | CROPLAND (NON-IRRIGATED, USD/HA) | 72.896
2021 | 17095 | CROPLAND (NON-IRRIGATED, USD/HA) | 600.4651
2021 | 18083 | CROPLAND (NON-IRRIGATED, USD/HA) | 523.8626
2021 | 29103 | CROPLAND (NON-IRRIGATED, USD/HA) | 323.7075
2021 | 31107 | CROPLAND (NON-IRRIGATED, USD/HA) | 484.3258
2021 | 39083 | CROPLAND (NON-IRRIGATED, USD/HA) | 326.1786
2021 | 47093 | CROPLAND (NON-IRRIGATED, USD/HA) | 61.7762
2021 | 48275 | CROPLAND (NON-IRRIGATED, USD/HA) | 65.4828
2020 | 17095 | CROPLAND (NON-IRRIGATED, USD/HA) | 573.2836
2020 | 21121 | CROPLAND (NON-IRRIGATED, USD/HA) | 86.4868
2020 | 29103 | CROPLAND (NON-IRRIGATED, USD/HA) | 326.1786
2020 | 31107 | CROPLAND (NON-IRRIGATED, USD/HA) | 489.2679
2020 | 39083 | CROPLAND (NON-IRRIGATED, USD/HA) | 303.9391
2020 | 47093 | CROPLAND (NON-IRRIGATED, USD/HA) | 69.1894
2020 | 48275 | CROPLAND (NON-IRRIGATED, USD/HA) | 65.4828
2019 | 17095 | CROPLAND (NON-IRRIGATED, USD/HA) | 568.3415
2019 | 18083 | CROPLAND (NON-IRRIGATED, USD/HA) | 489.2679
2019 | 21121 | CROPLAND (NON-IRRIGATED, USD/HA) | 98.842
2019 | 29103 | CROPLAND (NON-IRRIGATED, USD/HA) | 358.3023
2019 | 31107 | CROPLAND (NON-IRRIGATED, USD/HA) | 491.7389
2019 | 39083 | CROPLAND (NON-IRRIGATED, USD/HA) | 321.2365
2019 | 47093 | CROPLAND (NON-IRRIGATED, USD/HA) | 74.1315
2019 | 48275 | CROPLAND (NON-IRRIGATED, USD/HA) | 65.4828
2017 | 17095 | CROPLAND (NON-IRRIGATED, USD/HA) | 570.8125
2017 | 18083 | CROPLAND (NON-IRRIGATED, USD/HA) | 513.9784
2017 | 29103 | CROPLAND (NON-IRRIGATED, USD/HA) | 338.5338
2017 | 31107 | CROPLAND (NON-IRRIGATED, USD/HA) | 516.4494
2017 | 39083 | CROPLAND (NON-IRRIGATED, USD/HA) | 286.6418
2017 | 47093 | CROPLAND (NON-IRRIGATED, USD/HA) | 86.4868
2017 | 48275 | CROPLAND (NON-IRRIGATED, USD/HA) | 67.9539
2016 | 17095 | CROPLAND (NON-IRRIGATED, USD/HA) | 560.9284
2016 | 18083 | CROPLAND (NON-IRRIGATED, USD/HA) | 494.21
2016 | 29103 | CROPLAND (NON-IRRIGATED, USD/HA) | 313.8234
2016 | 31107 | CROPLAND (NON-IRRIGATED, USD/HA) | 531.2758
2016 | 39083 | CROPLAND (NON-IRRIGATED, USD/HA) | 269.3444
2016 | 47093 | CROPLAND (NON-IRRIGATED, USD/HA) | 66.7184
2016 | 48275 | CROPLAND (NON-IRRIGATED, USD/HA) | 64.2473
2014 | 17095 | CROPLAND (NON-IRRIGATED, USD/HA) | 652.3572
2014 | 18083 | CROPLAND (NON-IRRIGATED, USD/HA) | 511.5073
2014 | 29103 | CROPLAND (NON-IRRIGATED, USD/HA) | 328.6497
2014 | 31107 | CROPLAND (NON-IRRIGATED, USD/HA) | 464.5574
2014 | 39083 | CROPLAND (NON-IRRIGATED, USD/HA) | 264.4024
2014 | 47093 | CROPLAND (NON-IRRIGATED, USD/HA) | 96.3709
2014 | 48275 | CROPLAND (NON-IRRIGATED, USD/HA) | 63.0118
2013 | 17095 | CROPLAND (NON-IRRIGATED, USD/HA) | 600.4651
2013 | 18083 | CROPLAND (NON-IRRIGATED, USD/HA) | 494.21
2013 | 21121 | CROPLAND (NON-IRRIGATED, USD/HA) | 98.842
2013 | 29103 | CROPLAND (NON-IRRIGATED, USD/HA) | 303.9391
2013 | 31107 | CROPLAND (NON-IRRIGATED, USD/HA) | 380.5417
2013 | 39083 | CROPLAND (NON-IRRIGATED, USD/HA) | 254.5181
2013 | 47093 | CROPLAND (NON-IRRIGATED, USD/HA) | 91.4288
2013 | 48275 | CROPLAND (NON-IRRIGATED, USD/HA) | 63.0118
2012 | 17095 | CROPLAND (NON-IRRIGATED, USD/HA) | 622.7046
2012 | 18083 | CROPLAND (NON-IRRIGATED, USD/HA) | 499.1521
2012 | 21121 | CROPLAND (NON-IRRIGATED, USD/HA) | 74.1315
2012 | 29103 | CROPLAND (NON-IRRIGATED, USD/HA) | 321.2365
2012 | 31107 | CROPLAND (NON-IRRIGATED, USD/HA) | 427.4916
2012 | 39083 | CROPLAND (NON-IRRIGATED, USD/HA) | 196.4485
2012 | 47093 | CROPLAND (NON-IRRIGATED, USD/HA) | 98.842
2012 | 48275 | CROPLAND (NON-IRRIGATED, USD/HA) | 61.7762
2011 | 17095 | CROPLAND (NON-IRRIGATED, USD/HA) | 506.5652
2011 | 18083 | CROPLAND (NON-IRRIGATED, USD/HA) | 370.6575
2011 | 21121 | CROPLAND (NON-IRRIGATED, USD/HA) | 74.1315
2011 | 29103 | CROPLAND (NON-IRRIGATED, USD/HA) | 276.7576
2011 | 31107 | CROPLAND (NON-IRRIGATED, USD/HA) | 274.2865
2011 | 39083 | CROPLAND (NON-IRRIGATED, USD/HA) | 172.9735
2011 | 47093 | CROPLAND (NON-IRRIGATED, USD/HA) | 79.0736
2011 | 48275 | CROPLAND (NON-IRRIGATED, USD/HA) | 61.7762
2010 | 17095 | CROPLAND (NON-IRRIGATED, USD/HA) | 449.7311
2010 | 18083 | CROPLAND (NON-IRRIGATED, USD/HA) | 360.7733
2010 | 21121 | CROPLAND (NON-IRRIGATED, USD/HA) | 84.0157
2010 | 29103 | CROPLAND (NON-IRRIGATED, USD/HA) | 256.9892
2010 | 31107 | CROPLAND (NON-IRRIGATED, USD/HA) | 254.5181
2010 | 47093 | CROPLAND (NON-IRRIGATED, USD/HA) | 84.0157
2010 | 48275 | CROPLAND (NON-IRRIGATED, USD/HA) | 65.4828
2009 | 17095 | CROPLAND (NON-IRRIGATED, USD/HA) | 422.5496
2009 | 18083 | CROPLAND (NON-IRRIGATED, USD/HA) | 378.0707
2009 | 21121 | CROPLAND (NON-IRRIGATED, USD/HA) | 76.6025
2009 | 29103 | CROPLAND (NON-IRRIGATED, USD/HA) | 249.5761
2009 | 31107 | CROPLAND (NON-IRRIGATED, USD/HA) | 244.6339
2009 | 47093 | CROPLAND (NON-IRRIGATED, USD/HA) | 84.0157
2009 | 48275 | CROPLAND (NON-IRRIGATED, USD/HA) | 65.4828
2008 | 17095 | CROPLAND (NON-IRRIGATED, USD/HA) | 442.3179
2008 | 18083 | CROPLAND (NON-IRRIGATED, USD/HA) | 360.7733
2008 | 29103 | CROPLAND (NON-IRRIGATED, USD/HA) | 217.4524
2008 | 31107 | CROPLAND (NON-IRRIGATED, USD/HA) | 217.4524
2008 | 39083 | CROPLAND (NON-IRRIGATED, USD/HA) | 195.213
2024 | 27071 | CROPLAND (NON-IRRIGATED, USD/HA) | 59.3052
2023 | 27071 | CROPLAND (NON-IRRIGATED, USD/HA) | 64.2473
2022 | 27071 | CROPLAND (NON-IRRIGATED, USD/HA) | 55.5986
2021 | 27071 | CROPLAND (NON-IRRIGATED, USD/HA) | 53.1276
2020 | 27071 | CROPLAND (NON-IRRIGATED, USD/HA) | 66.7184
2019 | 27071 | CROPLAND (NON-IRRIGATED, USD/HA) | 56.8342
2016 | 27071 | CROPLAND (NON-IRRIGATED, USD/HA) | 61.7762
2014 | 27071 | CROPLAND (NON-IRRIGATED, USD/HA) | 51.892
2010 | 27071 | CROPLAND (NON-IRRIGATED, USD/HA) | 58.0697
2009 | 27071 | CROPLAND (NON-IRRIGATED, USD/HA) | 37.0658
2023 | 16055 | CROPLAND (NON-IRRIGATED, USD/HA) | 160.6182
2022 | 16055 | CROPLAND (NON-IRRIGATED, USD/HA) | 169.2669
2017 | 16055 | CROPLAND (NON-IRRIGATED, USD/HA) | 150.734
2016 | 16055 | CROPLAND (NON-IRRIGATED, USD/HA) | 158.1472
2014 | 16055 | CROPLAND (NON-IRRIGATED, USD/HA) | 49.421
2013 | 16055 | CROPLAND (NON-IRRIGATED, USD/HA) | 54.3631
2012 | 16055 | CROPLAND (NON-IRRIGATED, USD/HA) | 71.6604
2011 | 16055 | CROPLAND (NON-IRRIGATED, USD/HA) | 48.1855
2010 | 16055 | CROPLAND (NON-IRRIGATED, USD/HA) | 58.0697
2024 | 18085 | CROPLAND (NON-IRRIGATED, USD/HA) | 467.0285
2023 | 18085 | CROPLAND (NON-IRRIGATED, USD/HA) | 504.0942
2022 | 18085 | CROPLAND (NON-IRRIGATED, USD/HA) | 469.4995
2021 | 18085 | CROPLAND (NON-IRRIGATED, USD/HA) | 471.9706
2020 | 18085 | CROPLAND (NON-IRRIGATED, USD/HA) | 447.26
2019 | 18085 | CROPLAND (NON-IRRIGATED, USD/HA) | 464.5574
2017 | 18085 | CROPLAND (NON-IRRIGATED, USD/HA) | 442.3179
2016 | 18085 | CROPLAND (NON-IRRIGATED, USD/HA) | 444.789
2014 | 18085 | CROPLAND (NON-IRRIGATED, USD/HA) | 432.4337
2013 | 18085 | CROPLAND (NON-IRRIGATED, USD/HA) | 407.7233
2012 | 18085 | CROPLAND (NON-IRRIGATED, USD/HA) | 370.6575
2011 | 18085 | CROPLAND (NON-IRRIGATED, USD/HA) | 345.947
2010 | 18085 | CROPLAND (NON-IRRIGATED, USD/HA) | 350.8891
2009 | 18085 | CROPLAND (NON-IRRIGATED, USD/HA) | 336.0628
2008 | 18085 | CROPLAND (NON-IRRIGATED, USD/HA) | 306.4102
2024 | 19109 | CROPLAND (NON-IRRIGATED, USD/HA) | 741.315
2023 | 19109 | CROPLAND (NON-IRRIGATED, USD/HA) | 709.1913
2022 | 19109 | CROPLAND (NON-IRRIGATED, USD/HA) | 664.7124
2021 | 19109 | CROPLAND (NON-IRRIGATED, USD/HA) | 585.6389
2020 | 19109 | CROPLAND (NON-IRRIGATED, USD/HA) | 565.8705
2019 | 19109 | CROPLAND (NON-IRRIGATED, USD/HA) | 563.3994
2017 | 19109 | CROPLAND (NON-IRRIGATED, USD/HA) | 580.6967
2016 | 19109 | CROPLAND (NON-IRRIGATED, USD/HA) | 560.9284
2014 | 19109 | CROPLAND (NON-IRRIGATED, USD/HA) | 672.1256
2013 | 19109 | CROPLAND (NON-IRRIGATED, USD/HA) | 617.7625
2012 | 19109 | CROPLAND (NON-IRRIGATED, USD/HA) | 573.2836
2011 | 19109 | CROPLAND (NON-IRRIGATED, USD/HA) | 506.5652
2010 | 19109 | CROPLAND (NON-IRRIGATED, USD/HA) | 417.6074
2009 | 19109 | CROPLAND (NON-IRRIGATED, USD/HA) | 429.9627
2008 | 19109 | CROPLAND (NON-IRRIGATED, USD/HA) | 420.0785
2024 | 55063 | CROPLAND (NON-IRRIGATED, USD/HA) | 387.9549
2023 | 55063 | CROPLAND (NON-IRRIGATED, USD/HA) | 385.4838
2022 | 55063 | CROPLAND (NON-IRRIGATED, USD/HA) | 331.1207
2021 | 55063 | CROPLAND (NON-IRRIGATED, USD/HA) | 336.0628
2020 | 55063 | CROPLAND (NON-IRRIGATED, USD/HA) | 343.476
2019 | 55063 | CROPLAND (NON-IRRIGATED, USD/HA) | 365.7154
2017 | 55063 | CROPLAND (NON-IRRIGATED, USD/HA) | 375.5996
2016 | 55063 | CROPLAND (NON-IRRIGATED, USD/HA) | 326.1786
2014 | 55063 | CROPLAND (NON-IRRIGATED, USD/HA) | 333.5917
2013 | 55063 | CROPLAND (NON-IRRIGATED, USD/HA) | 313.8234
2012 | 55063 | CROPLAND (NON-IRRIGATED, USD/HA) | 311.3523
2011 | 55063 | CROPLAND (NON-IRRIGATED, USD/HA) | 254.5181
2010 | 55063 | CROPLAND (NON-IRRIGATED, USD/HA) | 219.9235
2009 | 55063 | CROPLAND (NON-IRRIGATED, USD/HA) | 212.5103
2008 | 55063 | CROPLAND (NON-IRRIGATED, USD/HA) | 216.2169
2024 | 38045 | CROPLAND (NON-IRRIGATED, USD/HA) | 284.1707
2023 | 38045 | CROPLAND (NON-IRRIGATED, USD/HA) | 259.4602
2022 | 38045 | CROPLAND (NON-IRRIGATED, USD/HA) | 256.9892
2021 | 38045 | CROPLAND (NON-IRRIGATED, USD/HA) | 249.5761
2020 | 38045 | CROPLAND (NON-IRRIGATED, USD/HA) | 245.8695
2019 | 38045 | CROPLAND (NON-IRRIGATED, USD/HA) | 237.2208
2017 | 38045 | CROPLAND (NON-IRRIGATED, USD/HA) | 233.5142
2016 | 38045 | CROPLAND (NON-IRRIGATED, USD/HA) | 235.9853
2014 | 38045 | CROPLAND (NON-IRRIGATED, USD/HA) | 259.4602
2013 | 38045 | CROPLAND (NON-IRRIGATED, USD/HA) | 240.9274
2012 | 38045 | CROPLAND (NON-IRRIGATED, USD/HA) | 222.3945
2011 | 38045 | CROPLAND (NON-IRRIGATED, USD/HA) | 186.5643
2010 | 38045 | CROPLAND (NON-IRRIGATED, USD/HA) | 164.3248
2009 | 38045 | CROPLAND (NON-IRRIGATED, USD/HA) | 154.4406
2008 | 38045 | CROPLAND (NON-IRRIGATED, USD/HA) | 132.2012
2023 | 8067 | CROPLAND (NON-IRRIGATED, USD/HA) | 35.8302
2022 | 8067 | CROPLAND (NON-IRRIGATED, USD/HA) | 45.7144
2020 | 8067 | CROPLAND (NON-IRRIGATED, USD/HA) | 37.0658
2019 | 8067 | CROPLAND (NON-IRRIGATED, USD/HA) | 43.2434
2013 | 8067 | CROPLAND (NON-IRRIGATED, USD/HA) | 46.95
2012 | 8067 | CROPLAND (NON-IRRIGATED, USD/HA) | 48.1855
2024 | 18091 | CROPLAND (NON-IRRIGATED, USD/HA) | 479.3837
2023 | 18091 | CROPLAND (NON-IRRIGATED, USD/HA) | 501.6232
2022 | 18091 | CROPLAND (NON-IRRIGATED, USD/HA) | 439.8469
2021 | 18091 | CROPLAND (NON-IRRIGATED, USD/HA) | 437.3759
2020 | 18091 | CROPLAND (NON-IRRIGATED, USD/HA) | 412.6653
2019 | 18091 | CROPLAND (NON-IRRIGATED, USD/HA) | 434.9048
2017 | 18091 | CROPLAND (NON-IRRIGATED, USD/HA) | 439.8469
2016 | 18091 | CROPLAND (NON-IRRIGATED, USD/HA) | 415.1364
2014 | 18091 | CROPLAND (NON-IRRIGATED, USD/HA) | 420.0785
2013 | 18091 | CROPLAND (NON-IRRIGATED, USD/HA) | 407.7233
2012 | 18091 | CROPLAND (NON-IRRIGATED, USD/HA) | 417.6074
2011 | 18091 | CROPLAND (NON-IRRIGATED, USD/HA) | 269.3444
2010 | 18091 | CROPLAND (NON-IRRIGATED, USD/HA) | 303.9391
2009 | 18091 | CROPLAND (NON-IRRIGATED, USD/HA) | 298.9971
2008 | 18091 | CROPLAND (NON-IRRIGATED, USD/HA) | 306.4102
2024 | 17099 | CROPLAND (NON-IRRIGATED, USD/HA) | 719.0756
2023 | 17099 | CROPLAND (NON-IRRIGATED, USD/HA) | 711.6624
2022 | 17099 | CROPLAND (NON-IRRIGATED, USD/HA) | 632.5888
2022 | 48283 | CROPLAND (NON-IRRIGATED, USD/HA) | 37.0658
2021 | 17099 | CROPLAND (NON-IRRIGATED, USD/HA) | 600.4651
2021 | 22059 | CROPLAND (NON-IRRIGATED, USD/HA) | 77.8381
2020 | 17099 | CROPLAND (NON-IRRIGATED, USD/HA) | 590.581
2019 | 17099 | CROPLAND (NON-IRRIGATED, USD/HA) | 583.1678
2017 | 17099 | CROPLAND (NON-IRRIGATED, USD/HA) | 585.6389
2017 | 48283 | CROPLAND (NON-IRRIGATED, USD/HA) | 30.8881
2016 | 17099 | CROPLAND (NON-IRRIGATED, USD/HA) | 563.3994
2014 | 17099 | CROPLAND (NON-IRRIGATED, USD/HA) | 704.2492
2013 | 17099 | CROPLAND (NON-IRRIGATED, USD/HA) | 523.8626
2013 | 48283 | CROPLAND (NON-IRRIGATED, USD/HA) | 34.5947
2012 | 17099 | CROPLAND (NON-IRRIGATED, USD/HA) | 555.9863
2011 | 17099 | CROPLAND (NON-IRRIGATED, USD/HA) | 509.0363
2011 | 48283 | CROPLAND (NON-IRRIGATED, USD/HA) | 46.95
2010 | 17099 | CROPLAND (NON-IRRIGATED, USD/HA) | 462.0863
2009 | 17099 | CROPLAND (NON-IRRIGATED, USD/HA) | 447.26
2008 | 17099 | CROPLAND (NON-IRRIGATED, USD/HA) | 434.9048
2024 | 20099 | CROPLAND (NON-IRRIGATED, USD/HA) | 126.0236
2023 | 20099 | CROPLAND (NON-IRRIGATED, USD/HA) | 133.4367
2022 | 20099 | CROPLAND (NON-IRRIGATED, USD/HA) | 117.3749
2021 | 20099 | CROPLAND (NON-IRRIGATED, USD/HA) | 123.5525
2020 | 20099 | CROPLAND (NON-IRRIGATED, USD/HA) | 126.0236
2019 | 20099 | CROPLAND (NON-IRRIGATED, USD/HA) | 111.1972
2014 | 20099 | CROPLAND (NON-IRRIGATED, USD/HA) | 112.4328
2011 | 20099 | CROPLAND (NON-IRRIGATED, USD/HA) | 109.9617
2010 | 20099 | CROPLAND (NON-IRRIGATED, USD/HA) | 106.2552
2009 | 20099 | CROPLAND (NON-IRRIGATED, USD/HA) | 96.3709
2024 | 27073 | CROPLAND (NON-IRRIGATED, USD/HA) | 504.0942
2023 | 27073 | CROPLAND (NON-IRRIGATED, USD/HA) | 516.4494
2022 | 27073 | CROPLAND (NON-IRRIGATED, USD/HA) | 447.26
2021 | 27073 | CROPLAND (NON-IRRIGATED, USD/HA) | 405.2522
2020 | 27073 | CROPLAND (NON-IRRIGATED, USD/HA) | 437.3759
2019 | 27073 | CROPLAND (NON-IRRIGATED, USD/HA) | 412.6653
2017 | 27073 | CROPLAND (NON-IRRIGATED, USD/HA) | 420.0785
2016 | 27073 | CROPLAND (NON-IRRIGATED, USD/HA) | 447.26
2014 | 27073 | CROPLAND (NON-IRRIGATED, USD/HA) | 481.8547
2013 | 27073 | CROPLAND (NON-IRRIGATED, USD/HA) | 429.9627
2012 | 27073 | CROPLAND (NON-IRRIGATED, USD/HA) | 345.947
2011 | 27073 | CROPLAND (NON-IRRIGATED, USD/HA) | 313.8234
2010 | 27073 | CROPLAND (NON-IRRIGATED, USD/HA) | 308.8813
2009 | 27073 | CROPLAND (NON-IRRIGATED, USD/HA) | 276.7576
2008 | 27073 | CROPLAND (NON-IRRIGATED, USD/HA) | 261.9313
2024 | 42069 | CROPLAND (NON-IRRIGATED, USD/HA) | 77.8381
2023 | 42069 | CROPLAND (NON-IRRIGATED, USD/HA) | 74.1315
2022 | 42069 | CROPLAND (NON-IRRIGATED, USD/HA) | 72.896
2021 | 42069 | CROPLAND (NON-IRRIGATED, USD/HA) | 66.7184
2020 | 42069 | CROPLAND (NON-IRRIGATED, USD/HA) | 64.2473
2019 | 42069 | CROPLAND (NON-IRRIGATED, USD/HA) | 65.4828
2017 | 42069 | CROPLAND (NON-IRRIGATED, USD/HA) | 64.2473
2016 | 42069 | CROPLAND (NON-IRRIGATED, USD/HA) | 66.7184
2014 | 42069 | CROPLAND (NON-IRRIGATED, USD/HA) | 59.3052
2010 | 42069 | CROPLAND (NON-IRRIGATED, USD/HA) | 74.1315
2009 | 42069 | CROPLAND (NON-IRRIGATED, USD/HA) | 53.1276
2024 | 29105 | CROPLAND (NON-IRRIGATED, USD/HA) | 86.4868
2023 | 29105 | CROPLAND (NON-IRRIGATED, USD/HA) | 102.5486
2022 | 29105 | CROPLAND (NON-IRRIGATED, USD/HA) | 106.2552
2021 | 29105 | CROPLAND (NON-IRRIGATED, USD/HA) | 88.9578
2020 | 29105 | CROPLAND (NON-IRRIGATED, USD/HA) | 80.3091
2019 | 29105 | CROPLAND (NON-IRRIGATED, USD/HA) | 84.0157
2017 | 29105 | CROPLAND (NON-IRRIGATED, USD/HA) | 82.7802
2016 | 29105 | CROPLAND (NON-IRRIGATED, USD/HA) | 84.0157
2014 | 29105 | CROPLAND (NON-IRRIGATED, USD/HA) | 82.7802
2013 | 29105 | CROPLAND (NON-IRRIGATED, USD/HA) | 114.9038
2012 | 29105 | CROPLAND (NON-IRRIGATED, USD/HA) | 66.7184
2011 | 29105 | CROPLAND (NON-IRRIGATED, USD/HA) | 111.1972
2010 | 29105 | CROPLAND (NON-IRRIGATED, USD/HA) | 96.3709
2009 | 29105 | CROPLAND (NON-IRRIGATED, USD/HA) | 90.1933
2024 | 5073 | CROPLAND (NON-IRRIGATED, USD/HA) | 156.9117
2024 | 12067 | CROPLAND (NON-IRRIGATED, USD/HA) | 121.0815
2024 | 28071 | CROPLAND (NON-IRRIGATED, USD/HA) | 227.3366
2024 | 29107 | CROPLAND (NON-IRRIGATED, USD/HA) | 481.8547
2024 | 55065 | CROPLAND (NON-IRRIGATED, USD/HA) | 644.944
2023 | 12067 | CROPLAND (NON-IRRIGATED, USD/HA) | 165.5603
2023 | 28071 | CROPLAND (NON-IRRIGATED, USD/HA) | 112.4328
2023 | 29107 | CROPLAND (NON-IRRIGATED, USD/HA) | 494.21
2023 | 55065 | CROPLAND (NON-IRRIGATED, USD/HA) | 640.0019
2022 | 5073 | CROPLAND (NON-IRRIGATED, USD/HA) | 154.4406
2022 | 12067 | CROPLAND (NON-IRRIGATED, USD/HA) | 145.7919
2022 | 22055 | CROPLAND (NON-IRRIGATED, USD/HA) | 161.8538
2022 | 29107 | CROPLAND (NON-IRRIGATED, USD/HA) | 429.9627
2022 | 55065 | CROPLAND (NON-IRRIGATED, USD/HA) | 580.6967
2021 | 5073 | CROPLAND (NON-IRRIGATED, USD/HA) | 92.6644
2021 | 12067 | CROPLAND (NON-IRRIGATED, USD/HA) | 140.8499
2021 | 22055 | CROPLAND (NON-IRRIGATED, USD/HA) | 165.5603
2021 | 28071 | CROPLAND (NON-IRRIGATED, USD/HA) | 97.6065
2021 | 29107 | CROPLAND (NON-IRRIGATED, USD/HA) | 417.6074
2021 | 55065 | CROPLAND (NON-IRRIGATED, USD/HA) | 528.8047
2020 | 5073 | CROPLAND (NON-IRRIGATED, USD/HA) | 79.0736
2020 | 12067 | CROPLAND (NON-IRRIGATED, USD/HA) | 139.6143
2020 | 28071 | CROPLAND (NON-IRRIGATED, USD/HA) | 161.8538
2020 | 29107 | CROPLAND (NON-IRRIGATED, USD/HA) | 370.6575
2020 | 55065 | CROPLAND (NON-IRRIGATED, USD/HA) | 536.2178
2019 | 5073 | CROPLAND (NON-IRRIGATED, USD/HA) | 88.9578
2019 | 12067 | CROPLAND (NON-IRRIGATED, USD/HA) | 105.0196
2019 | 22055 | CROPLAND (NON-IRRIGATED, USD/HA) | 128.4946
2019 | 28071 | CROPLAND (NON-IRRIGATED, USD/HA) | 142.0854
2019 | 29107 | CROPLAND (NON-IRRIGATED, USD/HA) | 350.8891
2019 | 55065 | CROPLAND (NON-IRRIGATED, USD/HA) | 531.2758
2017 | 5073 | CROPLAND (NON-IRRIGATED, USD/HA) | 107.4907
2017 | 12067 | CROPLAND (NON-IRRIGATED, USD/HA) | 123.5525
2017 | 22055 | CROPLAND (NON-IRRIGATED, USD/HA) | 158.1472
2017 | 28071 | CROPLAND (NON-IRRIGATED, USD/HA) | 86.4868
2017 | 29107 | CROPLAND (NON-IRRIGATED, USD/HA) | 343.476
2017 | 55065 | CROPLAND (NON-IRRIGATED, USD/HA) | 568.3415
2016 | 5073 | CROPLAND (NON-IRRIGATED, USD/HA) | 116.1393
2016 | 22055 | CROPLAND (NON-IRRIGATED, USD/HA) | 163.0893
2016 | 28071 | CROPLAND (NON-IRRIGATED, USD/HA) | 107.4907
2016 | 29107 | CROPLAND (NON-IRRIGATED, USD/HA) | 350.8891
2016 | 55065 | CROPLAND (NON-IRRIGATED, USD/HA) | 560.9284
2014 | 5073 | CROPLAND (NON-IRRIGATED, USD/HA) | 79.0736
2014 | 12067 | CROPLAND (NON-IRRIGATED, USD/HA) | 111.1972
2014 | 22055 | CROPLAND (NON-IRRIGATED, USD/HA) | 106.2552
2014 | 28071 | CROPLAND (NON-IRRIGATED, USD/HA) | 86.4868
2014 | 29107 | CROPLAND (NON-IRRIGATED, USD/HA) | 370.6575
2014 | 55065 | CROPLAND (NON-IRRIGATED, USD/HA) | 570.8125
2013 | 5073 | CROPLAND (NON-IRRIGATED, USD/HA) | 85.2512
2013 | 29107 | CROPLAND (NON-IRRIGATED, USD/HA) | 355.8312
2013 | 55065 | CROPLAND (NON-IRRIGATED, USD/HA) | 523.8626
2012 | 5073 | CROPLAND (NON-IRRIGATED, USD/HA) | 87.7223
2012 | 12067 | CROPLAND (NON-IRRIGATED, USD/HA) | 107.4907
2012 | 28071 | CROPLAND (NON-IRRIGATED, USD/HA) | 123.5525
2012 | 29107 | CROPLAND (NON-IRRIGATED, USD/HA) | 328.6497
2012 | 55065 | CROPLAND (NON-IRRIGATED, USD/HA) | 511.5073
2011 | 5073 | CROPLAND (NON-IRRIGATED, USD/HA) | 114.9038
2011 | 28071 | CROPLAND (NON-IRRIGATED, USD/HA) | 123.5525
2011 | 29107 | CROPLAND (NON-IRRIGATED, USD/HA) | 289.1128
2011 | 55065 | CROPLAND (NON-IRRIGATED, USD/HA) | 442.3179
2010 | 12067 | CROPLAND (NON-IRRIGATED, USD/HA) | 79.0736
2010 | 22055 | CROPLAND (NON-IRRIGATED, USD/HA) | 76.6025
2010 | 28071 | CROPLAND (NON-IRRIGATED, USD/HA) | 98.842
2010 | 29107 | CROPLAND (NON-IRRIGATED, USD/HA) | 279.2287
2010 | 55065 | CROPLAND (NON-IRRIGATED, USD/HA) | 405.2522
2009 | 5073 | CROPLAND (NON-IRRIGATED, USD/HA) | 71.6604
2009 | 22055 | CROPLAND (NON-IRRIGATED, USD/HA) | 150.734
2009 | 28071 | CROPLAND (NON-IRRIGATED, USD/HA) | 87.7223
2009 | 29107 | CROPLAND (NON-IRRIGATED, USD/HA) | 276.7576
2009 | 55065 | CROPLAND (NON-IRRIGATED, USD/HA) | 402.7811
2008 | 29107 | CROPLAND (NON-IRRIGATED, USD/HA) | 244.6339
2008 | 55065 | CROPLAND (NON-IRRIGATED, USD/HA) | 400.3101
2024 | 22057 | CROPLAND (NON-IRRIGATED, USD/HA) | 54.3631
2023 | 22057 | CROPLAND (NON-IRRIGATED, USD/HA) | 90.1933
2022 | 22057 | CROPLAND (NON-IRRIGATED, USD/HA) | 97.6065
2021 | 22057 | CROPLAND (NON-IRRIGATED, USD/HA) | 74.1315
2020 | 22057 | CROPLAND (NON-IRRIGATED, USD/HA) | 80.3091
2019 | 22057 | CROPLAND (NON-IRRIGATED, USD/HA) | 49.421
2017 | 22057 | CROPLAND (NON-IRRIGATED, USD/HA) | 39.5368
2011 | 22057 | CROPLAND (NON-IRRIGATED, USD/HA) | 170.5025
2009 | 22057 | CROPLAND (NON-IRRIGATED, USD/HA) | 74.1315
2024 | 18087 | CROPLAND (NON-IRRIGATED, USD/HA) | 395.368
2023 | 18087 | CROPLAND (NON-IRRIGATED, USD/HA) | 375.5996
2022 | 18087 | CROPLAND (NON-IRRIGATED, USD/HA) | 402.7811
2021 | 18087 | CROPLAND (NON-IRRIGATED, USD/HA) | 373.1286
2020 | 18087 | CROPLAND (NON-IRRIGATED, USD/HA) | 355.8312
2019 | 18087 | CROPLAND (NON-IRRIGATED, USD/HA) | 328.6497
2017 | 18087 | CROPLAND (NON-IRRIGATED, USD/HA) | 358.3023
2016 | 18087 | CROPLAND (NON-IRRIGATED, USD/HA) | 345.947
2014 | 18087 | CROPLAND (NON-IRRIGATED, USD/HA) | 333.5917
2013 | 18087 | CROPLAND (NON-IRRIGATED, USD/HA) | 350.8891
2012 | 18087 | CROPLAND (NON-IRRIGATED, USD/HA) | 316.2944
2011 | 18087 | CROPLAND (NON-IRRIGATED, USD/HA) | 281.6997
2010 | 18087 | CROPLAND (NON-IRRIGATED, USD/HA) | 252.0471
2009 | 18087 | CROPLAND (NON-IRRIGATED, USD/HA) | 245.8695
2008 | 18087 | CROPLAND (NON-IRRIGATED, USD/HA) | 281.6997
2024 | 12069 | CROPLAND (NON-IRRIGATED, USD/HA) | 95.1354
2024 | 17097 | CROPLAND (NON-IRRIGATED, USD/HA) | 296.526
2024 | 18089 | CROPLAND (NON-IRRIGATED, USD/HA) | 513.9784
2024 | 26085 | CROPLAND (NON-IRRIGATED, USD/HA) | 113.6683
2024 | 30047 | CROPLAND (NON-IRRIGATED, USD/HA) | 77.8381
2024 | 39085 | CROPLAND (NON-IRRIGATED, USD/HA) | 316.2944
2024 | 46079 | CROPLAND (NON-IRRIGATED, USD/HA) | 506.5652
2024 | 47095 | CROPLAND (NON-IRRIGATED, USD/HA) | 422.5496
2023 | 17097 | CROPLAND (NON-IRRIGATED, USD/HA) | 318.7654
2023 | 18089 | CROPLAND (NON-IRRIGATED, USD/HA) | 528.8047
2023 | 30047 | CROPLAND (NON-IRRIGATED, USD/HA) | 65.4828
2023 | 39085 | CROPLAND (NON-IRRIGATED, USD/HA) | 341.0049
2023 | 46079 | CROPLAND (NON-IRRIGATED, USD/HA) | 484.3258
2023 | 47095 | CROPLAND (NON-IRRIGATED, USD/HA) | 412.6653
2022 | 17097 | CROPLAND (NON-IRRIGATED, USD/HA) | 276.7576
2022 | 18089 | CROPLAND (NON-IRRIGATED, USD/HA) | 476.9126
2022 | 39085 | CROPLAND (NON-IRRIGATED, USD/HA) | 281.6997
2022 | 46079 | CROPLAND (NON-IRRIGATED, USD/HA) | 479.3837
2022 | 47095 | CROPLAND (NON-IRRIGATED, USD/HA) | 375.5996
2021 | 12069 | CROPLAND (NON-IRRIGATED, USD/HA) | 45.7144
2021 | 17097 | CROPLAND (NON-IRRIGATED, USD/HA) | 294.055
2021 | 18089 | CROPLAND (NON-IRRIGATED, USD/HA) | 439.8469
2021 | 26085 | CROPLAND (NON-IRRIGATED, USD/HA) | 121.0815
2021 | 30047 | CROPLAND (NON-IRRIGATED, USD/HA) | 56.8342
2021 | 41037 | CROPLAND (NON-IRRIGATED, USD/HA) | 75.367
2021 | 46079 | CROPLAND (NON-IRRIGATED, USD/HA) | 467.0285
2021 | 47095 | CROPLAND (NON-IRRIGATED, USD/HA) | 373.1286
2020 | 18089 | CROPLAND (NON-IRRIGATED, USD/HA) | 452.2022
2020 | 30047 | CROPLAND (NON-IRRIGATED, USD/HA) | 74.1315
2020 | 46079 | CROPLAND (NON-IRRIGATED, USD/HA) | 447.26
2020 | 47095 | CROPLAND (NON-IRRIGATED, USD/HA) | 336.0628
2019 | 17097 | CROPLAND (NON-IRRIGATED, USD/HA) | 291.5839
2019 | 18089 | CROPLAND (NON-IRRIGATED, USD/HA) | 449.7311
2019 | 30047 | CROPLAND (NON-IRRIGATED, USD/HA) | 66.7184
2019 | 46079 | CROPLAND (NON-IRRIGATED, USD/HA) | 476.9126
2017 | 12069 | CROPLAND (NON-IRRIGATED, USD/HA) | 148.263
2017 | 18089 | CROPLAND (NON-IRRIGATED, USD/HA) | 420.0785
2017 | 30047 | CROPLAND (NON-IRRIGATED, USD/HA) | 66.7184
2017 | 46079 | CROPLAND (NON-IRRIGATED, USD/HA) | 410.1943
2016 | 18089 | CROPLAND (NON-IRRIGATED, USD/HA) | 432.4337
2016 | 30047 | CROPLAND (NON-IRRIGATED, USD/HA) | 65.4828
2016 | 46079 | CROPLAND (NON-IRRIGATED, USD/HA) | 476.9126
2016 | 47095 | CROPLAND (NON-IRRIGATED, USD/HA) | 360.7733
2014 | 30047 | CROPLAND (NON-IRRIGATED, USD/HA) | 74.1315
2014 | 46079 | CROPLAND (NON-IRRIGATED, USD/HA) | 437.3759
2013 | 18089 | CROPLAND (NON-IRRIGATED, USD/HA) | 420.0785
2013 | 46079 | CROPLAND (NON-IRRIGATED, USD/HA) | 390.4259
2013 | 47095 | CROPLAND (NON-IRRIGATED, USD/HA) | 289.1128
2012 | 12069 | CROPLAND (NON-IRRIGATED, USD/HA) | 46.95
2012 | 18089 | CROPLAND (NON-IRRIGATED, USD/HA) | 363.2443
2012 | 30047 | CROPLAND (NON-IRRIGATED, USD/HA) | 72.896
2012 | 46079 | CROPLAND (NON-IRRIGATED, USD/HA) | 392.897
2012 | 47095 | CROPLAND (NON-IRRIGATED, USD/HA) | 289.1128
2011 | 12069 | CROPLAND (NON-IRRIGATED, USD/HA) | 85.2512
2011 | 18089 | CROPLAND (NON-IRRIGATED, USD/HA) | 333.5917
2011 | 46079 | CROPLAND (NON-IRRIGATED, USD/HA) | 328.6497
2011 | 47095 | CROPLAND (NON-IRRIGATED, USD/HA) | 249.5761
2010 | 18089 | CROPLAND (NON-IRRIGATED, USD/HA) | 296.526
2010 | 46079 | CROPLAND (NON-IRRIGATED, USD/HA) | 284.1707
2010 | 47095 | CROPLAND (NON-IRRIGATED, USD/HA) | 249.5761
2009 | 18089 | CROPLAND (NON-IRRIGATED, USD/HA) | 281.6997
2009 | 46079 | CROPLAND (NON-IRRIGATED, USD/HA) | 289.1128
2009 | 47095 | CROPLAND (NON-IRRIGATED, USD/HA) | 249.5761
2008 | 18089 | CROPLAND (NON-IRRIGATED, USD/HA) | 281.6997
2008 | 46079 | CROPLAND (NON-IRRIGATED, USD/HA) | 252.0471
2024 | 27077 | CROPLAND (NON-IRRIGATED, USD/HA) | 67.9539
2023 | 27077 | CROPLAND (NON-IRRIGATED, USD/HA) | 71.6604
2022 | 27077 | CROPLAND (NON-IRRIGATED, USD/HA) | 51.892
2021 | 27077 | CROPLAND (NON-IRRIGATED, USD/HA) | 74.1315
2020 | 27077 | CROPLAND (NON-IRRIGATED, USD/HA) | 95.1354
2019 | 27077 | CROPLAND (NON-IRRIGATED, USD/HA) | 80.3091
2017 | 27077 | CROPLAND (NON-IRRIGATED, USD/HA) | 80.3091
2016 | 27077 | CROPLAND (NON-IRRIGATED, USD/HA) | 77.8381
2010 | 27077 | CROPLAND (NON-IRRIGATED, USD/HA) | 56.8342
2009 | 27077 | CROPLAND (NON-IRRIGATED, USD/HA) | 44.4789
2024 | 1075 | CROPLAND (NON-IRRIGATED, USD/HA) | 93.8999
2024 | 13171 | CROPLAND (NON-IRRIGATED, USD/HA) | 77.8381
2024 | 28073 | CROPLAND (NON-IRRIGATED, USD/HA) | 103.7841
2024 | 48277 | CROPLAND (NON-IRRIGATED, USD/HA) | 48.1855
2023 | 1075 | CROPLAND (NON-IRRIGATED, USD/HA) | 76.6025
2023 | 48277 | CROPLAND (NON-IRRIGATED, USD/HA) | 77.8381
2022 | 1075 | CROPLAND (NON-IRRIGATED, USD/HA) | 70.4249
2022 | 28073 | CROPLAND (NON-IRRIGATED, USD/HA) | 103.7841
2022 | 48277 | CROPLAND (NON-IRRIGATED, USD/HA) | 46.95
2021 | 1075 | CROPLAND (NON-IRRIGATED, USD/HA) | 74.1315
2021 | 13171 | CROPLAND (NON-IRRIGATED, USD/HA) | 82.7802
2021 | 28073 | CROPLAND (NON-IRRIGATED, USD/HA) | 53.1276
2021 | 48277 | CROPLAND (NON-IRRIGATED, USD/HA) | 34.5947
2020 | 1075 | CROPLAND (NON-IRRIGATED, USD/HA) | 95.1354
2020 | 28073 | CROPLAND (NON-IRRIGATED, USD/HA) | 64.2473
2020 | 48277 | CROPLAND (NON-IRRIGATED, USD/HA) | 54.3631
2019 | 1075 | CROPLAND (NON-IRRIGATED, USD/HA) | 67.9539
2019 | 28073 | CROPLAND (NON-IRRIGATED, USD/HA) | 79.0736
2019 | 48277 | CROPLAND (NON-IRRIGATED, USD/HA) | 44.4789
2017 | 1075 | CROPLAND (NON-IRRIGATED, USD/HA) | 64.2473
2017 | 13171 | CROPLAND (NON-IRRIGATED, USD/HA) | 76.6025
2017 | 28073 | CROPLAND (NON-IRRIGATED, USD/HA) | 71.6604
2017 | 48277 | CROPLAND (NON-IRRIGATED, USD/HA) | 46.95
2016 | 1075 | CROPLAND (NON-IRRIGATED, USD/HA) | 65.4828
2016 | 13171 | CROPLAND (NON-IRRIGATED, USD/HA) | 86.4868
2016 | 28073 | CROPLAND (NON-IRRIGATED, USD/HA) | 114.9038
2016 | 48277 | CROPLAND (NON-IRRIGATED, USD/HA) | 55.5986
2014 | 1075 | CROPLAND (NON-IRRIGATED, USD/HA) | 82.7802
2014 | 28073 | CROPLAND (NON-IRRIGATED, USD/HA) | 69.1894
2014 | 48277 | CROPLAND (NON-IRRIGATED, USD/HA) | 38.3013
2013 | 1075 | CROPLAND (NON-IRRIGATED, USD/HA) | 55.5986
2013 | 13171 | CROPLAND (NON-IRRIGATED, USD/HA) | 96.3709
2013 | 28073 | CROPLAND (NON-IRRIGATED, USD/HA) | 61.7762
2013 | 48277 | CROPLAND (NON-IRRIGATED, USD/HA) | 42.0078
2012 | 1075 | CROPLAND (NON-IRRIGATED, USD/HA) | 46.95
2012 | 13171 | CROPLAND (NON-IRRIGATED, USD/HA) | 98.842
2012 | 28073 | CROPLAND (NON-IRRIGATED, USD/HA) | 54.3631
2012 | 48277 | CROPLAND (NON-IRRIGATED, USD/HA) | 46.95
2011 | 13171 | CROPLAND (NON-IRRIGATED, USD/HA) | 105.0196
2011 | 28073 | CROPLAND (NON-IRRIGATED, USD/HA) | 55.5986
2011 | 48277 | CROPLAND (NON-IRRIGATED, USD/HA) | 61.7762
2010 | 28073 | CROPLAND (NON-IRRIGATED, USD/HA) | 63.0118
2010 | 48277 | CROPLAND (NON-IRRIGATED, USD/HA) | 38.3013
2009 | 1075 | CROPLAND (NON-IRRIGATED, USD/HA) | 42.0078
2009 | 13171 | CROPLAND (NON-IRRIGATED, USD/HA) | 71.6604
2009 | 28073 | CROPLAND (NON-IRRIGATED, USD/HA) | 50.6565
2009 | 48277 | CROPLAND (NON-IRRIGATED, USD/HA) | 48.1855
2008 | 48277 | CROPLAND (NON-IRRIGATED, USD/HA) | 45.7144
2024 | 48279 | CROPLAND (NON-IRRIGATED, USD/HA) | 144.5564
2023 | 48279 | CROPLAND (NON-IRRIGATED, USD/HA) | 119.8459
2022 | 48279 | CROPLAND (NON-IRRIGATED, USD/HA) | 123.5525
2021 | 48279 | CROPLAND (NON-IRRIGATED, USD/HA) | 84.0157
2020 | 48279 | CROPLAND (NON-IRRIGATED, USD/HA) | 106.2552
2019 | 48279 | CROPLAND (NON-IRRIGATED, USD/HA) | 109.9617
2017 | 48279 | CROPLAND (NON-IRRIGATED, USD/HA) | 113.6683
2016 | 48279 | CROPLAND (NON-IRRIGATED, USD/HA) | 111.1972
2014 | 48279 | CROPLAND (NON-IRRIGATED, USD/HA) | 95.1354
2013 | 48279 | CROPLAND (NON-IRRIGATED, USD/HA) | 84.0157
2012 | 48279 | CROPLAND (NON-IRRIGATED, USD/HA) | 81.5447
2010 | 48279 | CROPLAND (NON-IRRIGATED, USD/HA) | 84.0157
2024 | 50015 | CROPLAND (NON-IRRIGATED, USD/HA) | 171.738
2022 | 50015 | CROPLAND (NON-IRRIGATED, USD/HA) | 133.4367
2021 | 50015 | CROPLAND (NON-IRRIGATED, USD/HA) | 144.5564
2013 | 50015 | CROPLAND (NON-IRRIGATED, USD/HA) | 92.6644
2012 | 50015 | CROPLAND (NON-IRRIGATED, USD/HA) | 60.5407
2011 | 50015 | CROPLAND (NON-IRRIGATED, USD/HA) | 61.7762
2010 | 50015 | CROPLAND (NON-IRRIGATED, USD/HA) | 79.0736
2024 | 48281 | CROPLAND (NON-IRRIGATED, USD/HA) | 50.6565
2023 | 48281 | CROPLAND (NON-IRRIGATED, USD/HA) | 46.95
2022 | 48281 | CROPLAND (NON-IRRIGATED, USD/HA) | 53.1276
2021 | 48281 | CROPLAND (NON-IRRIGATED, USD/HA) | 35.8302
2020 | 48281 | CROPLAND (NON-IRRIGATED, USD/HA) | 29.6526
2019 | 48281 | CROPLAND (NON-IRRIGATED, USD/HA) | 28.4171
2017 | 48281 | CROPLAND (NON-IRRIGATED, USD/HA) | 28.4171
2016 | 48281 | CROPLAND (NON-IRRIGATED, USD/HA) | 24.7105
2014 | 48281 | CROPLAND (NON-IRRIGATED, USD/HA) | 24.7105
2013 | 48281 | CROPLAND (NON-IRRIGATED, USD/HA) | 27.1816
2012 | 48281 | CROPLAND (NON-IRRIGATED, USD/HA) | 29.6526
2011 | 48281 | CROPLAND (NON-IRRIGATED, USD/HA) | 28.4171
2010 | 48281 | CROPLAND (NON-IRRIGATED, USD/HA) | 40.7723
2009 | 48281 | CROPLAND (NON-IRRIGATED, USD/HA) | 30.8881
2008 | 48281 | CROPLAND (NON-IRRIGATED, USD/HA) | 42.0078
2024 | 31109 | CROPLAND (NON-IRRIGATED, USD/HA) | 462.0863
2024 | 45057 | CROPLAND (NON-IRRIGATED, USD/HA) | 60.5407
2024 | 51103 | CROPLAND (NON-IRRIGATED, USD/HA) | 171.738
2023 | 31109 | CROPLAND (NON-IRRIGATED, USD/HA) | 462.0863
2023 | 42071 | CROPLAND (NON-IRRIGATED, USD/HA) | 657.2993
2023 | 45057 | CROPLAND (NON-IRRIGATED, USD/HA) | 69.1894
2022 | 31109 | CROPLAND (NON-IRRIGATED, USD/HA) | 449.7311
2022 | 42071 | CROPLAND (NON-IRRIGATED, USD/HA) | 642.473
2022 | 45057 | CROPLAND (NON-IRRIGATED, USD/HA) | 58.0697
2021 | 31109 | CROPLAND (NON-IRRIGATED, USD/HA) | 449.7311
2021 | 42071 | CROPLAND (NON-IRRIGATED, USD/HA) | 551.0441
2021 | 45057 | CROPLAND (NON-IRRIGATED, USD/HA) | 66.7184
2020 | 31109 | CROPLAND (NON-IRRIGATED, USD/HA) | 425.0206
2020 | 42071 | CROPLAND (NON-IRRIGATED, USD/HA) | 570.8125
2020 | 45057 | CROPLAND (NON-IRRIGATED, USD/HA) | 63.0118
2019 | 31109 | CROPLAND (NON-IRRIGATED, USD/HA) | 427.4916
2019 | 42071 | CROPLAND (NON-IRRIGATED, USD/HA) | 672.1256
2019 | 45057 | CROPLAND (NON-IRRIGATED, USD/HA) | 71.6604
2017 | 31109 | CROPLAND (NON-IRRIGATED, USD/HA) | 392.897
2017 | 42071 | CROPLAND (NON-IRRIGATED, USD/HA) | 573.2836
2017 | 45057 | CROPLAND (NON-IRRIGATED, USD/HA) | 63.0118
2016 | 31109 | CROPLAND (NON-IRRIGATED, USD/HA) | 402.7811
2016 | 42071 | CROPLAND (NON-IRRIGATED, USD/HA) | 553.5152
2016 | 45057 | CROPLAND (NON-IRRIGATED, USD/HA) | 59.3052
2014 | 31109 | CROPLAND (NON-IRRIGATED, USD/HA) | 370.6575
2014 | 42071 | CROPLAND (NON-IRRIGATED, USD/HA) | 494.21
2014 | 45057 | CROPLAND (NON-IRRIGATED, USD/HA) | 56.8342
2013 | 31109 | CROPLAND (NON-IRRIGATED, USD/HA) | 432.4337
2013 | 42071 | CROPLAND (NON-IRRIGATED, USD/HA) | 489.2679
2013 | 45057 | CROPLAND (NON-IRRIGATED, USD/HA) | 64.2473
2012 | 31109 | CROPLAND (NON-IRRIGATED, USD/HA) | 358.3023
2012 | 42071 | CROPLAND (NON-IRRIGATED, USD/HA) | 484.3258
2012 | 45057 | CROPLAND (NON-IRRIGATED, USD/HA) | 67.9539
2011 | 31109 | CROPLAND (NON-IRRIGATED, USD/HA) | 286.6418
2011 | 42071 | CROPLAND (NON-IRRIGATED, USD/HA) | 323.7075
2011 | 45057 | CROPLAND (NON-IRRIGATED, USD/HA) | 53.1276
2010 | 31109 | CROPLAND (NON-IRRIGATED, USD/HA) | 244.6339
2010 | 42071 | CROPLAND (NON-IRRIGATED, USD/HA) | 341.0049
2010 | 45057 | CROPLAND (NON-IRRIGATED, USD/HA) | 56.8342
2009 | 31109 | CROPLAND (NON-IRRIGATED, USD/HA) | 247.105
2009 | 42071 | CROPLAND (NON-IRRIGATED, USD/HA) | 336.0628
2009 | 45057 | CROPLAND (NON-IRRIGATED, USD/HA) | 64.2473
2008 | 31109 | CROPLAND (NON-IRRIGATED, USD/HA) | 256.9892
2008 | 42071 | CROPLAND (NON-IRRIGATED, USD/HA) | 318.7654
2024 | 20101 | CROPLAND (NON-IRRIGATED, USD/HA) | 103.7841
2024 | 41039 | CROPLAND (NON-IRRIGATED, USD/HA) | 224.8655
2023 | 20101 | CROPLAND (NON-IRRIGATED, USD/HA) | 96.3709
2023 | 41039 | CROPLAND (NON-IRRIGATED, USD/HA) | 221.159
2022 | 20101 | CROPLAND (NON-IRRIGATED, USD/HA) | 96.3709
2022 | 41039 | CROPLAND (NON-IRRIGATED, USD/HA) | 205.0971
2021 | 20101 | CROPLAND (NON-IRRIGATED, USD/HA) | 87.7223
2021 | 41039 | CROPLAND (NON-IRRIGATED, USD/HA) | 196.4485
2020 | 20101 | CROPLAND (NON-IRRIGATED, USD/HA) | 97.6065
2020 | 41039 | CROPLAND (NON-IRRIGATED, USD/HA) | 200.155
2019 | 20101 | CROPLAND (NON-IRRIGATED, USD/HA) | 88.9578
2019 | 41039 | CROPLAND (NON-IRRIGATED, USD/HA) | 189.0353
2017 | 20101 | CROPLAND (NON-IRRIGATED, USD/HA) | 91.4288
2017 | 41039 | CROPLAND (NON-IRRIGATED, USD/HA) | 190.2708
2016 | 20101 | CROPLAND (NON-IRRIGATED, USD/HA) | 90.1933
2016 | 41039 | CROPLAND (NON-IRRIGATED, USD/HA) | 186.5643
2014 | 20101 | CROPLAND (NON-IRRIGATED, USD/HA) | 86.4868
2014 | 41039 | CROPLAND (NON-IRRIGATED, USD/HA) | 177.9156
2013 | 20101 | CROPLAND (NON-IRRIGATED, USD/HA) | 79.0736
2013 | 41039 | CROPLAND (NON-IRRIGATED, USD/HA) | 153.2051
2012 | 20101 | CROPLAND (NON-IRRIGATED, USD/HA) | 86.4868
2012 | 41039 | CROPLAND (NON-IRRIGATED, USD/HA) | 148.263
2011 | 20101 | CROPLAND (NON-IRRIGATED, USD/HA) | 69.1894
2011 | 41039 | CROPLAND (NON-IRRIGATED, USD/HA) | 182.8577
2010 | 20101 | CROPLAND (NON-IRRIGATED, USD/HA) | 64.2473
2010 | 41039 | CROPLAND (NON-IRRIGATED, USD/HA) | 168.0314
2009 | 20101 | CROPLAND (NON-IRRIGATED, USD/HA) | 64.2473
2009 | 41039 | CROPLAND (NON-IRRIGATED, USD/HA) | 177.9156
2008 | 41039 | CROPLAND (NON-IRRIGATED, USD/HA) | 153.2051
2024 | 55067 | CROPLAND (NON-IRRIGATED, USD/HA) | 266.8734
2023 | 55067 | CROPLAND (NON-IRRIGATED, USD/HA) | 264.4024
2022 | 55067 | CROPLAND (NON-IRRIGATED, USD/HA) | 281.6997
2021 | 55067 | CROPLAND (NON-IRRIGATED, USD/HA) | 232.2787
2020 | 55067 | CROPLAND (NON-IRRIGATED, USD/HA) | 228.5721
2019 | 55067 | CROPLAND (NON-IRRIGATED, USD/HA) | 200.155
2017 | 55067 | CROPLAND (NON-IRRIGATED, USD/HA) | 195.213
2016 | 55067 | CROPLAND (NON-IRRIGATED, USD/HA) | 202.6261
2014 | 55067 | CROPLAND (NON-IRRIGATED, USD/HA) | 166.7959
2013 | 55067 | CROPLAND (NON-IRRIGATED, USD/HA) | 163.0893
2012 | 55067 | CROPLAND (NON-IRRIGATED, USD/HA) | 161.8538
2011 | 55067 | CROPLAND (NON-IRRIGATED, USD/HA) | 133.4367
2010 | 55067 | CROPLAND (NON-IRRIGATED, USD/HA) | 121.0815
2009 | 55067 | CROPLAND (NON-IRRIGATED, USD/HA) | 108.7262
2024 | 13173 | CROPLAND (NON-IRRIGATED, USD/HA) | 177.9156
2022 | 13173 | CROPLAND (NON-IRRIGATED, USD/HA) | 196.4485
2021 | 13173 | CROPLAND (NON-IRRIGATED, USD/HA) | 181.6222
2020 | 13173 | CROPLAND (NON-IRRIGATED, USD/HA) | 187.7998
2019 | 13173 | CROPLAND (NON-IRRIGATED, USD/HA) | 208.8037
2017 | 13173 | CROPLAND (NON-IRRIGATED, USD/HA) | 219.9235
2016 | 13173 | CROPLAND (NON-IRRIGATED, USD/HA) | 239.6918
2014 | 13173 | CROPLAND (NON-IRRIGATED, USD/HA) | 200.155
2013 | 13173 | CROPLAND (NON-IRRIGATED, USD/HA) | 175.4445
2012 | 13173 | CROPLAND (NON-IRRIGATED, USD/HA) | 135.9077
2011 | 13173 | CROPLAND (NON-IRRIGATED, USD/HA) | 135.9077
2010 | 13173 | CROPLAND (NON-IRRIGATED, USD/HA) | 101.3131
2009 | 13173 | CROPLAND (NON-IRRIGATED, USD/HA) | 111.1972
2023 | 26087 | CROPLAND (NON-IRRIGATED, USD/HA) | 218.6879
2022 | 26087 | CROPLAND (NON-IRRIGATED, USD/HA) | 243.3984
2021 | 26087 | CROPLAND (NON-IRRIGATED, USD/HA) | 210.0393
2020 | 26087 | CROPLAND (NON-IRRIGATED, USD/HA) | 192.7419
2019 | 26087 | CROPLAND (NON-IRRIGATED, USD/HA) | 195.213
2017 | 26087 | CROPLAND (NON-IRRIGATED, USD/HA) | 195.213
2016 | 26087 | CROPLAND (NON-IRRIGATED, USD/HA) | 190.2708
2014 | 26087 | CROPLAND (NON-IRRIGATED, USD/HA) | 187.7998
2013 | 26087 | CROPLAND (NON-IRRIGATED, USD/HA) | 166.7959
2012 | 26087 | CROPLAND (NON-IRRIGATED, USD/HA) | 155.6762
2011 | 26087 | CROPLAND (NON-IRRIGATED, USD/HA) | 155.6762
2010 | 26087 | CROPLAND (NON-IRRIGATED, USD/HA) | 138.3788
2009 | 26087 | CROPLAND (NON-IRRIGATED, USD/HA) | 129.7301
2008 | 26087 | CROPLAND (NON-IRRIGATED, USD/HA) | 127.2591
2023 | 56021 | CROPLAND (NON-IRRIGATED, USD/HA) | 80.3091
2022 | 56021 | CROPLAND (NON-IRRIGATED, USD/HA) | 61.7762
2021 | 56021 | CROPLAND (NON-IRRIGATED, USD/HA) | 71.6604
2020 | 56021 | CROPLAND (NON-IRRIGATED, USD/HA) | 71.6604
2019 | 56021 | CROPLAND (NON-IRRIGATED, USD/HA) | 60.5407
2017 | 56021 | CROPLAND (NON-IRRIGATED, USD/HA) | 49.421
2016 | 56021 | CROPLAND (NON-IRRIGATED, USD/HA) | 49.421
2014 | 56021 | CROPLAND (NON-IRRIGATED, USD/HA) | 50.6565
2013 | 56021 | CROPLAND (NON-IRRIGATED, USD/HA) | 43.2434
2010 | 56021 | CROPLAND (NON-IRRIGATED, USD/HA) | 37.0658
2009 | 56021 | CROPLAND (NON-IRRIGATED, USD/HA) | 33.3592
2024 | 8069 | CROPLAND (NON-IRRIGATED, USD/HA) | 79.0736
2023 | 8069 | CROPLAND (NON-IRRIGATED, USD/HA) | 67.9539
2022 | 8069 | CROPLAND (NON-IRRIGATED, USD/HA) | 100.0775
2021 | 8069 | CROPLAND (NON-IRRIGATED, USD/HA) | 96.3709
2020 | 8069 | CROPLAND (NON-IRRIGATED, USD/HA) | 74.1315
2017 | 8069 | CROPLAND (NON-IRRIGATED, USD/HA) | 56.8342
2016 | 8069 | CROPLAND (NON-IRRIGATED, USD/HA) | 72.896
2012 | 8069 | CROPLAND (NON-IRRIGATED, USD/HA) | 60.5407
2024 | 21123 | CROPLAND (NON-IRRIGATED, USD/HA) | 457.1442
2023 | 21123 | CROPLAND (NON-IRRIGATED, USD/HA) | 432.4337
2022 | 21123 | CROPLAND (NON-IRRIGATED, USD/HA) | 407.7233
2021 | 21123 | CROPLAND (NON-IRRIGATED, USD/HA) | 363.2443
2020 | 21123 | CROPLAND (NON-IRRIGATED, USD/HA) | 348.418
2019 | 21123 | CROPLAND (NON-IRRIGATED, USD/HA) | 385.4838
2017 | 21123 | CROPLAND (NON-IRRIGATED, USD/HA) | 400.3101
2016 | 21123 | CROPLAND (NON-IRRIGATED, USD/HA) | 407.7233
2014 | 21123 | CROPLAND (NON-IRRIGATED, USD/HA) | 449.7311
2013 | 21123 | CROPLAND (NON-IRRIGATED, USD/HA) | 407.7233
2012 | 21123 | CROPLAND (NON-IRRIGATED, USD/HA) | 380.5417
2011 | 21123 | CROPLAND (NON-IRRIGATED, USD/HA) | 276.7576
2010 | 21123 | CROPLAND (NON-IRRIGATED, USD/HA) | 232.2787
2009 | 21123 | CROPLAND (NON-IRRIGATED, USD/HA) | 217.4524
2008 | 21123 | CROPLAND (NON-IRRIGATED, USD/HA) | 237.2208
2024 | 8071 | CROPLAND (NON-IRRIGATED, USD/HA) | 39.5368
2019 | 8071 | CROPLAND (NON-IRRIGATED, USD/HA) | 42.0078
2017 | 8071 | CROPLAND (NON-IRRIGATED, USD/HA) | 42.0078
2024 | 6035 | CROPLAND (NON-IRRIGATED, USD/HA) | 37.0658
2021 | 6035 | CROPLAND (NON-IRRIGATED, USD/HA) | 88.9578
2014 | 6035 | CROPLAND (NON-IRRIGATED, USD/HA) | 32.1236
2024 | 16057 | CROPLAND (NON-IRRIGATED, USD/HA) | 206.3327
2023 | 16057 | CROPLAND (NON-IRRIGATED, USD/HA) | 212.5103
2022 | 16057 | CROPLAND (NON-IRRIGATED, USD/HA) | 180.3867
2021 | 16057 | CROPLAND (NON-IRRIGATED, USD/HA) | 186.5643
2020 | 16057 | CROPLAND (NON-IRRIGATED, USD/HA) | 182.8577
2019 | 16057 | CROPLAND (NON-IRRIGATED, USD/HA) | 166.7959
2017 | 16057 | CROPLAND (NON-IRRIGATED, USD/HA) | 177.9156
2016 | 16057 | CROPLAND (NON-IRRIGATED, USD/HA) | 184.0932
2014 | 16057 | CROPLAND (NON-IRRIGATED, USD/HA) | 174.209
2013 | 16057 | CROPLAND (NON-IRRIGATED, USD/HA) | 165.5603
2012 | 16057 | CROPLAND (NON-IRRIGATED, USD/HA) | 163.0893
2011 | 16057 | CROPLAND (NON-IRRIGATED, USD/HA) | 158.1472
2010 | 16057 | CROPLAND (NON-IRRIGATED, USD/HA) | 165.5603
2009 | 16057 | CROPLAND (NON-IRRIGATED, USD/HA) | 168.0314
2008 | 16057 | CROPLAND (NON-IRRIGATED, USD/HA) | 165.5603
2024 | 40077 | CROPLAND (NON-IRRIGATED, USD/HA) | 40.7723
2023 | 40077 | CROPLAND (NON-IRRIGATED, USD/HA) | 42.0078
2022 | 40077 | CROPLAND (NON-IRRIGATED, USD/HA) | 40.7723
2021 | 40077 | CROPLAND (NON-IRRIGATED, USD/HA) | 44.4789
2020 | 40077 | CROPLAND (NON-IRRIGATED, USD/HA) | 46.95
2019 | 40077 | CROPLAND (NON-IRRIGATED, USD/HA) | 37.0658
2016 | 40077 | CROPLAND (NON-IRRIGATED, USD/HA) | 37.0658
2014 | 40077 | CROPLAND (NON-IRRIGATED, USD/HA) | 24.7105
2013 | 40077 | CROPLAND (NON-IRRIGATED, USD/HA) | 24.7105
2012 | 40077 | CROPLAND (NON-IRRIGATED, USD/HA) | 24.7105
2009 | 40077 | CROPLAND (NON-IRRIGATED, USD/HA) | 51.892
2024 | 1077 | CROPLAND (NON-IRRIGATED, USD/HA) | 200.155
2024 | 47097 | CROPLAND (NON-IRRIGATED, USD/HA) | 328.6497
2023 | 1077 | CROPLAND (NON-IRRIGATED, USD/HA) | 214.9813
2023 | 28075 | CROPLAND (NON-IRRIGATED, USD/HA) | 51.892
2023 | 47097 | CROPLAND (NON-IRRIGATED, USD/HA) | 358.3023
2022 | 1077 | CROPLAND (NON-IRRIGATED, USD/HA) | 211.2748
2022 | 28075 | CROPLAND (NON-IRRIGATED, USD/HA) | 46.95
2022 | 47097 | CROPLAND (NON-IRRIGATED, USD/HA) | 298.9971
2021 | 1077 | CROPLAND (NON-IRRIGATED, USD/HA) | 189.0353
2021 | 28075 | CROPLAND (NON-IRRIGATED, USD/HA) | 48.1855
2021 | 47097 | CROPLAND (NON-IRRIGATED, USD/HA) | 336.0628
2020 | 1077 | CROPLAND (NON-IRRIGATED, USD/HA) | 186.5643
2020 | 28075 | CROPLAND (NON-IRRIGATED, USD/HA) | 32.1236
2020 | 47097 | CROPLAND (NON-IRRIGATED, USD/HA) | 296.526
2019 | 1077 | CROPLAND (NON-IRRIGATED, USD/HA) | 168.0314
2019 | 28075 | CROPLAND (NON-IRRIGATED, USD/HA) | 37.0658
2019 | 47097 | CROPLAND (NON-IRRIGATED, USD/HA) | 284.1707
2017 | 1077 | CROPLAND (NON-IRRIGATED, USD/HA) | 185.3287
2017 | 28075 | CROPLAND (NON-IRRIGATED, USD/HA) | 35.8302
2017 | 47097 | CROPLAND (NON-IRRIGATED, USD/HA) | 284.1707
2016 | 1077 | CROPLAND (NON-IRRIGATED, USD/HA) | 171.738
2016 | 28075 | CROPLAND (NON-IRRIGATED, USD/HA) | 35.8302
2016 | 47097 | CROPLAND (NON-IRRIGATED, USD/HA) | 294.055
2014 | 1077 | CROPLAND (NON-IRRIGATED, USD/HA) | 161.8538
2014 | 28075 | CROPLAND (NON-IRRIGATED, USD/HA) | 28.4171
2013 | 1077 | CROPLAND (NON-IRRIGATED, USD/HA) | 153.2051
2013 | 28075 | CROPLAND (NON-IRRIGATED, USD/HA) | 32.1236
2013 | 47097 | CROPLAND (NON-IRRIGATED, USD/HA) | 271.8155
2012 | 1077 | CROPLAND (NON-IRRIGATED, USD/HA) | 150.734
2012 | 47097 | CROPLAND (NON-IRRIGATED, USD/HA) | 266.8734
2011 | 1077 | CROPLAND (NON-IRRIGATED, USD/HA) | 140.8499
2011 | 28075 | CROPLAND (NON-IRRIGATED, USD/HA) | 53.1276
2011 | 47097 | CROPLAND (NON-IRRIGATED, USD/HA) | 266.8734
2010 | 1077 | CROPLAND (NON-IRRIGATED, USD/HA) | 140.8499
2010 | 28075 | CROPLAND (NON-IRRIGATED, USD/HA) | 35.8302
2010 | 47097 | CROPLAND (NON-IRRIGATED, USD/HA) | 244.6339
2009 | 1077 | CROPLAND (NON-IRRIGATED, USD/HA) | 135.9077
2009 | 47097 | CROPLAND (NON-IRRIGATED, USD/HA) | 229.8076
2008 | 1077 | CROPLAND (NON-IRRIGATED, USD/HA) | 137.1433
2024 | 21125 | CROPLAND (NON-IRRIGATED, USD/HA) | 129.7301
2023 | 21125 | CROPLAND (NON-IRRIGATED, USD/HA) | 98.842
2022 | 21125 | CROPLAND (NON-IRRIGATED, USD/HA) | 118.6104
2021 | 21125 | CROPLAND (NON-IRRIGATED, USD/HA) | 101.3131
2020 | 21125 | CROPLAND (NON-IRRIGATED, USD/HA) | 92.6644
2019 | 21125 | CROPLAND (NON-IRRIGATED, USD/HA) | 111.1972
2017 | 21125 | CROPLAND (NON-IRRIGATED, USD/HA) | 133.4367
2016 | 21125 | CROPLAND (NON-IRRIGATED, USD/HA) | 98.842
2014 | 21125 | CROPLAND (NON-IRRIGATED, USD/HA) | 86.4868
2013 | 21125 | CROPLAND (NON-IRRIGATED, USD/HA) | 108.7262
2012 | 21125 | CROPLAND (NON-IRRIGATED, USD/HA) | 90.1933
2011 | 21125 | CROPLAND (NON-IRRIGATED, USD/HA) | 98.842
2010 | 21125 | CROPLAND (NON-IRRIGATED, USD/HA) | 111.1972
2009 | 21125 | CROPLAND (NON-IRRIGATED, USD/HA) | 108.7262
2024 | 13175 | CROPLAND (NON-IRRIGATED, USD/HA) | 106.2552
2024 | 45059 | CROPLAND (NON-IRRIGATED, USD/HA) | 34.5947
2023 | 13175 | CROPLAND (NON-IRRIGATED, USD/HA) | 103.7841
2023 | 45059 | CROPLAND (NON-IRRIGATED, USD/HA) | 46.95
2022 | 13175 | CROPLAND (NON-IRRIGATED, USD/HA) | 100.0775
2022 | 45059 | CROPLAND (NON-IRRIGATED, USD/HA) | 45.7144
2021 | 13175 | CROPLAND (NON-IRRIGATED, USD/HA) | 100.0775
2021 | 45059 | CROPLAND (NON-IRRIGATED, USD/HA) | 43.2434
2020 | 13175 | CROPLAND (NON-IRRIGATED, USD/HA) | 113.6683
2020 | 45059 | CROPLAND (NON-IRRIGATED, USD/HA) | 40.7723
2019 | 13175 | CROPLAND (NON-IRRIGATED, USD/HA) | 95.1354
2019 | 45059 | CROPLAND (NON-IRRIGATED, USD/HA) | 37.0658
2017 | 13175 | CROPLAND (NON-IRRIGATED, USD/HA) | 92.6644
2017 | 45059 | CROPLAND (NON-IRRIGATED, USD/HA) | 39.5368
2016 | 13175 | CROPLAND (NON-IRRIGATED, USD/HA) | 84.0157
2016 | 45059 | CROPLAND (NON-IRRIGATED, USD/HA) | 38.3013
2014 | 13175 | CROPLAND (NON-IRRIGATED, USD/HA) | 79.0736
2014 | 45059 | CROPLAND (NON-IRRIGATED, USD/HA) | 40.7723
2013 | 13175 | CROPLAND (NON-IRRIGATED, USD/HA) | 75.367
2013 | 45059 | CROPLAND (NON-IRRIGATED, USD/HA) | 38.3013
2012 | 13175 | CROPLAND (NON-IRRIGATED, USD/HA) | 93.8999
2012 | 45059 | CROPLAND (NON-IRRIGATED, USD/HA) | 39.5368
2011 | 13175 | CROPLAND (NON-IRRIGATED, USD/HA) | 70.4249
2011 | 45059 | CROPLAND (NON-IRRIGATED, USD/HA) | 39.5368
2010 | 13175 | CROPLAND (NON-IRRIGATED, USD/HA) | 71.6604
2010 | 45059 | CROPLAND (NON-IRRIGATED, USD/HA) | 50.6565
2009 | 13175 | CROPLAND (NON-IRRIGATED, USD/HA) | 66.7184
2009 | 45059 | CROPLAND (NON-IRRIGATED, USD/HA) | 56.8342
2023 | 48285 | CROPLAND (NON-IRRIGATED, USD/HA) | 54.3631
2022 | 48285 | CROPLAND (NON-IRRIGATED, USD/HA) | 45.7144
2020 | 48285 | CROPLAND (NON-IRRIGATED, USD/HA) | 35.8302
2017 | 48285 | CROPLAND (NON-IRRIGATED, USD/HA) | 42.0078
2016 | 48285 | CROPLAND (NON-IRRIGATED, USD/HA) | 35.8302
2014 | 48285 | CROPLAND (NON-IRRIGATED, USD/HA) | 40.7723
2013 | 48285 | CROPLAND (NON-IRRIGATED, USD/HA) | 34.5947
2012 | 48285 | CROPLAND (NON-IRRIGATED, USD/HA) | 40.7723
2011 | 48285 | CROPLAND (NON-IRRIGATED, USD/HA) | 40.7723
2010 | 48285 | CROPLAND (NON-IRRIGATED, USD/HA) | 34.5947
2009 | 48285 | CROPLAND (NON-IRRIGATED, USD/HA) | 35.8302
2008 | 48285 | CROPLAND (NON-IRRIGATED, USD/HA) | 40.7723
2024 | 1079 | CROPLAND (NON-IRRIGATED, USD/HA) | 279.2287
2024 | 5075 | CROPLAND (NON-IRRIGATED, USD/HA) | 187.7998
2024 | 17101 | CROPLAND (NON-IRRIGATED, USD/HA) | 565.8705
2024 | 18093 | CROPLAND (NON-IRRIGATED, USD/HA) | 363.2443
2024 | 28077 | CROPLAND (NON-IRRIGATED, USD/HA) | 63.0118
2024 | 29109 | CROPLAND (NON-IRRIGATED, USD/HA) | 133.4367
2024 | 39087 | CROPLAND (NON-IRRIGATED, USD/HA) | 98.842
2024 | 42073 | CROPLAND (NON-IRRIGATED, USD/HA) | 124.788
2024 | 46081 | CROPLAND (NON-IRRIGATED, USD/HA) | 60.5407
2024 | 47099 | CROPLAND (NON-IRRIGATED, USD/HA) | 234.7498
2023 | 1079 | CROPLAND (NON-IRRIGATED, USD/HA) | 266.8734
2023 | 5075 | CROPLAND (NON-IRRIGATED, USD/HA) | 142.0854
2023 | 17101 | CROPLAND (NON-IRRIGATED, USD/HA) | 548.5731
2023 | 18093 | CROPLAND (NON-IRRIGATED, USD/HA) | 360.7733
2023 | 28077 | CROPLAND (NON-IRRIGATED, USD/HA) | 77.8381
2023 | 29109 | CROPLAND (NON-IRRIGATED, USD/HA) | 184.0932
2023 | 42073 | CROPLAND (NON-IRRIGATED, USD/HA) | 122.317
2023 | 46081 | CROPLAND (NON-IRRIGATED, USD/HA) | 61.7762
2023 | 47099 | CROPLAND (NON-IRRIGATED, USD/HA) | 211.2748
2022 | 1079 | CROPLAND (NON-IRRIGATED, USD/HA) | 259.4602
2022 | 5075 | CROPLAND (NON-IRRIGATED, USD/HA) | 180.3867
2022 | 17101 | CROPLAND (NON-IRRIGATED, USD/HA) | 504.0942
2022 | 18093 | CROPLAND (NON-IRRIGATED, USD/HA) | 353.3601
2022 | 29109 | CROPLAND (NON-IRRIGATED, USD/HA) | 149.4985
2022 | 42073 | CROPLAND (NON-IRRIGATED, USD/HA) | 126.0236
2022 | 46081 | CROPLAND (NON-IRRIGATED, USD/HA) | 63.0118
2022 | 47099 | CROPLAND (NON-IRRIGATED, USD/HA) | 186.5643
2021 | 1079 | CROPLAND (NON-IRRIGATED, USD/HA) | 269.3444
2021 | 5075 | CROPLAND (NON-IRRIGATED, USD/HA) | 229.8076
2021 | 17101 | CROPLAND (NON-IRRIGATED, USD/HA) | 452.2022
2021 | 18093 | CROPLAND (NON-IRRIGATED, USD/HA) | 368.1864
2021 | 28077 | CROPLAND (NON-IRRIGATED, USD/HA) | 75.367
2021 | 29109 | CROPLAND (NON-IRRIGATED, USD/HA) | 159.3827
2021 | 39087 | CROPLAND (NON-IRRIGATED, USD/HA) | 128.4946
2021 | 42073 | CROPLAND (NON-IRRIGATED, USD/HA) | 103.7841
2021 | 46081 | CROPLAND (NON-IRRIGATED, USD/HA) | 69.1894
2021 | 47099 | CROPLAND (NON-IRRIGATED, USD/HA) | 189.0353
2020 | 1079 | CROPLAND (NON-IRRIGATED, USD/HA) | 264.4024
2020 | 5075 | CROPLAND (NON-IRRIGATED, USD/HA) | 213.7458
2020 | 17101 | CROPLAND (NON-IRRIGATED, USD/HA) | 429.9627
2020 | 18093 | CROPLAND (NON-IRRIGATED, USD/HA) | 353.3601
2020 | 21127 | CROPLAND (NON-IRRIGATED, USD/HA) | 86.4868
2020 | 28077 | CROPLAND (NON-IRRIGATED, USD/HA) | 106.2552
2020 | 29109 | CROPLAND (NON-IRRIGATED, USD/HA) | 176.6801
2020 | 42073 | CROPLAND (NON-IRRIGATED, USD/HA) | 135.9077
2020 | 46081 | CROPLAND (NON-IRRIGATED, USD/HA) | 81.5447
2020 | 47099 | CROPLAND (NON-IRRIGATED, USD/HA) | 177.9156
2019 | 1079 | CROPLAND (NON-IRRIGATED, USD/HA) | 244.6339
2019 | 5075 | CROPLAND (NON-IRRIGATED, USD/HA) | 105.0196
2019 | 17101 | CROPLAND (NON-IRRIGATED, USD/HA) | 412.6653
2019 | 18093 | CROPLAND (NON-IRRIGATED, USD/HA) | 387.9549
2019 | 21127 | CROPLAND (NON-IRRIGATED, USD/HA) | 64.2473
2019 | 46081 | CROPLAND (NON-IRRIGATED, USD/HA) | 82.7802
2019 | 47099 | CROPLAND (NON-IRRIGATED, USD/HA) | 185.3287
2017 | 1079 | CROPLAND (NON-IRRIGATED, USD/HA) | 240.9274
2017 | 5075 | CROPLAND (NON-IRRIGATED, USD/HA) | 106.2552
2017 | 17101 | CROPLAND (NON-IRRIGATED, USD/HA) | 368.1864
2017 | 18093 | CROPLAND (NON-IRRIGATED, USD/HA) | 363.2443
2017 | 21127 | CROPLAND (NON-IRRIGATED, USD/HA) | 49.421
2017 | 29109 | CROPLAND (NON-IRRIGATED, USD/HA) | 153.2051
2017 | 42073 | CROPLAND (NON-IRRIGATED, USD/HA) | 95.1354
2017 | 46081 | CROPLAND (NON-IRRIGATED, USD/HA) | 85.2512
2017 | 47099 | CROPLAND (NON-IRRIGATED, USD/HA) | 197.684
2016 | 1079 | CROPLAND (NON-IRRIGATED, USD/HA) | 249.5761
2016 | 5075 | CROPLAND (NON-IRRIGATED, USD/HA) | 127.2591
2016 | 17101 | CROPLAND (NON-IRRIGATED, USD/HA) | 355.8312
2016 | 18093 | CROPLAND (NON-IRRIGATED, USD/HA) | 370.6575
2016 | 21127 | CROPLAND (NON-IRRIGATED, USD/HA) | 55.5986
2016 | 39087 | CROPLAND (NON-IRRIGATED, USD/HA) | 90.1933
2016 | 42073 | CROPLAND (NON-IRRIGATED, USD/HA) | 103.7841
2016 | 47099 | CROPLAND (NON-IRRIGATED, USD/HA) | 202.6261
2014 | 1079 | CROPLAND (NON-IRRIGATED, USD/HA) | 242.1629
2014 | 17101 | CROPLAND (NON-IRRIGATED, USD/HA) | 405.2522
2014 | 18093 | CROPLAND (NON-IRRIGATED, USD/HA) | 345.947
2014 | 21127 | CROPLAND (NON-IRRIGATED, USD/HA) | 76.6025
2014 | 29109 | CROPLAND (NON-IRRIGATED, USD/HA) | 97.6065
2014 | 39087 | CROPLAND (NON-IRRIGATED, USD/HA) | 91.4288
2014 | 42073 | CROPLAND (NON-IRRIGATED, USD/HA) | 119.8459
2014 | 46081 | CROPLAND (NON-IRRIGATED, USD/HA) | 72.896
2014 | 47099 | CROPLAND (NON-IRRIGATED, USD/HA) | 207.5682
2013 | 1079 | CROPLAND (NON-IRRIGATED, USD/HA) | 214.9813
2013 | 5075 | CROPLAND (NON-IRRIGATED, USD/HA) | 77.8381
2013 | 17101 | CROPLAND (NON-IRRIGATED, USD/HA) | 378.0707
2013 | 18093 | CROPLAND (NON-IRRIGATED, USD/HA) | 358.3023
2013 | 21127 | CROPLAND (NON-IRRIGATED, USD/HA) | 61.7762
2013 | 29109 | CROPLAND (NON-IRRIGATED, USD/HA) | 87.7223
2013 | 39087 | CROPLAND (NON-IRRIGATED, USD/HA) | 92.6644
2013 | 47099 | CROPLAND (NON-IRRIGATED, USD/HA) | 180.3867
2012 | 1079 | CROPLAND (NON-IRRIGATED, USD/HA) | 207.5682
2012 | 5075 | CROPLAND (NON-IRRIGATED, USD/HA) | 88.9578
2012 | 17101 | CROPLAND (NON-IRRIGATED, USD/HA) | 437.3759
2012 | 18093 | CROPLAND (NON-IRRIGATED, USD/HA) | 266.8734
2012 | 29109 | CROPLAND (NON-IRRIGATED, USD/HA) | 97.6065
2012 | 39087 | CROPLAND (NON-IRRIGATED, USD/HA) | 92.6644
2012 | 42073 | CROPLAND (NON-IRRIGATED, USD/HA) | 106.2552
2012 | 46081 | CROPLAND (NON-IRRIGATED, USD/HA) | 59.3052
2012 | 47099 | CROPLAND (NON-IRRIGATED, USD/HA) | 177.9156
2011 | 1079 | CROPLAND (NON-IRRIGATED, USD/HA) | 192.7419
2011 | 17101 | CROPLAND (NON-IRRIGATED, USD/HA) | 350.8891
2011 | 18093 | CROPLAND (NON-IRRIGATED, USD/HA) | 298.9971
2011 | 29109 | CROPLAND (NON-IRRIGATED, USD/HA) | 129.7301
2011 | 39087 | CROPLAND (NON-IRRIGATED, USD/HA) | 98.842
2011 | 42073 | CROPLAND (NON-IRRIGATED, USD/HA) | 81.5447
2011 | 47099 | CROPLAND (NON-IRRIGATED, USD/HA) | 130.9657
2010 | 1079 | CROPLAND (NON-IRRIGATED, USD/HA) | 185.3287
2010 | 17101 | CROPLAND (NON-IRRIGATED, USD/HA) | 303.9391
2010 | 18093 | CROPLAND (NON-IRRIGATED, USD/HA) | 252.0471
2010 | 21127 | CROPLAND (NON-IRRIGATED, USD/HA) | 64.2473
2010 | 29109 | CROPLAND (NON-IRRIGATED, USD/HA) | 103.7841
2010 | 39087 | CROPLAND (NON-IRRIGATED, USD/HA) | 117.3749
2010 | 42073 | CROPLAND (NON-IRRIGATED, USD/HA) | 88.9578
2010 | 46081 | CROPLAND (NON-IRRIGATED, USD/HA) | 63.0118
2010 | 47099 | CROPLAND (NON-IRRIGATED, USD/HA) | 158.1472
2009 | 1079 | CROPLAND (NON-IRRIGATED, USD/HA) | 172.9735
2009 | 17101 | CROPLAND (NON-IRRIGATED, USD/HA) | 281.6997
2009 | 18093 | CROPLAND (NON-IRRIGATED, USD/HA) | 274.2865
2009 | 21127 | CROPLAND (NON-IRRIGATED, USD/HA) | 51.892
2009 | 29109 | CROPLAND (NON-IRRIGATED, USD/HA) | 98.842
2009 | 39087 | CROPLAND (NON-IRRIGATED, USD/HA) | 123.5525
2009 | 42073 | CROPLAND (NON-IRRIGATED, USD/HA) | 79.0736
2009 | 46081 | CROPLAND (NON-IRRIGATED, USD/HA) | 66.7184
2009 | 47099 | CROPLAND (NON-IRRIGATED, USD/HA) | 134.6722
2008 | 1079 | CROPLAND (NON-IRRIGATED, USD/HA) | 179.1511
2008 | 17101 | CROPLAND (NON-IRRIGATED, USD/HA) | 286.6418
2008 | 18093 | CROPLAND (NON-IRRIGATED, USD/HA) | 224.8655
2008 | 29109 | CROPLAND (NON-IRRIGATED, USD/HA) | 96.3709
2008 | 42073 | CROPLAND (NON-IRRIGATED, USD/HA) | 61.7762
2008 | 47099 | CROPLAND (NON-IRRIGATED, USD/HA) | 111.1972
2024 | 27079 | CROPLAND (NON-IRRIGATED, USD/HA) | 617.7625
2023 | 27079 | CROPLAND (NON-IRRIGATED, USD/HA) | 612.8204
2022 | 27079 | CROPLAND (NON-IRRIGATED, USD/HA) | 551.0441
2021 | 27079 | CROPLAND (NON-IRRIGATED, USD/HA) | 570.8125
2020 | 27079 | CROPLAND (NON-IRRIGATED, USD/HA) | 546.102
2019 | 27079 | CROPLAND (NON-IRRIGATED, USD/HA) | 558.4573
2016 | 27079 | CROPLAND (NON-IRRIGATED, USD/HA) | 570.8125
2014 | 27079 | CROPLAND (NON-IRRIGATED, USD/HA) | 632.5888
2013 | 27079 | CROPLAND (NON-IRRIGATED, USD/HA) | 659.7704
2012 | 27079 | CROPLAND (NON-IRRIGATED, USD/HA) | 546.102
2011 | 27079 | CROPLAND (NON-IRRIGATED, USD/HA) | 439.8469
2010 | 27079 | CROPLAND (NON-IRRIGATED, USD/HA) | 380.5417
2009 | 27079 | CROPLAND (NON-IRRIGATED, USD/HA) | 397.839
2008 | 27079 | CROPLAND (NON-IRRIGATED, USD/HA) | 385.4838
2024 | 28079 | CROPLAND (NON-IRRIGATED, USD/HA) | 79.0736
2022 | 28079 | CROPLAND (NON-IRRIGATED, USD/HA) | 58.0697
2021 | 28079 | CROPLAND (NON-IRRIGATED, USD/HA) | 76.6025
2020 | 28079 | CROPLAND (NON-IRRIGATED, USD/HA) | 69.1894
2019 | 28079 | CROPLAND (NON-IRRIGATED, USD/HA) | 87.7223
2017 | 28079 | CROPLAND (NON-IRRIGATED, USD/HA) | 63.0118
2016 | 28079 | CROPLAND (NON-IRRIGATED, USD/HA) | 72.896
2014 | 28079 | CROPLAND (NON-IRRIGATED, USD/HA) | 49.421
2010 | 28079 | CROPLAND (NON-IRRIGATED, USD/HA) | 61.7762
2024 | 20103 | CROPLAND (NON-IRRIGATED, USD/HA) | 201.3906
2023 | 20103 | CROPLAND (NON-IRRIGATED, USD/HA) | 179.1511
2022 | 20103 | CROPLAND (NON-IRRIGATED, USD/HA) | 168.0314
2021 | 20103 | CROPLAND (NON-IRRIGATED, USD/HA) | 168.0314
2020 | 20103 | CROPLAND (NON-IRRIGATED, USD/HA) | 175.4445
2019 | 20103 | CROPLAND (NON-IRRIGATED, USD/HA) | 170.5025
2011 | 20103 | CROPLAND (NON-IRRIGATED, USD/HA) | 135.9077
2008 | 20103 | CROPLAND (NON-IRRIGATED, USD/HA) | 134.6722
2024 | 42075 | CROPLAND (NON-IRRIGATED, USD/HA) | 565.8705
2023 | 42075 | CROPLAND (NON-IRRIGATED, USD/HA) | 523.8626
2022 | 42075 | CROPLAND (NON-IRRIGATED, USD/HA) | 546.102
2021 | 42075 | CROPLAND (NON-IRRIGATED, USD/HA) | 521.3915
2020 | 42075 | CROPLAND (NON-IRRIGATED, USD/HA) | 454.6732
2019 | 42075 | CROPLAND (NON-IRRIGATED, USD/HA) | 417.6074
2017 | 42075 | CROPLAND (NON-IRRIGATED, USD/HA) | 417.6074
2016 | 42075 | CROPLAND (NON-IRRIGATED, USD/HA) | 476.9126
2014 | 42075 | CROPLAND (NON-IRRIGATED, USD/HA) | 422.5496
2013 | 42075 | CROPLAND (NON-IRRIGATED, USD/HA) | 390.4259
2012 | 42075 | CROPLAND (NON-IRRIGATED, USD/HA) | 397.839
2011 | 42075 | CROPLAND (NON-IRRIGATED, USD/HA) | 271.8155
2010 | 42075 | CROPLAND (NON-IRRIGATED, USD/HA) | 323.7075
2009 | 42075 | CROPLAND (NON-IRRIGATED, USD/HA) | 247.105
2008 | 42075 | CROPLAND (NON-IRRIGATED, USD/HA) | 269.3444
2024 | 1081 | CROPLAND (NON-IRRIGATED, USD/HA) | 67.9539
2024 | 5077 | CROPLAND (NON-IRRIGATED, USD/HA) | 269.3444
2024 | 17103 | CROPLAND (NON-IRRIGATED, USD/HA) | 743.7861
2024 | 19111 | CROPLAND (NON-IRRIGATED, USD/HA) | 558.4573
2024 | 28081 | CROPLAND (NON-IRRIGATED, USD/HA) | 218.6879
2024 | 45061 | CROPLAND (NON-IRRIGATED, USD/HA) | 127.2591
2024 | 48287 | CROPLAND (NON-IRRIGATED, USD/HA) | 38.3013
2024 | 51105 | CROPLAND (NON-IRRIGATED, USD/HA) | 67.9539
2023 | 1081 | CROPLAND (NON-IRRIGATED, USD/HA) | 66.7184
2023 | 5077 | CROPLAND (NON-IRRIGATED, USD/HA) | 219.9235
2023 | 17103 | CROPLAND (NON-IRRIGATED, USD/HA) | 674.5966
2023 | 19111 | CROPLAND (NON-IRRIGATED, USD/HA) | 555.9863
2023 | 28081 | CROPLAND (NON-IRRIGATED, USD/HA) | 184.0932
2023 | 37105 | CROPLAND (NON-IRRIGATED, USD/HA) | 234.7498
2023 | 45061 | CROPLAND (NON-IRRIGATED, USD/HA) | 130.9657
2023 | 48287 | CROPLAND (NON-IRRIGATED, USD/HA) | 53.1276
2023 | 51105 | CROPLAND (NON-IRRIGATED, USD/HA) | 91.4288
2022 | 1081 | CROPLAND (NON-IRRIGATED, USD/HA) | 59.3052
2022 | 5077 | CROPLAND (NON-IRRIGATED, USD/HA) | 166.7959
2022 | 12071 | CROPLAND (NON-IRRIGATED, USD/HA) | 171.738
2022 | 17103 | CROPLAND (NON-IRRIGATED, USD/HA) | 691.894
2022 | 19111 | CROPLAND (NON-IRRIGATED, USD/HA) | 509.0363
2022 | 28081 | CROPLAND (NON-IRRIGATED, USD/HA) | 212.5103
2022 | 37105 | CROPLAND (NON-IRRIGATED, USD/HA) | 238.4563
2022 | 45061 | CROPLAND (NON-IRRIGATED, USD/HA) | 126.0236
2022 | 48287 | CROPLAND (NON-IRRIGATED, USD/HA) | 27.1816
2022 | 51105 | CROPLAND (NON-IRRIGATED, USD/HA) | 72.896
2021 | 5077 | CROPLAND (NON-IRRIGATED, USD/HA) | 238.4563
2021 | 12071 | CROPLAND (NON-IRRIGATED, USD/HA) | 101.3131
2021 | 13177 | CROPLAND (NON-IRRIGATED, USD/HA) | 145.7919
2021 | 17103 | CROPLAND (NON-IRRIGATED, USD/HA) | 615.2914
2021 | 19111 | CROPLAND (NON-IRRIGATED, USD/HA) | 469.4995
2021 | 28081 | CROPLAND (NON-IRRIGATED, USD/HA) | 165.5603
2021 | 37105 | CROPLAND (NON-IRRIGATED, USD/HA) | 223.63
2021 | 45061 | CROPLAND (NON-IRRIGATED, USD/HA) | 118.6104
2021 | 48287 | CROPLAND (NON-IRRIGATED, USD/HA) | 38.3013
2021 | 51105 | CROPLAND (NON-IRRIGATED, USD/HA) | 58.0697
2020 | 1081 | CROPLAND (NON-IRRIGATED, USD/HA) | 42.0078
2020 | 5077 | CROPLAND (NON-IRRIGATED, USD/HA) | 165.5603
2020 | 12071 | CROPLAND (NON-IRRIGATED, USD/HA) | 86.4868
2020 | 13177 | CROPLAND (NON-IRRIGATED, USD/HA) | 138.3788
2020 | 17103 | CROPLAND (NON-IRRIGATED, USD/HA) | 578.2257
2020 | 19111 | CROPLAND (NON-IRRIGATED, USD/HA) | 425.0206
2020 | 28081 | CROPLAND (NON-IRRIGATED, USD/HA) | 169.2669
2020 | 37105 | CROPLAND (NON-IRRIGATED, USD/HA) | 202.6261
2020 | 45061 | CROPLAND (NON-IRRIGATED, USD/HA) | 112.4328
2020 | 48287 | CROPLAND (NON-IRRIGATED, USD/HA) | 38.3013
2020 | 51105 | CROPLAND (NON-IRRIGATED, USD/HA) | 71.6604
2019 | 1081 | CROPLAND (NON-IRRIGATED, USD/HA) | 51.892
2019 | 5077 | CROPLAND (NON-IRRIGATED, USD/HA) | 223.63
2019 | 12071 | CROPLAND (NON-IRRIGATED, USD/HA) | 69.1894
2019 | 17103 | CROPLAND (NON-IRRIGATED, USD/HA) | 595.5231
2019 | 19111 | CROPLAND (NON-IRRIGATED, USD/HA) | 481.8547
2019 | 37105 | CROPLAND (NON-IRRIGATED, USD/HA) | 185.3287
2019 | 45061 | CROPLAND (NON-IRRIGATED, USD/HA) | 111.1972
2019 | 48287 | CROPLAND (NON-IRRIGATED, USD/HA) | 44.4789
2019 | 51105 | CROPLAND (NON-IRRIGATED, USD/HA) | 96.3709
2017 | 1081 | CROPLAND (NON-IRRIGATED, USD/HA) | 75.367
2017 | 5077 | CROPLAND (NON-IRRIGATED, USD/HA) | 153.2051
2017 | 12071 | CROPLAND (NON-IRRIGATED, USD/HA) | 49.421
2017 | 13177 | CROPLAND (NON-IRRIGATED, USD/HA) | 156.9117
2017 | 17103 | CROPLAND (NON-IRRIGATED, USD/HA) | 568.3415
2017 | 19111 | CROPLAND (NON-IRRIGATED, USD/HA) | 476.9126
2017 | 28081 | CROPLAND (NON-IRRIGATED, USD/HA) | 168.0314
2017 | 37105 | CROPLAND (NON-IRRIGATED, USD/HA) | 207.5682
2017 | 45061 | CROPLAND (NON-IRRIGATED, USD/HA) | 107.4907
2017 | 48287 | CROPLAND (NON-IRRIGATED, USD/HA) | 45.7144
2017 | 51105 | CROPLAND (NON-IRRIGATED, USD/HA) | 84.0157
2016 | 1081 | CROPLAND (NON-IRRIGATED, USD/HA) | 79.0736
2016 | 5077 | CROPLAND (NON-IRRIGATED, USD/HA) | 130.9657
2016 | 12071 | CROPLAND (NON-IRRIGATED, USD/HA) | 63.0118
2016 | 17103 | CROPLAND (NON-IRRIGATED, USD/HA) | 585.6389
2016 | 19111 | CROPLAND (NON-IRRIGATED, USD/HA) | 425.0206
2016 | 28081 | CROPLAND (NON-IRRIGATED, USD/HA) | 177.9156
2016 | 45061 | CROPLAND (NON-IRRIGATED, USD/HA) | 102.5486
2016 | 48287 | CROPLAND (NON-IRRIGATED, USD/HA) | 42.0078
2016 | 51105 | CROPLAND (NON-IRRIGATED, USD/HA) | 81.5447
2014 | 1081 | CROPLAND (NON-IRRIGATED, USD/HA) | 63.0118
2014 | 5077 | CROPLAND (NON-IRRIGATED, USD/HA) | 177.9156
2014 | 13177 | CROPLAND (NON-IRRIGATED, USD/HA) | 175.4445
2014 | 17103 | CROPLAND (NON-IRRIGATED, USD/HA) | 630.1178
2014 | 19111 | CROPLAND (NON-IRRIGATED, USD/HA) | 410.1943
2014 | 28081 | CROPLAND (NON-IRRIGATED, USD/HA) | 179.1511
2014 | 37105 | CROPLAND (NON-IRRIGATED, USD/HA) | 172.9735
2014 | 45061 | CROPLAND (NON-IRRIGATED, USD/HA) | 101.3131
2014 | 51105 | CROPLAND (NON-IRRIGATED, USD/HA) | 61.7762
2013 | 1081 | CROPLAND (NON-IRRIGATED, USD/HA) | 72.896
2013 | 5077 | CROPLAND (NON-IRRIGATED, USD/HA) | 182.8577
2013 | 13177 | CROPLAND (NON-IRRIGATED, USD/HA) | 135.9077
2013 | 17103 | CROPLAND (NON-IRRIGATED, USD/HA) | 597.9941
2013 | 19111 | CROPLAND (NON-IRRIGATED, USD/HA) | 397.839
2013 | 28081 | CROPLAND (NON-IRRIGATED, USD/HA) | 155.6762
2013 | 37105 | CROPLAND (NON-IRRIGATED, USD/HA) | 177.9156
2013 | 45061 | CROPLAND (NON-IRRIGATED, USD/HA) | 116.1393
2013 | 48287 | CROPLAND (NON-IRRIGATED, USD/HA) | 35.8302
2013 | 51105 | CROPLAND (NON-IRRIGATED, USD/HA) | 90.1933
2012 | 1081 | CROPLAND (NON-IRRIGATED, USD/HA) | 74.1315
2012 | 5077 | CROPLAND (NON-IRRIGATED, USD/HA) | 210.0393
2012 | 13177 | CROPLAND (NON-IRRIGATED, USD/HA) | 137.1433
2012 | 17103 | CROPLAND (NON-IRRIGATED, USD/HA) | 573.2836
2012 | 19111 | CROPLAND (NON-IRRIGATED, USD/HA) | 400.3101
2012 | 28081 | CROPLAND (NON-IRRIGATED, USD/HA) | 130.9657
2012 | 37105 | CROPLAND (NON-IRRIGATED, USD/HA) | 143.3209
2012 | 45061 | CROPLAND (NON-IRRIGATED, USD/HA) | 95.1354
2012 | 48287 | CROPLAND (NON-IRRIGATED, USD/HA) | 33.3592
2012 | 51105 | CROPLAND (NON-IRRIGATED, USD/HA) | 93.8999
2011 | 1081 | CROPLAND (NON-IRRIGATED, USD/HA) | 64.2473
2011 | 5077 | CROPLAND (NON-IRRIGATED, USD/HA) | 149.4985
2011 | 13177 | CROPLAND (NON-IRRIGATED, USD/HA) | 130.9657
2011 | 17103 | CROPLAND (NON-IRRIGATED, USD/HA) | 452.2022
2011 | 19111 | CROPLAND (NON-IRRIGATED, USD/HA) | 343.476
2011 | 28081 | CROPLAND (NON-IRRIGATED, USD/HA) | 138.3788
2011 | 37105 | CROPLAND (NON-IRRIGATED, USD/HA) | 122.317
2011 | 45061 | CROPLAND (NON-IRRIGATED, USD/HA) | 91.4288
2011 | 48287 | CROPLAND (NON-IRRIGATED, USD/HA) | 35.8302
2011 | 51105 | CROPLAND (NON-IRRIGATED, USD/HA) | 74.1315
2010 | 1081 | CROPLAND (NON-IRRIGATED, USD/HA) | 61.7762
2010 | 13177 | CROPLAND (NON-IRRIGATED, USD/HA) | 142.0854
2010 | 17103 | CROPLAND (NON-IRRIGATED, USD/HA) | 439.8469
2010 | 19111 | CROPLAND (NON-IRRIGATED, USD/HA) | 343.476
2010 | 28081 | CROPLAND (NON-IRRIGATED, USD/HA) | 101.3131
2010 | 37105 | CROPLAND (NON-IRRIGATED, USD/HA) | 133.4367
2010 | 45061 | CROPLAND (NON-IRRIGATED, USD/HA) | 98.842
2010 | 48287 | CROPLAND (NON-IRRIGATED, USD/HA) | 48.1855
2010 | 51105 | CROPLAND (NON-IRRIGATED, USD/HA) | 64.2473
2009 | 1081 | CROPLAND (NON-IRRIGATED, USD/HA) | 66.7184
2009 | 5077 | CROPLAND (NON-IRRIGATED, USD/HA) | 150.734
2009 | 13177 | CROPLAND (NON-IRRIGATED, USD/HA) | 138.3788
2009 | 17103 | CROPLAND (NON-IRRIGATED, USD/HA) | 447.26
2009 | 19111 | CROPLAND (NON-IRRIGATED, USD/HA) | 331.1207
2009 | 28081 | CROPLAND (NON-IRRIGATED, USD/HA) | 101.3131
2009 | 45061 | CROPLAND (NON-IRRIGATED, USD/HA) | 93.8999
2009 | 48287 | CROPLAND (NON-IRRIGATED, USD/HA) | 49.421
2009 | 51105 | CROPLAND (NON-IRRIGATED, USD/HA) | 51.892
2008 | 5077 | CROPLAND (NON-IRRIGATED, USD/HA) | 180.3867
2008 | 17103 | CROPLAND (NON-IRRIGATED, USD/HA) | 437.3759
2008 | 19111 | CROPLAND (NON-IRRIGATED, USD/HA) | 313.8234
2008 | 28081 | CROPLAND (NON-IRRIGATED, USD/HA) | 118.6104
2008 | 48287 | CROPLAND (NON-IRRIGATED, USD/HA) | 42.0078
2008 | 51105 | CROPLAND (NON-IRRIGATED, USD/HA) | 64.2473
2024 | 26089 | CROPLAND (NON-IRRIGATED, USD/HA) | 218.6879
2023 | 26089 | CROPLAND (NON-IRRIGATED, USD/HA) | 193.9774
2022 | 26089 | CROPLAND (NON-IRRIGATED, USD/HA) | 174.209
2021 | 26089 | CROPLAND (NON-IRRIGATED, USD/HA) | 147.0275
2019 | 26089 | CROPLAND (NON-IRRIGATED, USD/HA) | 111.1972
2017 | 26089 | CROPLAND (NON-IRRIGATED, USD/HA) | 111.1972
2016 | 26089 | CROPLAND (NON-IRRIGATED, USD/HA) | 128.4946
2014 | 26089 | CROPLAND (NON-IRRIGATED, USD/HA) | 135.9077
2013 | 26089 | CROPLAND (NON-IRRIGATED, USD/HA) | 151.9696
2012 | 26089 | CROPLAND (NON-IRRIGATED, USD/HA) | 137.1433
2011 | 26089 | CROPLAND (NON-IRRIGATED, USD/HA) | 101.3131
2010 | 26089 | CROPLAND (NON-IRRIGATED, USD/HA) | 98.842
2009 | 26089 | CROPLAND (NON-IRRIGATED, USD/HA) | 75.367
2024 | 28083 | CROPLAND (NON-IRRIGATED, USD/HA) | 321.2365
2024 | 40079 | CROPLAND (NON-IRRIGATED, USD/HA) | 55.5986
2023 | 28083 | CROPLAND (NON-IRRIGATED, USD/HA) | 328.6497
2023 | 40079 | CROPLAND (NON-IRRIGATED, USD/HA) | 51.892
2022 | 28083 | CROPLAND (NON-IRRIGATED, USD/HA) | 289.1128
2022 | 40079 | CROPLAND (NON-IRRIGATED, USD/HA) | 46.95
2021 | 28083 | CROPLAND (NON-IRRIGATED, USD/HA) | 276.7576
2021 | 40079 | CROPLAND (NON-IRRIGATED, USD/HA) | 35.8302
2020 | 28083 | CROPLAND (NON-IRRIGATED, USD/HA) | 284.1707
2020 | 40079 | CROPLAND (NON-IRRIGATED, USD/HA) | 49.421
2019 | 28083 | CROPLAND (NON-IRRIGATED, USD/HA) | 271.8155
2019 | 40079 | CROPLAND (NON-IRRIGATED, USD/HA) | 49.421
2017 | 28083 | CROPLAND (NON-IRRIGATED, USD/HA) | 291.5839
2016 | 28083 | CROPLAND (NON-IRRIGATED, USD/HA) | 259.4602
2016 | 40079 | CROPLAND (NON-IRRIGATED, USD/HA) | 46.95
2014 | 28083 | CROPLAND (NON-IRRIGATED, USD/HA) | 256.9892
2014 | 40079 | CROPLAND (NON-IRRIGATED, USD/HA) | 44.4789
2013 | 28083 | CROPLAND (NON-IRRIGATED, USD/HA) | 284.1707
2013 | 40079 | CROPLAND (NON-IRRIGATED, USD/HA) | 54.3631
2012 | 28083 | CROPLAND (NON-IRRIGATED, USD/HA) | 239.6918
2012 | 40079 | CROPLAND (NON-IRRIGATED, USD/HA) | 35.8302
2011 | 28083 | CROPLAND (NON-IRRIGATED, USD/HA) | 217.4524
2010 | 28083 | CROPLAND (NON-IRRIGATED, USD/HA) | 216.2169
2010 | 40079 | CROPLAND (NON-IRRIGATED, USD/HA) | 74.1315
2009 | 28083 | CROPLAND (NON-IRRIGATED, USD/HA) | 171.738
2009 | 40079 | CROPLAND (NON-IRRIGATED, USD/HA) | 64.2473
2008 | 28083 | CROPLAND (NON-IRRIGATED, USD/HA) | 227.3366
2024 | 42077 | CROPLAND (NON-IRRIGATED, USD/HA) | 303.9391
2023 | 42077 | CROPLAND (NON-IRRIGATED, USD/HA) | 269.3444
2022 | 42077 | CROPLAND (NON-IRRIGATED, USD/HA) | 249.5761
2021 | 42077 | CROPLAND (NON-IRRIGATED, USD/HA) | 266.8734
2017 | 42077 | CROPLAND (NON-IRRIGATED, USD/HA) | 201.3906
2016 | 42077 | CROPLAND (NON-IRRIGATED, USD/HA) | 212.5103
2014 | 42077 | CROPLAND (NON-IRRIGATED, USD/HA) | 182.8577
2013 | 42077 | CROPLAND (NON-IRRIGATED, USD/HA) | 175.4445
2012 | 42077 | CROPLAND (NON-IRRIGATED, USD/HA) | 175.4445
2011 | 42077 | CROPLAND (NON-IRRIGATED, USD/HA) | 165.5603
2010 | 42077 | CROPLAND (NON-IRRIGATED, USD/HA) | 129.7301
2009 | 42077 | CROPLAND (NON-IRRIGATED, USD/HA) | 128.4946
2008 | 42077 | CROPLAND (NON-IRRIGATED, USD/HA) | 165.5603
2023 | 16059 | CROPLAND (NON-IRRIGATED, USD/HA) | 87.7223
2023 | 26091 | CROPLAND (NON-IRRIGATED, USD/HA) | 444.789
2022 | 26091 | CROPLAND (NON-IRRIGATED, USD/HA) | 392.897
2021 | 26091 | CROPLAND (NON-IRRIGATED, USD/HA) | 368.1864
2020 | 26091 | CROPLAND (NON-IRRIGATED, USD/HA) | 343.476
2019 | 26091 | CROPLAND (NON-IRRIGATED, USD/HA) | 341.0049
2017 | 26091 | CROPLAND (NON-IRRIGATED, USD/HA) | 318.7654
2016 | 26091 | CROPLAND (NON-IRRIGATED, USD/HA) | 373.1286
2014 | 26091 | CROPLAND (NON-IRRIGATED, USD/HA) | 410.1943
2013 | 26091 | CROPLAND (NON-IRRIGATED, USD/HA) | 375.5996
2012 | 26091 | CROPLAND (NON-IRRIGATED, USD/HA) | 360.7733
2011 | 26091 | CROPLAND (NON-IRRIGATED, USD/HA) | 333.5917
2010 | 26091 | CROPLAND (NON-IRRIGATED, USD/HA) | 259.4602
2009 | 26091 | CROPLAND (NON-IRRIGATED, USD/HA) | 266.8734
2008 | 26091 | CROPLAND (NON-IRRIGATED, USD/HA) | 259.4602
2024 | 37107 | CROPLAND (NON-IRRIGATED, USD/HA) | 281.6997
2023 | 37107 | CROPLAND (NON-IRRIGATED, USD/HA) | 247.105
2022 | 37107 | CROPLAND (NON-IRRIGATED, USD/HA) | 259.4602
2021 | 37107 | CROPLAND (NON-IRRIGATED, USD/HA) | 279.2287
2020 | 37107 | CROPLAND (NON-IRRIGATED, USD/HA) | 254.5181
2019 | 37107 | CROPLAND (NON-IRRIGATED, USD/HA) | 242.1629
2017 | 37107 | CROPLAND (NON-IRRIGATED, USD/HA) | 222.3945
2016 | 37107 | CROPLAND (NON-IRRIGATED, USD/HA) | 210.0393
2014 | 37107 | CROPLAND (NON-IRRIGATED, USD/HA) | 212.5103
2013 | 37107 | CROPLAND (NON-IRRIGATED, USD/HA) | 214.9813
2012 | 37107 | CROPLAND (NON-IRRIGATED, USD/HA) | 171.738
2011 | 37107 | CROPLAND (NON-IRRIGATED, USD/HA) | 169.2669
2010 | 37107 | CROPLAND (NON-IRRIGATED, USD/HA) | 163.0893
2009 | 37107 | CROPLAND (NON-IRRIGATED, USD/HA) | 158.1472
2008 | 37107 | CROPLAND (NON-IRRIGATED, USD/HA) | 149.4985
2023 | 48289 | CROPLAND (NON-IRRIGATED, USD/HA) | 44.4789
2022 | 48289 | CROPLAND (NON-IRRIGATED, USD/HA) | 33.3592
2021 | 48289 | CROPLAND (NON-IRRIGATED, USD/HA) | 39.5368
2020 | 48289 | CROPLAND (NON-IRRIGATED, USD/HA) | 30.8881
2017 | 48289 | CROPLAND (NON-IRRIGATED, USD/HA) | 28.4171
2016 | 48289 | CROPLAND (NON-IRRIGATED, USD/HA) | 29.6526
2014 | 48289 | CROPLAND (NON-IRRIGATED, USD/HA) | 43.2434
2013 | 48289 | CROPLAND (NON-IRRIGATED, USD/HA) | 37.0658
2012 | 48289 | CROPLAND (NON-IRRIGATED, USD/HA) | 33.3592
2024 | 12075 | CROPLAND (NON-IRRIGATED, USD/HA) | 153.2051
2023 | 12075 | CROPLAND (NON-IRRIGATED, USD/HA) | 184.0932
2022 | 12075 | CROPLAND (NON-IRRIGATED, USD/HA) | 150.734
2021 | 12075 | CROPLAND (NON-IRRIGATED, USD/HA) | 114.9038
2020 | 12075 | CROPLAND (NON-IRRIGATED, USD/HA) | 122.317
2019 | 12075 | CROPLAND (NON-IRRIGATED, USD/HA) | 111.1972
2017 | 12075 | CROPLAND (NON-IRRIGATED, USD/HA) | 139.6143
2016 | 12075 | CROPLAND (NON-IRRIGATED, USD/HA) | 128.4946
2014 | 12075 | CROPLAND (NON-IRRIGATED, USD/HA) | 128.4946
2013 | 12075 | CROPLAND (NON-IRRIGATED, USD/HA) | 123.5525
2012 | 12075 | CROPLAND (NON-IRRIGATED, USD/HA) | 106.2552
2011 | 12075 | CROPLAND (NON-IRRIGATED, USD/HA) | 102.5486
2009 | 12075 | CROPLAND (NON-IRRIGATED, USD/HA) | 97.6065
2024 | 16061 | CROPLAND (NON-IRRIGATED, USD/HA) | 228.5721
2024 | 21135 | CROPLAND (NON-IRRIGATED, USD/HA) | 202.6261
2024 | 29111 | CROPLAND (NON-IRRIGATED, USD/HA) | 363.2443
2024 | 36049 | CROPLAND (NON-IRRIGATED, USD/HA) | 170.5025
2024 | 47101 | CROPLAND (NON-IRRIGATED, USD/HA) | 81.5447
2024 | 53041 | CROPLAND (NON-IRRIGATED, USD/HA) | 124.788
2024 | 54041 | CROPLAND (NON-IRRIGATED, USD/HA) | 65.4828
2023 | 16061 | CROPLAND (NON-IRRIGATED, USD/HA) | 219.9235
2023 | 21135 | CROPLAND (NON-IRRIGATED, USD/HA) | 261.9313
2023 | 29111 | CROPLAND (NON-IRRIGATED, USD/HA) | 422.5496
2023 | 36049 | CROPLAND (NON-IRRIGATED, USD/HA) | 168.0314
2023 | 47101 | CROPLAND (NON-IRRIGATED, USD/HA) | 84.0157
2023 | 53041 | CROPLAND (NON-IRRIGATED, USD/HA) | 142.0854
2023 | 54041 | CROPLAND (NON-IRRIGATED, USD/HA) | 54.3631
2022 | 16061 | CROPLAND (NON-IRRIGATED, USD/HA) | 214.9813
2022 | 21135 | CROPLAND (NON-IRRIGATED, USD/HA) | 232.2787
2022 | 29111 | CROPLAND (NON-IRRIGATED, USD/HA) | 417.6074
2022 | 36049 | CROPLAND (NON-IRRIGATED, USD/HA) | 193.9774
2022 | 53041 | CROPLAND (NON-IRRIGATED, USD/HA) | 130.9657
2021 | 16061 | CROPLAND (NON-IRRIGATED, USD/HA) | 201.3906
2021 | 21135 | CROPLAND (NON-IRRIGATED, USD/HA) | 195.213
2021 | 29111 | CROPLAND (NON-IRRIGATED, USD/HA) | 368.1864
2021 | 36049 | CROPLAND (NON-IRRIGATED, USD/HA) | 177.9156
2021 | 47101 | CROPLAND (NON-IRRIGATED, USD/HA) | 74.1315
2021 | 53041 | CROPLAND (NON-IRRIGATED, USD/HA) | 126.0236
2020 | 16061 | CROPLAND (NON-IRRIGATED, USD/HA) | 198.9195
2020 | 21135 | CROPLAND (NON-IRRIGATED, USD/HA) | 170.5025
2020 | 29111 | CROPLAND (NON-IRRIGATED, USD/HA) | 370.6575
2020 | 36049 | CROPLAND (NON-IRRIGATED, USD/HA) | 154.4406
2020 | 47101 | CROPLAND (NON-IRRIGATED, USD/HA) | 86.4868
2019 | 16061 | CROPLAND (NON-IRRIGATED, USD/HA) | 198.9195
2019 | 21135 | CROPLAND (NON-IRRIGATED, USD/HA) | 177.9156
2019 | 29111 | CROPLAND (NON-IRRIGATED, USD/HA) | 353.3601
2019 | 36049 | CROPLAND (NON-IRRIGATED, USD/HA) | 154.4406
2019 | 53041 | CROPLAND (NON-IRRIGATED, USD/HA) | 135.9077
2019 | 54041 | CROPLAND (NON-IRRIGATED, USD/HA) | 39.5368
2017 | 16061 | CROPLAND (NON-IRRIGATED, USD/HA) | 197.684
2017 | 21135 | CROPLAND (NON-IRRIGATED, USD/HA) | 177.9156
2017 | 29111 | CROPLAND (NON-IRRIGATED, USD/HA) | 341.0049
2017 | 36049 | CROPLAND (NON-IRRIGATED, USD/HA) | 148.263
2017 | 53041 | CROPLAND (NON-IRRIGATED, USD/HA) | 135.9077
2017 | 54041 | CROPLAND (NON-IRRIGATED, USD/HA) | 44.4789
2016 | 16061 | CROPLAND (NON-IRRIGATED, USD/HA) | 190.2708
2016 | 21135 | CROPLAND (NON-IRRIGATED, USD/HA) | 172.9735
2016 | 29111 | CROPLAND (NON-IRRIGATED, USD/HA) | 333.5917
2016 | 36049 | CROPLAND (NON-IRRIGATED, USD/HA) | 153.2051
2014 | 16061 | CROPLAND (NON-IRRIGATED, USD/HA) | 185.3287
2014 | 21135 | CROPLAND (NON-IRRIGATED, USD/HA) | 175.4445
2014 | 29111 | CROPLAND (NON-IRRIGATED, USD/HA) | 341.0049
2014 | 53041 | CROPLAND (NON-IRRIGATED, USD/HA) | 368.1864
2014 | 54041 | CROPLAND (NON-IRRIGATED, USD/HA) | 37.0658
2013 | 16061 | CROPLAND (NON-IRRIGATED, USD/HA) | 176.6801
2013 | 21135 | CROPLAND (NON-IRRIGATED, USD/HA) | 170.5025
2013 | 29111 | CROPLAND (NON-IRRIGATED, USD/HA) | 286.6418
2013 | 36049 | CROPLAND (NON-IRRIGATED, USD/HA) | 132.2012
2013 | 53041 | CROPLAND (NON-IRRIGATED, USD/HA) | 129.7301
2013 | 54041 | CROPLAND (NON-IRRIGATED, USD/HA) | 61.7762
2012 | 16061 | CROPLAND (NON-IRRIGATED, USD/HA) | 175.4445
2012 | 21135 | CROPLAND (NON-IRRIGATED, USD/HA) | 128.4946
2012 | 29111 | CROPLAND (NON-IRRIGATED, USD/HA) | 323.7075
2012 | 36049 | CROPLAND (NON-IRRIGATED, USD/HA) | 126.0236
2012 | 53041 | CROPLAND (NON-IRRIGATED, USD/HA) | 129.7301
2011 | 16061 | CROPLAND (NON-IRRIGATED, USD/HA) | 177.9156
2011 | 21135 | CROPLAND (NON-IRRIGATED, USD/HA) | 108.7262
2011 | 29111 | CROPLAND (NON-IRRIGATED, USD/HA) | 271.8155
2011 | 36049 | CROPLAND (NON-IRRIGATED, USD/HA) | 116.1393
2011 | 53041 | CROPLAND (NON-IRRIGATED, USD/HA) | 137.1433
2010 | 16061 | CROPLAND (NON-IRRIGATED, USD/HA) | 181.6222
2010 | 21135 | CROPLAND (NON-IRRIGATED, USD/HA) | 108.7262
2010 | 29111 | CROPLAND (NON-IRRIGATED, USD/HA) | 247.105
2010 | 36049 | CROPLAND (NON-IRRIGATED, USD/HA) | 103.7841
2010 | 53041 | CROPLAND (NON-IRRIGATED, USD/HA) | 158.1472
2010 | 54041 | CROPLAND (NON-IRRIGATED, USD/HA) | 126.0236
2009 | 16061 | CROPLAND (NON-IRRIGATED, USD/HA) | 155.6762
2009 | 21135 | CROPLAND (NON-IRRIGATED, USD/HA) | 96.3709
2009 | 29111 | CROPLAND (NON-IRRIGATED, USD/HA) | 247.105
2009 | 36049 | CROPLAND (NON-IRRIGATED, USD/HA) | 127.2591
2009 | 53041 | CROPLAND (NON-IRRIGATED, USD/HA) | 169.2669
2008 | 29111 | CROPLAND (NON-IRRIGATED, USD/HA) | 227.3366
2008 | 36049 | CROPLAND (NON-IRRIGATED, USD/HA) | 101.3131
2008 | 53041 | CROPLAND (NON-IRRIGATED, USD/HA) | 148.263
2020 | 30049 | CROPLAND (NON-IRRIGATED, USD/HA) | 61.7762
2017 | 30049 | CROPLAND (NON-IRRIGATED, USD/HA) | 84.0157
2016 | 30049 | CROPLAND (NON-IRRIGATED, USD/HA) | 105.0196
2014 | 30049 | CROPLAND (NON-IRRIGATED, USD/HA) | 45.7144
2012 | 30049 | CROPLAND (NON-IRRIGATED, USD/HA) | 51.892
2024 | 45063 | CROPLAND (NON-IRRIGATED, USD/HA) | 70.4249
2023 | 45063 | CROPLAND (NON-IRRIGATED, USD/HA) | 98.842
2022 | 45063 | CROPLAND (NON-IRRIGATED, USD/HA) | 75.367
2021 | 45063 | CROPLAND (NON-IRRIGATED, USD/HA) | 84.0157
2020 | 45063 | CROPLAND (NON-IRRIGATED, USD/HA) | 72.896
2019 | 45063 | CROPLAND (NON-IRRIGATED, USD/HA) | 70.4249
2017 | 45063 | CROPLAND (NON-IRRIGATED, USD/HA) | 65.4828
2016 | 45063 | CROPLAND (NON-IRRIGATED, USD/HA) | 56.8342
2014 | 45063 | CROPLAND (NON-IRRIGATED, USD/HA) | 69.1894
2011 | 45063 | CROPLAND (NON-IRRIGATED, USD/HA) | 61.7762
2010 | 45063 | CROPLAND (NON-IRRIGATED, USD/HA) | 59.3052
2009 | 45063 | CROPLAND (NON-IRRIGATED, USD/HA) | 64.2473
2008 | 45063 | CROPLAND (NON-IRRIGATED, USD/HA) | 66.7184
2024 | 30051 | CROPLAND (NON-IRRIGATED, USD/HA) | 72.896
2024 | 48291 | CROPLAND (NON-IRRIGATED, USD/HA) | 72.896
2023 | 30051 | CROPLAND (NON-IRRIGATED, USD/HA) | 67.9539
2023 | 48291 | CROPLAND (NON-IRRIGATED, USD/HA) | 27.1816
2022 | 30051 | CROPLAND (NON-IRRIGATED, USD/HA) | 69.1894
2022 | 48291 | CROPLAND (NON-IRRIGATED, USD/HA) | 58.0697
2021 | 30051 | CROPLAND (NON-IRRIGATED, USD/HA) | 67.9539
2021 | 48291 | CROPLAND (NON-IRRIGATED, USD/HA) | 50.6565
2020 | 30051 | CROPLAND (NON-IRRIGATED, USD/HA) | 66.7184
2020 | 48291 | CROPLAND (NON-IRRIGATED, USD/HA) | 48.1855
2019 | 30051 | CROPLAND (NON-IRRIGATED, USD/HA) | 64.2473
2019 | 48291 | CROPLAND (NON-IRRIGATED, USD/HA) | 51.892
2017 | 30051 | CROPLAND (NON-IRRIGATED, USD/HA) | 64.2473
2017 | 48291 | CROPLAND (NON-IRRIGATED, USD/HA) | 58.0697
2016 | 30051 | CROPLAND (NON-IRRIGATED, USD/HA) | 61.7762
2016 | 48291 | CROPLAND (NON-IRRIGATED, USD/HA) | 71.6604
2014 | 30051 | CROPLAND (NON-IRRIGATED, USD/HA) | 49.421
2014 | 48291 | CROPLAND (NON-IRRIGATED, USD/HA) | 74.1315
2013 | 30051 | CROPLAND (NON-IRRIGATED, USD/HA) | 46.95
2013 | 48291 | CROPLAND (NON-IRRIGATED, USD/HA) | 76.6025
2012 | 30051 | CROPLAND (NON-IRRIGATED, USD/HA) | 44.4789
2011 | 30051 | CROPLAND (NON-IRRIGATED, USD/HA) | 46.95
2011 | 48291 | CROPLAND (NON-IRRIGATED, USD/HA) | 54.3631
2010 | 30051 | CROPLAND (NON-IRRIGATED, USD/HA) | 44.4789
2010 | 48291 | CROPLAND (NON-IRRIGATED, USD/HA) | 50.6565
2009 | 30051 | CROPLAND (NON-IRRIGATED, USD/HA) | 37.0658
2009 | 48291 | CROPLAND (NON-IRRIGATED, USD/HA) | 72.896
2008 | 48291 | CROPLAND (NON-IRRIGATED, USD/HA) | 56.8342
2024 | 39089 | CROPLAND (NON-IRRIGATED, USD/HA) | 326.1786
2023 | 39089 | CROPLAND (NON-IRRIGATED, USD/HA) | 358.3023
2022 | 39089 | CROPLAND (NON-IRRIGATED, USD/HA) | 326.1786
2021 | 39089 | CROPLAND (NON-IRRIGATED, USD/HA) | 311.3523
2020 | 39089 | CROPLAND (NON-IRRIGATED, USD/HA) | 286.6418
2019 | 39089 | CROPLAND (NON-IRRIGATED, USD/HA) | 306.4102
2017 | 39089 | CROPLAND (NON-IRRIGATED, USD/HA) | 286.6418
2016 | 39089 | CROPLAND (NON-IRRIGATED, USD/HA) | 284.1707
2014 | 39089 | CROPLAND (NON-IRRIGATED, USD/HA) | 279.2287
2013 | 39089 | CROPLAND (NON-IRRIGATED, USD/HA) | 276.7576
2012 | 39089 | CROPLAND (NON-IRRIGATED, USD/HA) | 269.3444
2011 | 39089 | CROPLAND (NON-IRRIGATED, USD/HA) | 232.2787
2010 | 39089 | CROPLAND (NON-IRRIGATED, USD/HA) | 195.213
2009 | 39089 | CROPLAND (NON-IRRIGATED, USD/HA) | 200.155
2008 | 39089 | CROPLAND (NON-IRRIGATED, USD/HA) | 193.9774
2024 | 1083 | CROPLAND (NON-IRRIGATED, USD/HA) | 276.7576
2024 | 48293 | CROPLAND (NON-IRRIGATED, USD/HA) | 37.0658
2023 | 1083 | CROPLAND (NON-IRRIGATED, USD/HA) | 303.9391
2022 | 1083 | CROPLAND (NON-IRRIGATED, USD/HA) | 306.4102
2021 | 1083 | CROPLAND (NON-IRRIGATED, USD/HA) | 254.5181
2021 | 48293 | CROPLAND (NON-IRRIGATED, USD/HA) | 72.896
2020 | 1083 | CROPLAND (NON-IRRIGATED, USD/HA) | 259.4602
2020 | 48293 | CROPLAND (NON-IRRIGATED, USD/HA) | 64.2473
2019 | 1083 | CROPLAND (NON-IRRIGATED, USD/HA) | 264.4024
2019 | 48293 | CROPLAND (NON-IRRIGATED, USD/HA) | 49.421
2017 | 1083 | CROPLAND (NON-IRRIGATED, USD/HA) | 213.7458
2016 | 1083 | CROPLAND (NON-IRRIGATED, USD/HA) | 226.1011
2016 | 48293 | CROPLAND (NON-IRRIGATED, USD/HA) | 59.3052
2014 | 1083 | CROPLAND (NON-IRRIGATED, USD/HA) | 227.3366
2014 | 48293 | CROPLAND (NON-IRRIGATED, USD/HA) | 64.2473
2013 | 1083 | CROPLAND (NON-IRRIGATED, USD/HA) | 195.213
2013 | 48293 | CROPLAND (NON-IRRIGATED, USD/HA) | 44.4789
2012 | 1083 | CROPLAND (NON-IRRIGATED, USD/HA) | 212.5103
2012 | 48293 | CROPLAND (NON-IRRIGATED, USD/HA) | 55.5986
2011 | 1083 | CROPLAND (NON-IRRIGATED, USD/HA) | 187.7998
2011 | 48293 | CROPLAND (NON-IRRIGATED, USD/HA) | 46.95
2010 | 1083 | CROPLAND (NON-IRRIGATED, USD/HA) | 190.2708
2010 | 48293 | CROPLAND (NON-IRRIGATED, USD/HA) | 49.421
2009 | 1083 | CROPLAND (NON-IRRIGATED, USD/HA) | 187.7998
2008 | 1083 | CROPLAND (NON-IRRIGATED, USD/HA) | 177.9156
2008 | 48293 | CROPLAND (NON-IRRIGATED, USD/HA) | 37.0658
2024 | 8073 | CROPLAND (NON-IRRIGATED, USD/HA) | 67.9539
2024 | 13181 | CROPLAND (NON-IRRIGATED, USD/HA) | 84.0157
2024 | 20105 | CROPLAND (NON-IRRIGATED, USD/HA) | 164.3248
2024 | 21137 | CROPLAND (NON-IRRIGATED, USD/HA) | 298.9971
2024 | 23015 | CROPLAND (NON-IRRIGATED, USD/HA) | 111.1972
2024 | 27081 | CROPLAND (NON-IRRIGATED, USD/HA) | 533.7468
2024 | 28085 | CROPLAND (NON-IRRIGATED, USD/HA) | 51.892
2024 | 29113 | CROPLAND (NON-IRRIGATED, USD/HA) | 348.418
2024 | 37109 | CROPLAND (NON-IRRIGATED, USD/HA) | 96.3709
2024 | 46083 | CROPLAND (NON-IRRIGATED, USD/HA) | 573.2836
2024 | 47103 | CROPLAND (NON-IRRIGATED, USD/HA) | 201.3906
2024 | 53043 | CROPLAND (NON-IRRIGATED, USD/HA) | 122.317
2024 | 55069 | CROPLAND (NON-IRRIGATED, USD/HA) | 154.4406
2023 | 5079 | CROPLAND (NON-IRRIGATED, USD/HA) | 70.4249
2023 | 8073 | CROPLAND (NON-IRRIGATED, USD/HA) | 56.8342
2023 | 20105 | CROPLAND (NON-IRRIGATED, USD/HA) | 148.263
2023 | 21137 | CROPLAND (NON-IRRIGATED, USD/HA) | 261.9313
2023 | 22061 | CROPLAND (NON-IRRIGATED, USD/HA) | 38.3013
2023 | 23015 | CROPLAND (NON-IRRIGATED, USD/HA) | 102.5486
2023 | 27081 | CROPLAND (NON-IRRIGATED, USD/HA) | 531.2758
2023 | 28085 | CROPLAND (NON-IRRIGATED, USD/HA) | 61.7762
2023 | 29113 | CROPLAND (NON-IRRIGATED, USD/HA) | 338.5338
2023 | 31111 | CROPLAND (NON-IRRIGATED, USD/HA) | 170.5025
2023 | 37109 | CROPLAND (NON-IRRIGATED, USD/HA) | 103.7841
2023 | 40081 | CROPLAND (NON-IRRIGATED, USD/HA) | 55.5986
2023 | 41041 | CROPLAND (NON-IRRIGATED, USD/HA) | 114.9038
2023 | 46083 | CROPLAND (NON-IRRIGATED, USD/HA) | 536.2178
2023 | 47103 | CROPLAND (NON-IRRIGATED, USD/HA) | 211.2748
2023 | 53043 | CROPLAND (NON-IRRIGATED, USD/HA) | 154.4406
2023 | 55069 | CROPLAND (NON-IRRIGATED, USD/HA) | 142.0854
2023 | 56023 | CROPLAND (NON-IRRIGATED, USD/HA) | 61.7762
2022 | 5079 | CROPLAND (NON-IRRIGATED, USD/HA) | 77.8381
2022 | 8073 | CROPLAND (NON-IRRIGATED, USD/HA) | 55.5986
2022 | 20105 | CROPLAND (NON-IRRIGATED, USD/HA) | 151.9696
2022 | 21137 | CROPLAND (NON-IRRIGATED, USD/HA) | 234.7498
2022 | 22061 | CROPLAND (NON-IRRIGATED, USD/HA) | 33.3592
2022 | 23015 | CROPLAND (NON-IRRIGATED, USD/HA) | 108.7262
2022 | 27081 | CROPLAND (NON-IRRIGATED, USD/HA) | 511.5073
2022 | 28085 | CROPLAND (NON-IRRIGATED, USD/HA) | 45.7144
2022 | 29113 | CROPLAND (NON-IRRIGATED, USD/HA) | 363.2443
2022 | 37109 | CROPLAND (NON-IRRIGATED, USD/HA) | 98.842
2022 | 40081 | CROPLAND (NON-IRRIGATED, USD/HA) | 65.4828
2022 | 41041 | CROPLAND (NON-IRRIGATED, USD/HA) | 126.0236
2022 | 46083 | CROPLAND (NON-IRRIGATED, USD/HA) | 516.4494
2022 | 47103 | CROPLAND (NON-IRRIGATED, USD/HA) | 196.4485
2022 | 53043 | CROPLAND (NON-IRRIGATED, USD/HA) | 148.263
2022 | 55069 | CROPLAND (NON-IRRIGATED, USD/HA) | 145.7919
2022 | 56023 | CROPLAND (NON-IRRIGATED, USD/HA) | 49.421
2021 | 5079 | CROPLAND (NON-IRRIGATED, USD/HA) | 111.1972
2021 | 8073 | CROPLAND (NON-IRRIGATED, USD/HA) | 63.0118
2021 | 13181 | CROPLAND (NON-IRRIGATED, USD/HA) | 54.3631
2021 | 16063 | CROPLAND (NON-IRRIGATED, USD/HA) | 44.4789
2021 | 20105 | CROPLAND (NON-IRRIGATED, USD/HA) | 151.9696
2021 | 21137 | CROPLAND (NON-IRRIGATED, USD/HA) | 261.9313
2021 | 22061 | CROPLAND (NON-IRRIGATED, USD/HA) | 44.4789
2021 | 23015 | CROPLAND (NON-IRRIGATED, USD/HA) | 111.1972
2021 | 27081 | CROPLAND (NON-IRRIGATED, USD/HA) | 471.9706
2021 | 28085 | CROPLAND (NON-IRRIGATED, USD/HA) | 59.3052
2021 | 29113 | CROPLAND (NON-IRRIGATED, USD/HA) | 308.8813
2021 | 31111 | CROPLAND (NON-IRRIGATED, USD/HA) | 144.5564
2021 | 37109 | CROPLAND (NON-IRRIGATED, USD/HA) | 91.4288
2021 | 40081 | CROPLAND (NON-IRRIGATED, USD/HA) | 70.4249
2021 | 41041 | CROPLAND (NON-IRRIGATED, USD/HA) | 77.8381
2021 | 46083 | CROPLAND (NON-IRRIGATED, USD/HA) | 501.6232
2021 | 47103 | CROPLAND (NON-IRRIGATED, USD/HA) | 159.3827
2021 | 53043 | CROPLAND (NON-IRRIGATED, USD/HA) | 132.2012
2021 | 55069 | CROPLAND (NON-IRRIGATED, USD/HA) | 123.5525
2021 | 56023 | CROPLAND (NON-IRRIGATED, USD/HA) | 59.3052
2020 | 5079 | CROPLAND (NON-IRRIGATED, USD/HA) | 91.4288
2020 | 8073 | CROPLAND (NON-IRRIGATED, USD/HA) | 66.7184
2020 | 20105 | CROPLAND (NON-IRRIGATED, USD/HA) | 145.7919
2020 | 21137 | CROPLAND (NON-IRRIGATED, USD/HA) | 234.7498
2020 | 22061 | CROPLAND (NON-IRRIGATED, USD/HA) | 61.7762
2020 | 27081 | CROPLAND (NON-IRRIGATED, USD/HA) | 422.5496
2020 | 29113 | CROPLAND (NON-IRRIGATED, USD/HA) | 308.8813
2020 | 30053 | CROPLAND (NON-IRRIGATED, USD/HA) | 61.7762
2020 | 31111 | CROPLAND (NON-IRRIGATED, USD/HA) | 134.6722
2020 | 37109 | CROPLAND (NON-IRRIGATED, USD/HA) | 93.8999
2020 | 40081 | CROPLAND (NON-IRRIGATED, USD/HA) | 67.9539
2020 | 46083 | CROPLAND (NON-IRRIGATED, USD/HA) | 494.21
2020 | 47103 | CROPLAND (NON-IRRIGATED, USD/HA) | 177.9156
2020 | 53043 | CROPLAND (NON-IRRIGATED, USD/HA) | 127.2591
2020 | 55069 | CROPLAND (NON-IRRIGATED, USD/HA) | 142.0854
2020 | 56023 | CROPLAND (NON-IRRIGATED, USD/HA) | 58.0697
2019 | 5079 | CROPLAND (NON-IRRIGATED, USD/HA) | 56.8342
2019 | 8073 | CROPLAND (NON-IRRIGATED, USD/HA) | 61.7762
2019 | 20105 | CROPLAND (NON-IRRIGATED, USD/HA) | 143.3209
2019 | 21137 | CROPLAND (NON-IRRIGATED, USD/HA) | 259.4602
2019 | 22061 | CROPLAND (NON-IRRIGATED, USD/HA) | 42.0078
2019 | 27081 | CROPLAND (NON-IRRIGATED, USD/HA) | 417.6074
2019 | 28085 | CROPLAND (NON-IRRIGATED, USD/HA) | 50.6565
2019 | 29113 | CROPLAND (NON-IRRIGATED, USD/HA) | 254.5181
2019 | 31111 | CROPLAND (NON-IRRIGATED, USD/HA) | 129.7301
2019 | 37109 | CROPLAND (NON-IRRIGATED, USD/HA) | 81.5447
2019 | 40081 | CROPLAND (NON-IRRIGATED, USD/HA) | 53.1276
2019 | 46083 | CROPLAND (NON-IRRIGATED, USD/HA) | 494.21
2019 | 47103 | CROPLAND (NON-IRRIGATED, USD/HA) | 175.4445
2019 | 53043 | CROPLAND (NON-IRRIGATED, USD/HA) | 103.7841
2019 | 55069 | CROPLAND (NON-IRRIGATED, USD/HA) | 142.0854
2019 | 56023 | CROPLAND (NON-IRRIGATED, USD/HA) | 55.5986
2017 | 5079 | CROPLAND (NON-IRRIGATED, USD/HA) | 46.95
2017 | 8073 | CROPLAND (NON-IRRIGATED, USD/HA) | 65.4828
2017 | 21137 | CROPLAND (NON-IRRIGATED, USD/HA) | 210.0393
2017 | 22061 | CROPLAND (NON-IRRIGATED, USD/HA) | 34.5947
2017 | 27081 | CROPLAND (NON-IRRIGATED, USD/HA) | 422.5496
2017 | 28085 | CROPLAND (NON-IRRIGATED, USD/HA) | 43.2434
2017 | 29113 | CROPLAND (NON-IRRIGATED, USD/HA) | 276.7576
2017 | 31111 | CROPLAND (NON-IRRIGATED, USD/HA) | 127.2591
2017 | 37109 | CROPLAND (NON-IRRIGATED, USD/HA) | 86.4868
2017 | 46083 | CROPLAND (NON-IRRIGATED, USD/HA) | 496.681
2017 | 47103 | CROPLAND (NON-IRRIGATED, USD/HA) | 158.1472
2017 | 55069 | CROPLAND (NON-IRRIGATED, USD/HA) | 138.3788
2016 | 8073 | CROPLAND (NON-IRRIGATED, USD/HA) | 59.3052
2016 | 20105 | CROPLAND (NON-IRRIGATED, USD/HA) | 130.9657
2016 | 21137 | CROPLAND (NON-IRRIGATED, USD/HA) | 247.105
2016 | 22061 | CROPLAND (NON-IRRIGATED, USD/HA) | 45.7144
2016 | 27081 | CROPLAND (NON-IRRIGATED, USD/HA) | 434.9048
2016 | 28085 | CROPLAND (NON-IRRIGATED, USD/HA) | 63.0118
2016 | 29113 | CROPLAND (NON-IRRIGATED, USD/HA) | 256.9892
2016 | 31111 | CROPLAND (NON-IRRIGATED, USD/HA) | 118.6104
2016 | 37109 | CROPLAND (NON-IRRIGATED, USD/HA) | 84.0157
2016 | 46083 | CROPLAND (NON-IRRIGATED, USD/HA) | 521.3915
2016 | 47103 | CROPLAND (NON-IRRIGATED, USD/HA) | 195.213
2016 | 53043 | CROPLAND (NON-IRRIGATED, USD/HA) | 105.0196
2016 | 55069 | CROPLAND (NON-IRRIGATED, USD/HA) | 108.7262
2016 | 56023 | CROPLAND (NON-IRRIGATED, USD/HA) | 45.7144
2014 | 5079 | CROPLAND (NON-IRRIGATED, USD/HA) | 106.2552
2014 | 8073 | CROPLAND (NON-IRRIGATED, USD/HA) | 56.8342
2014 | 20105 | CROPLAND (NON-IRRIGATED, USD/HA) | 118.6104
2014 | 21137 | CROPLAND (NON-IRRIGATED, USD/HA) | 259.4602
2014 | 22061 | CROPLAND (NON-IRRIGATED, USD/HA) | 53.1276
2014 | 27081 | CROPLAND (NON-IRRIGATED, USD/HA) | 491.7389
2014 | 28085 | CROPLAND (NON-IRRIGATED, USD/HA) | 40.7723
2014 | 29113 | CROPLAND (NON-IRRIGATED, USD/HA) | 254.5181
2014 | 37109 | CROPLAND (NON-IRRIGATED, USD/HA) | 77.8381
2014 | 46083 | CROPLAND (NON-IRRIGATED, USD/HA) | 543.631
2014 | 47103 | CROPLAND (NON-IRRIGATED, USD/HA) | 222.3945
2014 | 55069 | CROPLAND (NON-IRRIGATED, USD/HA) | 130.9657
2014 | 56023 | CROPLAND (NON-IRRIGATED, USD/HA) | 39.5368
2013 | 5079 | CROPLAND (NON-IRRIGATED, USD/HA) | 74.1315
2013 | 8073 | CROPLAND (NON-IRRIGATED, USD/HA) | 65.4828
2013 | 20105 | CROPLAND (NON-IRRIGATED, USD/HA) | 122.317
2013 | 22061 | CROPLAND (NON-IRRIGATED, USD/HA) | 58.0697
2013 | 27081 | CROPLAND (NON-IRRIGATED, USD/HA) | 415.1364
2013 | 28085 | CROPLAND (NON-IRRIGATED, USD/HA) | 50.6565
2013 | 29113 | CROPLAND (NON-IRRIGATED, USD/HA) | 229.8076
2013 | 31111 | CROPLAND (NON-IRRIGATED, USD/HA) | 112.4328
2013 | 37109 | CROPLAND (NON-IRRIGATED, USD/HA) | 84.0157
2013 | 46083 | CROPLAND (NON-IRRIGATED, USD/HA) | 481.8547
2013 | 47103 | CROPLAND (NON-IRRIGATED, USD/HA) | 184.0932
2013 | 55069 | CROPLAND (NON-IRRIGATED, USD/HA) | 108.7262
2013 | 56023 | CROPLAND (NON-IRRIGATED, USD/HA) | 29.6526
2012 | 5079 | CROPLAND (NON-IRRIGATED, USD/HA) | 102.5486
2012 | 8073 | CROPLAND (NON-IRRIGATED, USD/HA) | 54.3631
2012 | 20105 | CROPLAND (NON-IRRIGATED, USD/HA) | 122.317
2012 | 21137 | CROPLAND (NON-IRRIGATED, USD/HA) | 186.5643
2012 | 22061 | CROPLAND (NON-IRRIGATED, USD/HA) | 74.1315
2012 | 27081 | CROPLAND (NON-IRRIGATED, USD/HA) | 368.1864
2012 | 28085 | CROPLAND (NON-IRRIGATED, USD/HA) | 72.896
2012 | 29113 | CROPLAND (NON-IRRIGATED, USD/HA) | 252.0471
2012 | 31111 | CROPLAND (NON-IRRIGATED, USD/HA) | 103.7841
2012 | 37109 | CROPLAND (NON-IRRIGATED, USD/HA) | 75.367
2012 | 46083 | CROPLAND (NON-IRRIGATED, USD/HA) | 405.2522
2012 | 47103 | CROPLAND (NON-IRRIGATED, USD/HA) | 185.3287
2012 | 55069 | CROPLAND (NON-IRRIGATED, USD/HA) | 114.9038
2012 | 56023 | CROPLAND (NON-IRRIGATED, USD/HA) | 30.8881
2011 | 5079 | CROPLAND (NON-IRRIGATED, USD/HA) | 103.7841
2011 | 8073 | CROPLAND (NON-IRRIGATED, USD/HA) | 53.1276
2011 | 20105 | CROPLAND (NON-IRRIGATED, USD/HA) | 116.1393
2011 | 21137 | CROPLAND (NON-IRRIGATED, USD/HA) | 105.0196
2011 | 22061 | CROPLAND (NON-IRRIGATED, USD/HA) | 96.3709
2011 | 27081 | CROPLAND (NON-IRRIGATED, USD/HA) | 348.418
2011 | 28085 | CROPLAND (NON-IRRIGATED, USD/HA) | 65.4828
2011 | 29113 | CROPLAND (NON-IRRIGATED, USD/HA) | 202.6261
2011 | 31111 | CROPLAND (NON-IRRIGATED, USD/HA) | 105.0196
2011 | 37109 | CROPLAND (NON-IRRIGATED, USD/HA) | 56.8342
2011 | 46083 | CROPLAND (NON-IRRIGATED, USD/HA) | 341.0049
2011 | 47103 | CROPLAND (NON-IRRIGATED, USD/HA) | 145.7919
2011 | 53043 | CROPLAND (NON-IRRIGATED, USD/HA) | 123.5525
2011 | 55069 | CROPLAND (NON-IRRIGATED, USD/HA) | 79.0736
2010 | 8073 | CROPLAND (NON-IRRIGATED, USD/HA) | 51.892
2010 | 20105 | CROPLAND (NON-IRRIGATED, USD/HA) | 113.6683
2010 | 21137 | CROPLAND (NON-IRRIGATED, USD/HA) | 130.9657
2010 | 22061 | CROPLAND (NON-IRRIGATED, USD/HA) | 44.4789
2010 | 27081 | CROPLAND (NON-IRRIGATED, USD/HA) | 326.1786
2010 | 28085 | CROPLAND (NON-IRRIGATED, USD/HA) | 49.421
2010 | 29113 | CROPLAND (NON-IRRIGATED, USD/HA) | 212.5103
2010 | 37109 | CROPLAND (NON-IRRIGATED, USD/HA) | 51.892
2010 | 46083 | CROPLAND (NON-IRRIGATED, USD/HA) | 326.1786
2010 | 47103 | CROPLAND (NON-IRRIGATED, USD/HA) | 163.0893
2010 | 55069 | CROPLAND (NON-IRRIGATED, USD/HA) | 74.1315
2009 | 5079 | CROPLAND (NON-IRRIGATED, USD/HA) | 106.2552
2009 | 8073 | CROPLAND (NON-IRRIGATED, USD/HA) | 46.95
2009 | 20105 | CROPLAND (NON-IRRIGATED, USD/HA) | 118.6104
2009 | 21137 | CROPLAND (NON-IRRIGATED, USD/HA) | 121.0815
2009 | 27081 | CROPLAND (NON-IRRIGATED, USD/HA) | 286.6418
2009 | 28085 | CROPLAND (NON-IRRIGATED, USD/HA) | 74.1315
2009 | 29113 | CROPLAND (NON-IRRIGATED, USD/HA) | 207.5682
2009 | 31111 | CROPLAND (NON-IRRIGATED, USD/HA) | 108.7262
2009 | 37109 | CROPLAND (NON-IRRIGATED, USD/HA) | 55.5986
2009 | 40081 | CROPLAND (NON-IRRIGATED, USD/HA) | 37.0658
2009 | 46083 | CROPLAND (NON-IRRIGATED, USD/HA) | 328.6497
2009 | 47103 | CROPLAND (NON-IRRIGATED, USD/HA) | 133.4367
2009 | 55069 | CROPLAND (NON-IRRIGATED, USD/HA) | 74.1315
2009 | 56023 | CROPLAND (NON-IRRIGATED, USD/HA) | 28.4171
2008 | 20105 | CROPLAND (NON-IRRIGATED, USD/HA) | 123.5525
2008 | 21137 | CROPLAND (NON-IRRIGATED, USD/HA) | 103.7841
2008 | 27081 | CROPLAND (NON-IRRIGATED, USD/HA) | 291.5839
2008 | 29113 | CROPLAND (NON-IRRIGATED, USD/HA) | 196.4485
2008 | 31111 | CROPLAND (NON-IRRIGATED, USD/HA) | 101.3131
2008 | 37109 | CROPLAND (NON-IRRIGATED, USD/HA) | 95.1354
2008 | 40081 | CROPLAND (NON-IRRIGATED, USD/HA) | 54.3631
2008 | 46083 | CROPLAND (NON-IRRIGATED, USD/HA) | 311.3523
2008 | 47103 | CROPLAND (NON-IRRIGATED, USD/HA) | 119.8459
2008 | 55069 | CROPLAND (NON-IRRIGATED, USD/HA) | 70.4249
2024 | 19113 | CROPLAND (NON-IRRIGATED, USD/HA) | 652.3572
2024 | 20107 | CROPLAND (NON-IRRIGATED, USD/HA) | 202.6261
2024 | 29115 | CROPLAND (NON-IRRIGATED, USD/HA) | 363.2443
2024 | 41043 | CROPLAND (NON-IRRIGATED, USD/HA) | 385.4838
2023 | 19113 | CROPLAND (NON-IRRIGATED, USD/HA) | 654.8283
2023 | 20107 | CROPLAND (NON-IRRIGATED, USD/HA) | 175.4445
2023 | 29115 | CROPLAND (NON-IRRIGATED, USD/HA) | 348.418
2023 | 41043 | CROPLAND (NON-IRRIGATED, USD/HA) | 383.0127
2022 | 19113 | CROPLAND (NON-IRRIGATED, USD/HA) | 654.8283
2022 | 20107 | CROPLAND (NON-IRRIGATED, USD/HA) | 172.9735
2022 | 29115 | CROPLAND (NON-IRRIGATED, USD/HA) | 326.1786
2022 | 41043 | CROPLAND (NON-IRRIGATED, USD/HA) | 341.0049
2021 | 19113 | CROPLAND (NON-IRRIGATED, USD/HA) | 563.3994
2021 | 20107 | CROPLAND (NON-IRRIGATED, USD/HA) | 186.5643
2021 | 29115 | CROPLAND (NON-IRRIGATED, USD/HA) | 345.947
2021 | 41043 | CROPLAND (NON-IRRIGATED, USD/HA) | 284.1707
2020 | 19113 | CROPLAND (NON-IRRIGATED, USD/HA) | 602.9362
2020 | 20107 | CROPLAND (NON-IRRIGATED, USD/HA) | 175.4445
2020 | 29115 | CROPLAND (NON-IRRIGATED, USD/HA) | 306.4102
2020 | 41043 | CROPLAND (NON-IRRIGATED, USD/HA) | 264.4024
2019 | 19113 | CROPLAND (NON-IRRIGATED, USD/HA) | 580.6967
2019 | 20107 | CROPLAND (NON-IRRIGATED, USD/HA) | 156.9117
2019 | 29115 | CROPLAND (NON-IRRIGATED, USD/HA) | 289.1128
2019 | 41043 | CROPLAND (NON-IRRIGATED, USD/HA) | 249.5761
2017 | 19113 | CROPLAND (NON-IRRIGATED, USD/HA) | 595.5231
2017 | 20107 | CROPLAND (NON-IRRIGATED, USD/HA) | 117.3749
2017 | 29115 | CROPLAND (NON-IRRIGATED, USD/HA) | 266.8734
2017 | 41043 | CROPLAND (NON-IRRIGATED, USD/HA) | 244.6339
2016 | 19113 | CROPLAND (NON-IRRIGATED, USD/HA) | 575.7546
2016 | 20107 | CROPLAND (NON-IRRIGATED, USD/HA) | 144.5564
2016 | 29115 | CROPLAND (NON-IRRIGATED, USD/HA) | 289.1128
2016 | 41043 | CROPLAND (NON-IRRIGATED, USD/HA) | 240.9274
2014 | 19113 | CROPLAND (NON-IRRIGATED, USD/HA) | 610.3493
2014 | 20107 | CROPLAND (NON-IRRIGATED, USD/HA) | 145.7919
2014 | 29115 | CROPLAND (NON-IRRIGATED, USD/HA) | 333.5917
2014 | 41043 | CROPLAND (NON-IRRIGATED, USD/HA) | 229.8076
2013 | 19113 | CROPLAND (NON-IRRIGATED, USD/HA) | 620.2336
2013 | 29115 | CROPLAND (NON-IRRIGATED, USD/HA) | 286.6418
2013 | 41043 | CROPLAND (NON-IRRIGATED, USD/HA) | 222.3945
2012 | 19113 | CROPLAND (NON-IRRIGATED, USD/HA) | 563.3994
2012 | 29115 | CROPLAND (NON-IRRIGATED, USD/HA) | 213.7458
2012 | 41043 | CROPLAND (NON-IRRIGATED, USD/HA) | 213.7458
2011 | 19113 | CROPLAND (NON-IRRIGATED, USD/HA) | 447.26
2011 | 20107 | CROPLAND (NON-IRRIGATED, USD/HA) | 140.8499
2011 | 29115 | CROPLAND (NON-IRRIGATED, USD/HA) | 259.4602
2011 | 41043 | CROPLAND (NON-IRRIGATED, USD/HA) | 205.0971
2010 | 19113 | CROPLAND (NON-IRRIGATED, USD/HA) | 420.0785
2010 | 20107 | CROPLAND (NON-IRRIGATED, USD/HA) | 128.4946
2010 | 29115 | CROPLAND (NON-IRRIGATED, USD/HA) | 229.8076
2010 | 41043 | CROPLAND (NON-IRRIGATED, USD/HA) | 212.5103
2009 | 19113 | CROPLAND (NON-IRRIGATED, USD/HA) | 412.6653
2009 | 20107 | CROPLAND (NON-IRRIGATED, USD/HA) | 107.4907
2009 | 29115 | CROPLAND (NON-IRRIGATED, USD/HA) | 218.6879
2009 | 41043 | CROPLAND (NON-IRRIGATED, USD/HA) | 224.8655
2008 | 19113 | CROPLAND (NON-IRRIGATED, USD/HA) | 400.3101
2008 | 29115 | CROPLAND (NON-IRRIGATED, USD/HA) | 192.7419
2008 | 41043 | CROPLAND (NON-IRRIGATED, USD/HA) | 202.6261
2023 | 48295 | CROPLAND (NON-IRRIGATED, USD/HA) | 44.4789
2022 | 48295 | CROPLAND (NON-IRRIGATED, USD/HA) | 53.1276
2021 | 48295 | CROPLAND (NON-IRRIGATED, USD/HA) | 49.421
2020 | 48295 | CROPLAND (NON-IRRIGATED, USD/HA) | 34.5947
2019 | 48295 | CROPLAND (NON-IRRIGATED, USD/HA) | 33.3592
2017 | 48295 | CROPLAND (NON-IRRIGATED, USD/HA) | 30.8881
2016 | 48295 | CROPLAND (NON-IRRIGATED, USD/HA) | 34.5947
2014 | 48295 | CROPLAND (NON-IRRIGATED, USD/HA) | 38.3013
2013 | 48295 | CROPLAND (NON-IRRIGATED, USD/HA) | 33.3592
2012 | 48295 | CROPLAND (NON-IRRIGATED, USD/HA) | 32.1236
2011 | 48295 | CROPLAND (NON-IRRIGATED, USD/HA) | 34.5947
2010 | 48295 | CROPLAND (NON-IRRIGATED, USD/HA) | 35.8302
2009 | 48295 | CROPLAND (NON-IRRIGATED, USD/HA) | 30.8881
2023 | 9005 | CROPLAND (NON-IRRIGATED, USD/HA) | 133.4367
2022 | 9005 | CROPLAND (NON-IRRIGATED, USD/HA) | 148.263
2021 | 9005 | CROPLAND (NON-IRRIGATED, USD/HA) | 112.4328
2019 | 9005 | CROPLAND (NON-IRRIGATED, USD/HA) | 101.3131
2017 | 9005 | CROPLAND (NON-IRRIGATED, USD/HA) | 71.6604
2016 | 9005 | CROPLAND (NON-IRRIGATED, USD/HA) | 71.6604
2014 | 9005 | CROPLAND (NON-IRRIGATED, USD/HA) | 81.5447
2013 | 9005 | CROPLAND (NON-IRRIGATED, USD/HA) | 111.1972
2012 | 9005 | CROPLAND (NON-IRRIGATED, USD/HA) | 79.0736
2011 | 9005 | CROPLAND (NON-IRRIGATED, USD/HA) | 76.6025
2010 | 9005 | CROPLAND (NON-IRRIGATED, USD/HA) | 74.1315
2008 | 9005 | CROPLAND (NON-IRRIGATED, USD/HA) | 111.1972
2024 | 5081 | CROPLAND (NON-IRRIGATED, USD/HA) | 59.3052
2023 | 5081 | CROPLAND (NON-IRRIGATED, USD/HA) | 75.367
2022 | 5081 | CROPLAND (NON-IRRIGATED, USD/HA) | 109.9617
2021 | 5081 | CROPLAND (NON-IRRIGATED, USD/HA) | 85.2512
2020 | 5081 | CROPLAND (NON-IRRIGATED, USD/HA) | 65.4828
2019 | 5081 | CROPLAND (NON-IRRIGATED, USD/HA) | 80.3091
2017 | 5081 | CROPLAND (NON-IRRIGATED, USD/HA) | 82.7802
2016 | 5081 | CROPLAND (NON-IRRIGATED, USD/HA) | 61.7762
2014 | 5081 | CROPLAND (NON-IRRIGATED, USD/HA) | 76.6025
2013 | 5081 | CROPLAND (NON-IRRIGATED, USD/HA) | 51.892
2012 | 5081 | CROPLAND (NON-IRRIGATED, USD/HA) | 49.421
2011 | 5081 | CROPLAND (NON-IRRIGATED, USD/HA) | 72.896
2010 | 5081 | CROPLAND (NON-IRRIGATED, USD/HA) | 81.5447
2009 | 5081 | CROPLAND (NON-IRRIGATED, USD/HA) | 71.6604
2024 | 48297 | CROPLAND (NON-IRRIGATED, USD/HA) | 61.7762
2023 | 48297 | CROPLAND (NON-IRRIGATED, USD/HA) | 43.2434
2022 | 48297 | CROPLAND (NON-IRRIGATED, USD/HA) | 27.1816
2021 | 48297 | CROPLAND (NON-IRRIGATED, USD/HA) | 51.892
2020 | 48297 | CROPLAND (NON-IRRIGATED, USD/HA) | 43.2434
2019 | 48297 | CROPLAND (NON-IRRIGATED, USD/HA) | 51.892
2016 | 48297 | CROPLAND (NON-IRRIGATED, USD/HA) | 37.0658
2014 | 48297 | CROPLAND (NON-IRRIGATED, USD/HA) | 40.7723
2013 | 48297 | CROPLAND (NON-IRRIGATED, USD/HA) | 34.5947
2012 | 48297 | CROPLAND (NON-IRRIGATED, USD/HA) | 43.2434
2011 | 48297 | CROPLAND (NON-IRRIGATED, USD/HA) | 44.4789
2010 | 48297 | CROPLAND (NON-IRRIGATED, USD/HA) | 30.8881
2009 | 48297 | CROPLAND (NON-IRRIGATED, USD/HA) | 45.7144
2024 | 21139 | CROPLAND (NON-IRRIGATED, USD/HA) | 429.9627
2024 | 26093 | CROPLAND (NON-IRRIGATED, USD/HA) | 256.9892
2024 | 29117 | CROPLAND (NON-IRRIGATED, USD/HA) | 491.7389
2024 | 36051 | CROPLAND (NON-IRRIGATED, USD/HA) | 425.0206
2023 | 17105 | CROPLAND (NON-IRRIGATED, USD/HA) | 686.9519
2023 | 21139 | CROPLAND (NON-IRRIGATED, USD/HA) | 378.0707
2023 | 26093 | CROPLAND (NON-IRRIGATED, USD/HA) | 219.9235
2023 | 29117 | CROPLAND (NON-IRRIGATED, USD/HA) | 501.6232
2023 | 36051 | CROPLAND (NON-IRRIGATED, USD/HA) | 328.6497
2022 | 21139 | CROPLAND (NON-IRRIGATED, USD/HA) | 380.5417
2022 | 26093 | CROPLAND (NON-IRRIGATED, USD/HA) | 213.7458
2022 | 29117 | CROPLAND (NON-IRRIGATED, USD/HA) | 459.6153
2022 | 36051 | CROPLAND (NON-IRRIGATED, USD/HA) | 316.2944
2021 | 17105 | CROPLAND (NON-IRRIGATED, USD/HA) | 558.4573
2021 | 21139 | CROPLAND (NON-IRRIGATED, USD/HA) | 336.0628
2021 | 26093 | CROPLAND (NON-IRRIGATED, USD/HA) | 201.3906
2021 | 29117 | CROPLAND (NON-IRRIGATED, USD/HA) | 425.0206
2021 | 36051 | CROPLAND (NON-IRRIGATED, USD/HA) | 235.9853
2020 | 17105 | CROPLAND (NON-IRRIGATED, USD/HA) | 575.7546
2020 | 21139 | CROPLAND (NON-IRRIGATED, USD/HA) | 326.1786
2020 | 26093 | CROPLAND (NON-IRRIGATED, USD/HA) | 185.3287
2020 | 29117 | CROPLAND (NON-IRRIGATED, USD/HA) | 397.839
2020 | 36051 | CROPLAND (NON-IRRIGATED, USD/HA) | 244.6339
2019 | 17105 | CROPLAND (NON-IRRIGATED, USD/HA) | 595.5231
2019 | 21139 | CROPLAND (NON-IRRIGATED, USD/HA) | 341.0049
2019 | 26093 | CROPLAND (NON-IRRIGATED, USD/HA) | 172.9735
2019 | 29117 | CROPLAND (NON-IRRIGATED, USD/HA) | 410.1943
2019 | 36051 | CROPLAND (NON-IRRIGATED, USD/HA) | 247.105
2017 | 17105 | CROPLAND (NON-IRRIGATED, USD/HA) | 528.8047
2017 | 21139 | CROPLAND (NON-IRRIGATED, USD/HA) | 303.9391
2017 | 29117 | CROPLAND (NON-IRRIGATED, USD/HA) | 415.1364
2017 | 36051 | CROPLAND (NON-IRRIGATED, USD/HA) | 186.5643
2016 | 17105 | CROPLAND (NON-IRRIGATED, USD/HA) | 511.5073
2016 | 21139 | CROPLAND (NON-IRRIGATED, USD/HA) | 296.526
2016 | 29117 | CROPLAND (NON-IRRIGATED, USD/HA) | 417.6074
2016 | 36051 | CROPLAND (NON-IRRIGATED, USD/HA) | 166.7959
2014 | 17105 | CROPLAND (NON-IRRIGATED, USD/HA) | 647.4151
2014 | 21139 | CROPLAND (NON-IRRIGATED, USD/HA) | 261.9313
2014 | 29117 | CROPLAND (NON-IRRIGATED, USD/HA) | 452.2022
2014 | 36051 | CROPLAND (NON-IRRIGATED, USD/HA) | 200.155
2013 | 17105 | CROPLAND (NON-IRRIGATED, USD/HA) | 560.9284
2013 | 26093 | CROPLAND (NON-IRRIGATED, USD/HA) | 181.6222
2013 | 29117 | CROPLAND (NON-IRRIGATED, USD/HA) | 343.476
2013 | 36051 | CROPLAND (NON-IRRIGATED, USD/HA) | 184.0932
2012 | 17105 | CROPLAND (NON-IRRIGATED, USD/HA) | 494.21
2012 | 21139 | CROPLAND (NON-IRRIGATED, USD/HA) | 240.9274
2012 | 26093 | CROPLAND (NON-IRRIGATED, USD/HA) | 170.5025
2012 | 36051 | CROPLAND (NON-IRRIGATED, USD/HA) | 149.4985
2011 | 17105 | CROPLAND (NON-IRRIGATED, USD/HA) | 486.7969
2011 | 21139 | CROPLAND (NON-IRRIGATED, USD/HA) | 210.0393
2011 | 26093 | CROPLAND (NON-IRRIGATED, USD/HA) | 143.3209
2011 | 36051 | CROPLAND (NON-IRRIGATED, USD/HA) | 180.3867
2010 | 17105 | CROPLAND (NON-IRRIGATED, USD/HA) | 457.1442
2010 | 21139 | CROPLAND (NON-IRRIGATED, USD/HA) | 192.7419
2010 | 22063 | CROPLAND (NON-IRRIGATED, USD/HA) | 37.0658
2010 | 26093 | CROPLAND (NON-IRRIGATED, USD/HA) | 133.4367
2010 | 29117 | CROPLAND (NON-IRRIGATED, USD/HA) | 271.8155
2010 | 36051 | CROPLAND (NON-IRRIGATED, USD/HA) | 187.7998
2009 | 17105 | CROPLAND (NON-IRRIGATED, USD/HA) | 402.7811
2009 | 21139 | CROPLAND (NON-IRRIGATED, USD/HA) | 172.9735
2009 | 26093 | CROPLAND (NON-IRRIGATED, USD/HA) | 128.4946
2009 | 29117 | CROPLAND (NON-IRRIGATED, USD/HA) | 274.2865
2009 | 36051 | CROPLAND (NON-IRRIGATED, USD/HA) | 163.0893
2008 | 17105 | CROPLAND (NON-IRRIGATED, USD/HA) | 489.2679
2008 | 26093 | CROPLAND (NON-IRRIGATED, USD/HA) | 117.3749
2008 | 29117 | CROPLAND (NON-IRRIGATED, USD/HA) | 221.159
2008 | 36051 | CROPLAND (NON-IRRIGATED, USD/HA) | 130.9657
2024 | 48299 | CROPLAND (NON-IRRIGATED, USD/HA) | 16.0618
2023 | 48299 | CROPLAND (NON-IRRIGATED, USD/HA) | 16.3089
2022 | 48299 | CROPLAND (NON-IRRIGATED, USD/HA) | 21.0039
2019 | 48299 | CROPLAND (NON-IRRIGATED, USD/HA) | 24.7105
2017 | 48299 | CROPLAND (NON-IRRIGATED, USD/HA) | 15.5676
2016 | 48299 | CROPLAND (NON-IRRIGATED, USD/HA) | 18.5329
2013 | 48299 | CROPLAND (NON-IRRIGATED, USD/HA) | 20.0155
2012 | 48299 | CROPLAND (NON-IRRIGATED, USD/HA) | 21.4981
2011 | 48299 | CROPLAND (NON-IRRIGATED, USD/HA) | 22.2394
2024 | 5083 | CROPLAND (NON-IRRIGATED, USD/HA) | 77.8381
2024 | 8075 | CROPLAND (NON-IRRIGATED, USD/HA) | 80.3091
2024 | 17107 | CROPLAND (NON-IRRIGATED, USD/HA) | 805.5623
2024 | 20109 | CROPLAND (NON-IRRIGATED, USD/HA) | 112.4328
2024 | 21141 | CROPLAND (NON-IRRIGATED, USD/HA) | 602.9362
2024 | 31113 | CROPLAND (NON-IRRIGATED, USD/HA) | 119.8459
2024 | 38047 | CROPLAND (NON-IRRIGATED, USD/HA) | 164.3248
2024 | 39091 | CROPLAND (NON-IRRIGATED, USD/HA) | 526.3337
2024 | 40083 | CROPLAND (NON-IRRIGATED, USD/HA) | 70.4249
2023 | 5083 | CROPLAND (NON-IRRIGATED, USD/HA) | 63.0118
2023 | 8075 | CROPLAND (NON-IRRIGATED, USD/HA) | 72.896
2023 | 17107 | CROPLAND (NON-IRRIGATED, USD/HA) | 832.7438
2023 | 20109 | CROPLAND (NON-IRRIGATED, USD/HA) | 124.788
2023 | 21141 | CROPLAND (NON-IRRIGATED, USD/HA) | 588.1099
2023 | 31113 | CROPLAND (NON-IRRIGATED, USD/HA) | 117.3749
2023 | 38047 | CROPLAND (NON-IRRIGATED, USD/HA) | 172.9735
2023 | 39091 | CROPLAND (NON-IRRIGATED, USD/HA) | 471.9706
2023 | 40083 | CROPLAND (NON-IRRIGATED, USD/HA) | 58.0697
2022 | 5083 | CROPLAND (NON-IRRIGATED, USD/HA) | 98.842
2022 | 8075 | CROPLAND (NON-IRRIGATED, USD/HA) | 90.1933
2022 | 17107 | CROPLAND (NON-IRRIGATED, USD/HA) | 788.2649
2022 | 20109 | CROPLAND (NON-IRRIGATED, USD/HA) | 123.5525
2022 | 21141 | CROPLAND (NON-IRRIGATED, USD/HA) | 555.9863
2022 | 38047 | CROPLAND (NON-IRRIGATED, USD/HA) | 158.1472
2022 | 39091 | CROPLAND (NON-IRRIGATED, USD/HA) | 464.5574
2022 | 40083 | CROPLAND (NON-IRRIGATED, USD/HA) | 72.896
2021 | 5083 | CROPLAND (NON-IRRIGATED, USD/HA) | 40.7723
2021 | 8075 | CROPLAND (NON-IRRIGATED, USD/HA) | 92.6644
2021 | 17107 | CROPLAND (NON-IRRIGATED, USD/HA) | 719.0756
2021 | 20109 | CROPLAND (NON-IRRIGATED, USD/HA) | 108.7262
2021 | 21141 | CROPLAND (NON-IRRIGATED, USD/HA) | 504.0942
2021 | 31113 | CROPLAND (NON-IRRIGATED, USD/HA) | 129.7301
2021 | 38047 | CROPLAND (NON-IRRIGATED, USD/HA) | 149.4985
2021 | 39091 | CROPLAND (NON-IRRIGATED, USD/HA) | 425.0206
2021 | 40083 | CROPLAND (NON-IRRIGATED, USD/HA) | 55.5986
2020 | 5083 | CROPLAND (NON-IRRIGATED, USD/HA) | 37.0658
2020 | 8075 | CROPLAND (NON-IRRIGATED, USD/HA) | 85.2512
2020 | 17107 | CROPLAND (NON-IRRIGATED, USD/HA) | 709.1913
2020 | 20109 | CROPLAND (NON-IRRIGATED, USD/HA) | 103.7841
2020 | 21141 | CROPLAND (NON-IRRIGATED, USD/HA) | 506.5652
2020 | 31113 | CROPLAND (NON-IRRIGATED, USD/HA) | 140.8499
2020 | 38047 | CROPLAND (NON-IRRIGATED, USD/HA) | 151.9696
2020 | 39091 | CROPLAND (NON-IRRIGATED, USD/HA) | 432.4337
2020 | 40083 | CROPLAND (NON-IRRIGATED, USD/HA) | 72.896
2019 | 5083 | CROPLAND (NON-IRRIGATED, USD/HA) | 46.95
2019 | 8075 | CROPLAND (NON-IRRIGATED, USD/HA) | 88.9578
2019 | 17107 | CROPLAND (NON-IRRIGATED, USD/HA) | 706.7203
2019 | 20109 | CROPLAND (NON-IRRIGATED, USD/HA) | 103.7841
2019 | 21141 | CROPLAND (NON-IRRIGATED, USD/HA) | 521.3915
2019 | 38047 | CROPLAND (NON-IRRIGATED, USD/HA) | 148.263
2019 | 40083 | CROPLAND (NON-IRRIGATED, USD/HA) | 63.0118
2017 | 5083 | CROPLAND (NON-IRRIGATED, USD/HA) | 53.1276
2017 | 8075 | CROPLAND (NON-IRRIGATED, USD/HA) | 72.896
2017 | 17107 | CROPLAND (NON-IRRIGATED, USD/HA) | 714.1335
2017 | 20109 | CROPLAND (NON-IRRIGATED, USD/HA) | 107.4907
2017 | 21141 | CROPLAND (NON-IRRIGATED, USD/HA) | 516.4494
2017 | 38047 | CROPLAND (NON-IRRIGATED, USD/HA) | 142.0854
2017 | 39091 | CROPLAND (NON-IRRIGATED, USD/HA) | 412.6653
2017 | 40083 | CROPLAND (NON-IRRIGATED, USD/HA) | 58.0697
2016 | 5083 | CROPLAND (NON-IRRIGATED, USD/HA) | 37.0658
2016 | 8075 | CROPLAND (NON-IRRIGATED, USD/HA) | 75.367
2016 | 17107 | CROPLAND (NON-IRRIGATED, USD/HA) | 724.0177
2016 | 20109 | CROPLAND (NON-IRRIGATED, USD/HA) | 111.1972
2016 | 21141 | CROPLAND (NON-IRRIGATED, USD/HA) | 538.6889
2016 | 38047 | CROPLAND (NON-IRRIGATED, USD/HA) | 144.5564
2016 | 39091 | CROPLAND (NON-IRRIGATED, USD/HA) | 420.0785
2016 | 40083 | CROPLAND (NON-IRRIGATED, USD/HA) | 58.0697
2014 | 5083 | CROPLAND (NON-IRRIGATED, USD/HA) | 51.892
2014 | 8075 | CROPLAND (NON-IRRIGATED, USD/HA) | 74.1315
2014 | 17107 | CROPLAND (NON-IRRIGATED, USD/HA) | 761.0834
2014 | 20109 | CROPLAND (NON-IRRIGATED, USD/HA) | 102.5486
2014 | 21141 | CROPLAND (NON-IRRIGATED, USD/HA) | 551.0441
2014 | 31113 | CROPLAND (NON-IRRIGATED, USD/HA) | 114.9038
2014 | 38047 | CROPLAND (NON-IRRIGATED, USD/HA) | 124.788
2014 | 39091 | CROPLAND (NON-IRRIGATED, USD/HA) | 373.1286
2014 | 40083 | CROPLAND (NON-IRRIGATED, USD/HA) | 81.5447
2013 | 8075 | CROPLAND (NON-IRRIGATED, USD/HA) | 60.5407
2013 | 17107 | CROPLAND (NON-IRRIGATED, USD/HA) | 761.0834
2013 | 20109 | CROPLAND (NON-IRRIGATED, USD/HA) | 96.3709
2013 | 21141 | CROPLAND (NON-IRRIGATED, USD/HA) | 555.9863
2013 | 38047 | CROPLAND (NON-IRRIGATED, USD/HA) | 117.3749
2013 | 39091 | CROPLAND (NON-IRRIGATED, USD/HA) | 373.1286
2013 | 40083 | CROPLAND (NON-IRRIGATED, USD/HA) | 69.1894
2012 | 8075 | CROPLAND (NON-IRRIGATED, USD/HA) | 49.421
2012 | 17107 | CROPLAND (NON-IRRIGATED, USD/HA) | 773.4386
2012 | 20109 | CROPLAND (NON-IRRIGATED, USD/HA) | 97.6065
2012 | 21141 | CROPLAND (NON-IRRIGATED, USD/HA) | 501.6232
2012 | 31113 | CROPLAND (NON-IRRIGATED, USD/HA) | 135.9077
2012 | 38047 | CROPLAND (NON-IRRIGATED, USD/HA) | 118.6104
2012 | 39091 | CROPLAND (NON-IRRIGATED, USD/HA) | 323.7075
2012 | 40083 | CROPLAND (NON-IRRIGATED, USD/HA) | 66.7184
2011 | 5083 | CROPLAND (NON-IRRIGATED, USD/HA) | 35.8302
2011 | 8075 | CROPLAND (NON-IRRIGATED, USD/HA) | 40.7723
2011 | 17107 | CROPLAND (NON-IRRIGATED, USD/HA) | 607.8783
2011 | 20109 | CROPLAND (NON-IRRIGATED, USD/HA) | 88.9578
2011 | 21141 | CROPLAND (NON-IRRIGATED, USD/HA) | 395.368
2011 | 31113 | CROPLAND (NON-IRRIGATED, USD/HA) | 108.7262
2011 | 38047 | CROPLAND (NON-IRRIGATED, USD/HA) | 92.6644
2011 | 39091 | CROPLAND (NON-IRRIGATED, USD/HA) | 279.2287
2011 | 40083 | CROPLAND (NON-IRRIGATED, USD/HA) | 70.4249
2010 | 5083 | CROPLAND (NON-IRRIGATED, USD/HA) | 34.5947
2010 | 8075 | CROPLAND (NON-IRRIGATED, USD/HA) | 76.6025
2010 | 17107 | CROPLAND (NON-IRRIGATED, USD/HA) | 563.3994
2010 | 20109 | CROPLAND (NON-IRRIGATED, USD/HA) | 87.7223
2010 | 21141 | CROPLAND (NON-IRRIGATED, USD/HA) | 407.7233
2010 | 31113 | CROPLAND (NON-IRRIGATED, USD/HA) | 93.8999
2010 | 38047 | CROPLAND (NON-IRRIGATED, USD/HA) | 87.7223
2010 | 39091 | CROPLAND (NON-IRRIGATED, USD/HA) | 264.4024
2010 | 40083 | CROPLAND (NON-IRRIGATED, USD/HA) | 61.7762
2009 | 5083 | CROPLAND (NON-IRRIGATED, USD/HA) | 45.7144
2009 | 17107 | CROPLAND (NON-IRRIGATED, USD/HA) | 573.2836
2009 | 20109 | CROPLAND (NON-IRRIGATED, USD/HA) | 86.4868
2009 | 21141 | CROPLAND (NON-IRRIGATED, USD/HA) | 385.4838
2009 | 31113 | CROPLAND (NON-IRRIGATED, USD/HA) | 96.3709
2009 | 38047 | CROPLAND (NON-IRRIGATED, USD/HA) | 81.5447
2009 | 39091 | CROPLAND (NON-IRRIGATED, USD/HA) | 259.4602
2009 | 40083 | CROPLAND (NON-IRRIGATED, USD/HA) | 64.2473
2008 | 17107 | CROPLAND (NON-IRRIGATED, USD/HA) | 518.9205
2008 | 21141 | CROPLAND (NON-IRRIGATED, USD/HA) | 348.418
2008 | 38047 | CROPLAND (NON-IRRIGATED, USD/HA) | 80.3091
2008 | 39091 | CROPLAND (NON-IRRIGATED, USD/HA) | 266.8734
2008 | 40083 | CROPLAND (NON-IRRIGATED, USD/HA) | 70.4249
2022 | 13183 | CROPLAND (NON-IRRIGATED, USD/HA) | 91.4288
2024 | 5085 | CROPLAND (NON-IRRIGATED, USD/HA) | 109.9617
2023 | 5085 | CROPLAND (NON-IRRIGATED, USD/HA) | 72.896
2022 | 5085 | CROPLAND (NON-IRRIGATED, USD/HA) | 101.3131
2021 | 5085 | CROPLAND (NON-IRRIGATED, USD/HA) | 74.1315
2020 | 5085 | CROPLAND (NON-IRRIGATED, USD/HA) | 75.367
2019 | 5085 | CROPLAND (NON-IRRIGATED, USD/HA) | 74.1315
2017 | 5085 | CROPLAND (NON-IRRIGATED, USD/HA) | 65.4828
2016 | 5085 | CROPLAND (NON-IRRIGATED, USD/HA) | 81.5447
2014 | 5085 | CROPLAND (NON-IRRIGATED, USD/HA) | 49.421
2013 | 5085 | CROPLAND (NON-IRRIGATED, USD/HA) | 58.0697
2012 | 5085 | CROPLAND (NON-IRRIGATED, USD/HA) | 82.7802
2009 | 5085 | CROPLAND (NON-IRRIGATED, USD/HA) | 86.4868
2024 | 39093 | CROPLAND (NON-IRRIGATED, USD/HA) | 326.1786
2023 | 39093 | CROPLAND (NON-IRRIGATED, USD/HA) | 343.476
2022 | 39093 | CROPLAND (NON-IRRIGATED, USD/HA) | 313.8234
2021 | 39093 | CROPLAND (NON-IRRIGATED, USD/HA) | 284.1707
2020 | 39093 | CROPLAND (NON-IRRIGATED, USD/HA) | 274.2865
2019 | 39093 | CROPLAND (NON-IRRIGATED, USD/HA) | 264.4024
2017 | 39093 | CROPLAND (NON-IRRIGATED, USD/HA) | 232.2787
2016 | 39093 | CROPLAND (NON-IRRIGATED, USD/HA) | 233.5142
2014 | 39093 | CROPLAND (NON-IRRIGATED, USD/HA) | 234.7498
2013 | 39093 | CROPLAND (NON-IRRIGATED, USD/HA) | 235.9853
2012 | 39093 | CROPLAND (NON-IRRIGATED, USD/HA) | 195.213
2011 | 39093 | CROPLAND (NON-IRRIGATED, USD/HA) | 192.7419
2010 | 39093 | CROPLAND (NON-IRRIGATED, USD/HA) | 175.4445
2009 | 39093 | CROPLAND (NON-IRRIGATED, USD/HA) | 172.9735
2008 | 39093 | CROPLAND (NON-IRRIGATED, USD/HA) | 174.209
2024 | 6037 | CROPLAND (NON-IRRIGATED, USD/HA) | 207.5682
2024 | 47105 | CROPLAND (NON-IRRIGATED, USD/HA) | 111.1972
2023 | 47105 | CROPLAND (NON-IRRIGATED, USD/HA) | 135.9077
2022 | 47105 | CROPLAND (NON-IRRIGATED, USD/HA) | 101.3131
2021 | 47105 | CROPLAND (NON-IRRIGATED, USD/HA) | 95.1354
2020 | 47105 | CROPLAND (NON-IRRIGATED, USD/HA) | 91.4288
2019 | 47105 | CROPLAND (NON-IRRIGATED, USD/HA) | 103.7841
2017 | 47105 | CROPLAND (NON-IRRIGATED, USD/HA) | 128.4946
2016 | 47105 | CROPLAND (NON-IRRIGATED, USD/HA) | 133.4367
2014 | 47105 | CROPLAND (NON-IRRIGATED, USD/HA) | 113.6683
2013 | 47105 | CROPLAND (NON-IRRIGATED, USD/HA) | 140.8499
2012 | 47105 | CROPLAND (NON-IRRIGATED, USD/HA) | 116.1393
2011 | 47105 | CROPLAND (NON-IRRIGATED, USD/HA) | 96.3709
2010 | 47105 | CROPLAND (NON-IRRIGATED, USD/HA) | 91.4288
2009 | 47105 | CROPLAND (NON-IRRIGATED, USD/HA) | 84.0157
2024 | 51107 | CROPLAND (NON-IRRIGATED, USD/HA) | 105.0196
2023 | 51107 | CROPLAND (NON-IRRIGATED, USD/HA) | 103.7841
2022 | 51107 | CROPLAND (NON-IRRIGATED, USD/HA) | 107.4907
2021 | 51107 | CROPLAND (NON-IRRIGATED, USD/HA) | 85.2512
2020 | 51107 | CROPLAND (NON-IRRIGATED, USD/HA) | 88.9578
2019 | 51107 | CROPLAND (NON-IRRIGATED, USD/HA) | 96.3709
2017 | 51107 | CROPLAND (NON-IRRIGATED, USD/HA) | 121.0815
2016 | 51107 | CROPLAND (NON-IRRIGATED, USD/HA) | 109.9617
2014 | 51107 | CROPLAND (NON-IRRIGATED, USD/HA) | 93.8999
2013 | 51107 | CROPLAND (NON-IRRIGATED, USD/HA) | 79.0736
2012 | 51107 | CROPLAND (NON-IRRIGATED, USD/HA) | 71.6604
2011 | 51107 | CROPLAND (NON-IRRIGATED, USD/HA) | 77.8381
2010 | 51107 | CROPLAND (NON-IRRIGATED, USD/HA) | 66.7184
2009 | 51107 | CROPLAND (NON-IRRIGATED, USD/HA) | 66.7184
2024 | 19115 | CROPLAND (NON-IRRIGATED, USD/HA) | 590.581
2024 | 51109 | CROPLAND (NON-IRRIGATED, USD/HA) | 118.6104
2023 | 19115 | CROPLAND (NON-IRRIGATED, USD/HA) | 600.4651
2023 | 51109 | CROPLAND (NON-IRRIGATED, USD/HA) | 113.6683
2022 | 19115 | CROPLAND (NON-IRRIGATED, USD/HA) | 565.8705
2022 | 51109 | CROPLAND (NON-IRRIGATED, USD/HA) | 107.4907
2021 | 19115 | CROPLAND (NON-IRRIGATED, USD/HA) | 509.0363
2021 | 51109 | CROPLAND (NON-IRRIGATED, USD/HA) | 109.9617
2020 | 19115 | CROPLAND (NON-IRRIGATED, USD/HA) | 538.6889
2020 | 51109 | CROPLAND (NON-IRRIGATED, USD/HA) | 93.8999
2019 | 19115 | CROPLAND (NON-IRRIGATED, USD/HA) | 541.1599
2019 | 51109 | CROPLAND (NON-IRRIGATED, USD/HA) | 87.7223
2017 | 19115 | CROPLAND (NON-IRRIGATED, USD/HA) | 523.8626
2017 | 51109 | CROPLAND (NON-IRRIGATED, USD/HA) | 79.0736
2016 | 19115 | CROPLAND (NON-IRRIGATED, USD/HA) | 555.9863
2016 | 51109 | CROPLAND (NON-IRRIGATED, USD/HA) | 65.4828
2014 | 19115 | CROPLAND (NON-IRRIGATED, USD/HA) | 546.102
2014 | 51109 | CROPLAND (NON-IRRIGATED, USD/HA) | 64.2473
2013 | 19115 | CROPLAND (NON-IRRIGATED, USD/HA) | 528.8047
2013 | 51109 | CROPLAND (NON-IRRIGATED, USD/HA) | 53.1276
2012 | 19115 | CROPLAND (NON-IRRIGATED, USD/HA) | 504.0942
2012 | 51109 | CROPLAND (NON-IRRIGATED, USD/HA) | 45.7144
2011 | 19115 | CROPLAND (NON-IRRIGATED, USD/HA) | 491.7389
2011 | 51109 | CROPLAND (NON-IRRIGATED, USD/HA) | 51.892
2010 | 19115 | CROPLAND (NON-IRRIGATED, USD/HA) | 392.897
2010 | 51109 | CROPLAND (NON-IRRIGATED, USD/HA) | 60.5407
2009 | 19115 | CROPLAND (NON-IRRIGATED, USD/HA) | 405.2522
2009 | 51109 | CROPLAND (NON-IRRIGATED, USD/HA) | 53.1276
2008 | 19115 | CROPLAND (NON-IRRIGATED, USD/HA) | 400.3101
2008 | 51109 | CROPLAND (NON-IRRIGATED, USD/HA) | 59.3052
2024 | 31115 | CROPLAND (NON-IRRIGATED, USD/HA) | 185.3287
2019 | 31115 | CROPLAND (NON-IRRIGATED, USD/HA) | 148.263
2017 | 31115 | CROPLAND (NON-IRRIGATED, USD/HA) | 138.3788
2014 | 31115 | CROPLAND (NON-IRRIGATED, USD/HA) | 112.4328
2009 | 31115 | CROPLAND (NON-IRRIGATED, USD/HA) | 64.2473
2024 | 40085 | CROPLAND (NON-IRRIGATED, USD/HA) | 65.4828
2023 | 40085 | CROPLAND (NON-IRRIGATED, USD/HA) | 40.7723
2022 | 40085 | CROPLAND (NON-IRRIGATED, USD/HA) | 51.892
2021 | 40085 | CROPLAND (NON-IRRIGATED, USD/HA) | 54.3631
2020 | 40085 | CROPLAND (NON-IRRIGATED, USD/HA) | 53.1276
2019 | 40085 | CROPLAND (NON-IRRIGATED, USD/HA) | 48.1855
2017 | 40085 | CROPLAND (NON-IRRIGATED, USD/HA) | 49.421
2016 | 40085 | CROPLAND (NON-IRRIGATED, USD/HA) | 45.7144
2014 | 40085 | CROPLAND (NON-IRRIGATED, USD/HA) | 54.3631
2013 | 40085 | CROPLAND (NON-IRRIGATED, USD/HA) | 50.6565
2012 | 40085 | CROPLAND (NON-IRRIGATED, USD/HA) | 44.4789
2011 | 40085 | CROPLAND (NON-IRRIGATED, USD/HA) | 42.0078
2010 | 40085 | CROPLAND (NON-IRRIGATED, USD/HA) | 42.0078
2009 | 40085 | CROPLAND (NON-IRRIGATED, USD/HA) | 35.8302
2024 | 13185 | CROPLAND (NON-IRRIGATED, USD/HA) | 218.6879
2024 | 28087 | CROPLAND (NON-IRRIGATED, USD/HA) | 138.3788
2023 | 1085 | CROPLAND (NON-IRRIGATED, USD/HA) | 50.6565
2023 | 13185 | CROPLAND (NON-IRRIGATED, USD/HA) | 203.8616
2023 | 28087 | CROPLAND (NON-IRRIGATED, USD/HA) | 149.4985
2022 | 1085 | CROPLAND (NON-IRRIGATED, USD/HA) | 95.1354
2022 | 13185 | CROPLAND (NON-IRRIGATED, USD/HA) | 208.8037
2022 | 28087 | CROPLAND (NON-IRRIGATED, USD/HA) | 130.9657
2021 | 1085 | CROPLAND (NON-IRRIGATED, USD/HA) | 44.4789
2021 | 13185 | CROPLAND (NON-IRRIGATED, USD/HA) | 201.3906
2021 | 28087 | CROPLAND (NON-IRRIGATED, USD/HA) | 132.2012
2020 | 13185 | CROPLAND (NON-IRRIGATED, USD/HA) | 202.6261
2020 | 28087 | CROPLAND (NON-IRRIGATED, USD/HA) | 112.4328
2019 | 1085 | CROPLAND (NON-IRRIGATED, USD/HA) | 88.9578
2019 | 13185 | CROPLAND (NON-IRRIGATED, USD/HA) | 214.9813
2019 | 28087 | CROPLAND (NON-IRRIGATED, USD/HA) | 113.6683
2017 | 1085 | CROPLAND (NON-IRRIGATED, USD/HA) | 66.7184
2017 | 13185 | CROPLAND (NON-IRRIGATED, USD/HA) | 182.8577
2017 | 28087 | CROPLAND (NON-IRRIGATED, USD/HA) | 113.6683
2016 | 1085 | CROPLAND (NON-IRRIGATED, USD/HA) | 53.1276
2016 | 28087 | CROPLAND (NON-IRRIGATED, USD/HA) | 121.0815
2014 | 1085 | CROPLAND (NON-IRRIGATED, USD/HA) | 59.3052
2014 | 13185 | CROPLAND (NON-IRRIGATED, USD/HA) | 171.738
2014 | 28087 | CROPLAND (NON-IRRIGATED, USD/HA) | 106.2552
2013 | 13185 | CROPLAND (NON-IRRIGATED, USD/HA) | 171.738
2013 | 28087 | CROPLAND (NON-IRRIGATED, USD/HA) | 81.5447
2012 | 1085 | CROPLAND (NON-IRRIGATED, USD/HA) | 72.896
2012 | 13185 | CROPLAND (NON-IRRIGATED, USD/HA) | 171.738
2012 | 28087 | CROPLAND (NON-IRRIGATED, USD/HA) | 103.7841
2011 | 1085 | CROPLAND (NON-IRRIGATED, USD/HA) | 64.2473
2011 | 13185 | CROPLAND (NON-IRRIGATED, USD/HA) | 165.5603
2011 | 28087 | CROPLAND (NON-IRRIGATED, USD/HA) | 105.0196
2010 | 1085 | CROPLAND (NON-IRRIGATED, USD/HA) | 49.421
2010 | 13185 | CROPLAND (NON-IRRIGATED, USD/HA) | 130.9657
2010 | 28087 | CROPLAND (NON-IRRIGATED, USD/HA) | 90.1933
2009 | 1085 | CROPLAND (NON-IRRIGATED, USD/HA) | 37.0658
2009 | 13185 | CROPLAND (NON-IRRIGATED, USD/HA) | 123.5525
2009 | 28087 | CROPLAND (NON-IRRIGATED, USD/HA) | 77.8381
2024 | 48303 | CROPLAND (NON-IRRIGATED, USD/HA) | 88.9578
2023 | 48303 | CROPLAND (NON-IRRIGATED, USD/HA) | 91.4288
2022 | 48303 | CROPLAND (NON-IRRIGATED, USD/HA) | 95.1354
2021 | 48303 | CROPLAND (NON-IRRIGATED, USD/HA) | 72.896
2020 | 48303 | CROPLAND (NON-IRRIGATED, USD/HA) | 82.7802
2019 | 48303 | CROPLAND (NON-IRRIGATED, USD/HA) | 69.1894
2017 | 48303 | CROPLAND (NON-IRRIGATED, USD/HA) | 69.1894
2016 | 48303 | CROPLAND (NON-IRRIGATED, USD/HA) | 71.6604
2014 | 48303 | CROPLAND (NON-IRRIGATED, USD/HA) | 84.0157
2013 | 48303 | CROPLAND (NON-IRRIGATED, USD/HA) | 74.1315
2012 | 48303 | CROPLAND (NON-IRRIGATED, USD/HA) | 72.896
2011 | 48303 | CROPLAND (NON-IRRIGATED, USD/HA) | 76.6025
2010 | 48303 | CROPLAND (NON-IRRIGATED, USD/HA) | 66.7184
2009 | 48303 | CROPLAND (NON-IRRIGATED, USD/HA) | 59.3052
2024 | 19117 | CROPLAND (NON-IRRIGATED, USD/HA) | 392.897
2024 | 39095 | CROPLAND (NON-IRRIGATED, USD/HA) | 432.4337
2023 | 19117 | CROPLAND (NON-IRRIGATED, USD/HA) | 402.7811
2023 | 39095 | CROPLAND (NON-IRRIGATED, USD/HA) | 415.1364
2022 | 19117 | CROPLAND (NON-IRRIGATED, USD/HA) | 417.6074
2022 | 39095 | CROPLAND (NON-IRRIGATED, USD/HA) | 425.0206
2021 | 19117 | CROPLAND (NON-IRRIGATED, USD/HA) | 365.7154
2021 | 39095 | CROPLAND (NON-IRRIGATED, USD/HA) | 385.4838
2020 | 19117 | CROPLAND (NON-IRRIGATED, USD/HA) | 333.5917
2020 | 39095 | CROPLAND (NON-IRRIGATED, USD/HA) | 375.5996
2019 | 19117 | CROPLAND (NON-IRRIGATED, USD/HA) | 355.8312
2019 | 39095 | CROPLAND (NON-IRRIGATED, USD/HA) | 358.3023
2017 | 19117 | CROPLAND (NON-IRRIGATED, USD/HA) | 355.8312
2017 | 39095 | CROPLAND (NON-IRRIGATED, USD/HA) | 350.8891
2016 | 19117 | CROPLAND (NON-IRRIGATED, USD/HA) | 370.6575
2016 | 39095 | CROPLAND (NON-IRRIGATED, USD/HA) | 341.0049
2014 | 19117 | CROPLAND (NON-IRRIGATED, USD/HA) | 464.5574
2014 | 39095 | CROPLAND (NON-IRRIGATED, USD/HA) | 311.3523
2013 | 19117 | CROPLAND (NON-IRRIGATED, USD/HA) | 467.0285
2013 | 39095 | CROPLAND (NON-IRRIGATED, USD/HA) | 306.4102
2012 | 19117 | CROPLAND (NON-IRRIGATED, USD/HA) | 360.7733
2012 | 39095 | CROPLAND (NON-IRRIGATED, USD/HA) | 306.4102
2011 | 19117 | CROPLAND (NON-IRRIGATED, USD/HA) | 363.2443
2011 | 39095 | CROPLAND (NON-IRRIGATED, USD/HA) | 271.8155
2010 | 19117 | CROPLAND (NON-IRRIGATED, USD/HA) | 345.947
2010 | 39095 | CROPLAND (NON-IRRIGATED, USD/HA) | 274.2865
2009 | 19117 | CROPLAND (NON-IRRIGATED, USD/HA) | 348.418
2009 | 39095 | CROPLAND (NON-IRRIGATED, USD/HA) | 276.7576
2008 | 19117 | CROPLAND (NON-IRRIGATED, USD/HA) | 284.1707
2008 | 39095 | CROPLAND (NON-IRRIGATED, USD/HA) | 286.6418
2024 | 13187 | CROPLAND (NON-IRRIGATED, USD/HA) | 65.4828
2023 | 13187 | CROPLAND (NON-IRRIGATED, USD/HA) | 61.7762
2022 | 13187 | CROPLAND (NON-IRRIGATED, USD/HA) | 64.2473
2021 | 13187 | CROPLAND (NON-IRRIGATED, USD/HA) | 69.1894
2024 | 51111 | CROPLAND (NON-IRRIGATED, USD/HA) | 86.4868
2022 | 51111 | CROPLAND (NON-IRRIGATED, USD/HA) | 75.367
2021 | 51111 | CROPLAND (NON-IRRIGATED, USD/HA) | 76.6025
2020 | 51111 | CROPLAND (NON-IRRIGATED, USD/HA) | 81.5447
2019 | 51111 | CROPLAND (NON-IRRIGATED, USD/HA) | 106.2552
2017 | 51111 | CROPLAND (NON-IRRIGATED, USD/HA) | 81.5447
2016 | 51111 | CROPLAND (NON-IRRIGATED, USD/HA) | 79.0736
2014 | 51111 | CROPLAND (NON-IRRIGATED, USD/HA) | 69.1894
2013 | 51111 | CROPLAND (NON-IRRIGATED, USD/HA) | 61.7762
2012 | 51111 | CROPLAND (NON-IRRIGATED, USD/HA) | 56.8342
2011 | 51111 | CROPLAND (NON-IRRIGATED, USD/HA) | 50.6565
2009 | 51111 | CROPLAND (NON-IRRIGATED, USD/HA) | 44.4789
2024 | 42079 | CROPLAND (NON-IRRIGATED, USD/HA) | 149.4985
2023 | 42079 | CROPLAND (NON-IRRIGATED, USD/HA) | 164.3248
2022 | 42079 | CROPLAND (NON-IRRIGATED, USD/HA) | 121.0815
2021 | 42079 | CROPLAND (NON-IRRIGATED, USD/HA) | 95.1354
2020 | 42079 | CROPLAND (NON-IRRIGATED, USD/HA) | 130.9657
2019 | 42079 | CROPLAND (NON-IRRIGATED, USD/HA) | 103.7841
2017 | 42079 | CROPLAND (NON-IRRIGATED, USD/HA) | 98.842
2016 | 42079 | CROPLAND (NON-IRRIGATED, USD/HA) | 92.6644
2014 | 42079 | CROPLAND (NON-IRRIGATED, USD/HA) | 109.9617
2010 | 42079 | CROPLAND (NON-IRRIGATED, USD/HA) | 91.4288
2009 | 42079 | CROPLAND (NON-IRRIGATED, USD/HA) | 85.2512
2024 | 42081 | CROPLAND (NON-IRRIGATED, USD/HA) | 156.9117
2023 | 42081 | CROPLAND (NON-IRRIGATED, USD/HA) | 190.2708
2022 | 42081 | CROPLAND (NON-IRRIGATED, USD/HA) | 127.2591
2021 | 42081 | CROPLAND (NON-IRRIGATED, USD/HA) | 95.1354
2017 | 42081 | CROPLAND (NON-IRRIGATED, USD/HA) | 132.2012
2016 | 42081 | CROPLAND (NON-IRRIGATED, USD/HA) | 93.8999
2014 | 42081 | CROPLAND (NON-IRRIGATED, USD/HA) | 97.6065
2013 | 42081 | CROPLAND (NON-IRRIGATED, USD/HA) | 112.4328
2012 | 42081 | CROPLAND (NON-IRRIGATED, USD/HA) | 102.5486
2011 | 42081 | CROPLAND (NON-IRRIGATED, USD/HA) | 103.7841
2009 | 42081 | CROPLAND (NON-IRRIGATED, USD/HA) | 113.6683
2008 | 42081 | CROPLAND (NON-IRRIGATED, USD/HA) | 45.7144
2024 | 46085 | CROPLAND (NON-IRRIGATED, USD/HA) | 217.4524
2022 | 46085 | CROPLAND (NON-IRRIGATED, USD/HA) | 171.738
2021 | 46085 | CROPLAND (NON-IRRIGATED, USD/HA) | 168.0314
2020 | 46085 | CROPLAND (NON-IRRIGATED, USD/HA) | 179.1511
2019 | 46085 | CROPLAND (NON-IRRIGATED, USD/HA) | 171.738
2017 | 46085 | CROPLAND (NON-IRRIGATED, USD/HA) | 182.8577
2016 | 46085 | CROPLAND (NON-IRRIGATED, USD/HA) | 175.4445
2014 | 46085 | CROPLAND (NON-IRRIGATED, USD/HA) | 143.3209
2013 | 46085 | CROPLAND (NON-IRRIGATED, USD/HA) | 132.2012
2012 | 46085 | CROPLAND (NON-IRRIGATED, USD/HA) | 129.7301
2011 | 46085 | CROPLAND (NON-IRRIGATED, USD/HA) | 92.6644
2010 | 46085 | CROPLAND (NON-IRRIGATED, USD/HA) | 84.0157
2009 | 46085 | CROPLAND (NON-IRRIGATED, USD/HA) | 85.2512
2008 | 46085 | CROPLAND (NON-IRRIGATED, USD/HA) | 66.7184
2024 | 48305 | CROPLAND (NON-IRRIGATED, USD/HA) | 116.1393
2023 | 48305 | CROPLAND (NON-IRRIGATED, USD/HA) | 123.5525
2022 | 48305 | CROPLAND (NON-IRRIGATED, USD/HA) | 113.6683
2021 | 48305 | CROPLAND (NON-IRRIGATED, USD/HA) | 111.1972
2020 | 48305 | CROPLAND (NON-IRRIGATED, USD/HA) | 123.5525
2017 | 48305 | CROPLAND (NON-IRRIGATED, USD/HA) | 107.4907
2014 | 48305 | CROPLAND (NON-IRRIGATED, USD/HA) | 100.0775
2013 | 48305 | CROPLAND (NON-IRRIGATED, USD/HA) | 92.6644
2012 | 48305 | CROPLAND (NON-IRRIGATED, USD/HA) | 98.842
2011 | 48305 | CROPLAND (NON-IRRIGATED, USD/HA) | 97.6065
2010 | 48305 | CROPLAND (NON-IRRIGATED, USD/HA) | 91.4288
2009 | 48305 | CROPLAND (NON-IRRIGATED, USD/HA) | 86.4868
2024 | 19119 | CROPLAND (NON-IRRIGATED, USD/HA) | 728.9597
2024 | 20111 | CROPLAND (NON-IRRIGATED, USD/HA) | 184.0932
2024 | 27083 | CROPLAND (NON-IRRIGATED, USD/HA) | 553.5152
2023 | 19119 | CROPLAND (NON-IRRIGATED, USD/HA) | 709.1913
2023 | 20111 | CROPLAND (NON-IRRIGATED, USD/HA) | 191.5064
2023 | 21143 | CROPLAND (NON-IRRIGATED, USD/HA) | 333.5917
2023 | 27083 | CROPLAND (NON-IRRIGATED, USD/HA) | 551.0441
2022 | 19119 | CROPLAND (NON-IRRIGATED, USD/HA) | 664.7124
2022 | 20111 | CROPLAND (NON-IRRIGATED, USD/HA) | 166.7959
2022 | 21143 | CROPLAND (NON-IRRIGATED, USD/HA) | 326.1786
2022 | 27083 | CROPLAND (NON-IRRIGATED, USD/HA) | 573.2836
2021 | 19119 | CROPLAND (NON-IRRIGATED, USD/HA) | 632.5888
2021 | 20111 | CROPLAND (NON-IRRIGATED, USD/HA) | 155.6762
2021 | 21143 | CROPLAND (NON-IRRIGATED, USD/HA) | 284.1707
2021 | 27083 | CROPLAND (NON-IRRIGATED, USD/HA) | 481.8547
2020 | 19119 | CROPLAND (NON-IRRIGATED, USD/HA) | 632.5888
2020 | 20111 | CROPLAND (NON-IRRIGATED, USD/HA) | 149.4985
2020 | 21143 | CROPLAND (NON-IRRIGATED, USD/HA) | 271.8155
2020 | 27083 | CROPLAND (NON-IRRIGATED, USD/HA) | 484.3258
2019 | 19119 | CROPLAND (NON-IRRIGATED, USD/HA) | 642.473
2019 | 20111 | CROPLAND (NON-IRRIGATED, USD/HA) | 117.3749
2019 | 27083 | CROPLAND (NON-IRRIGATED, USD/HA) | 474.4416
2017 | 19119 | CROPLAND (NON-IRRIGATED, USD/HA) | 570.8125
2017 | 27083 | CROPLAND (NON-IRRIGATED, USD/HA) | 452.2022
2016 | 19119 | CROPLAND (NON-IRRIGATED, USD/HA) | 610.3493
2016 | 20111 | CROPLAND (NON-IRRIGATED, USD/HA) | 132.2012
2016 | 21143 | CROPLAND (NON-IRRIGATED, USD/HA) | 212.5103
2016 | 27083 | CROPLAND (NON-IRRIGATED, USD/HA) | 486.7969
2014 | 19119 | CROPLAND (NON-IRRIGATED, USD/HA) | 654.8283
2014 | 20111 | CROPLAND (NON-IRRIGATED, USD/HA) | 147.0275
2014 | 21143 | CROPLAND (NON-IRRIGATED, USD/HA) | 205.0971
2014 | 27083 | CROPLAND (NON-IRRIGATED, USD/HA) | 560.9284
2013 | 19119 | CROPLAND (NON-IRRIGATED, USD/HA) | 590.581
2013 | 20111 | CROPLAND (NON-IRRIGATED, USD/HA) | 98.842
2013 | 21143 | CROPLAND (NON-IRRIGATED, USD/HA) | 217.4524
2013 | 27083 | CROPLAND (NON-IRRIGATED, USD/HA) | 518.9205
2012 | 19119 | CROPLAND (NON-IRRIGATED, USD/HA) | 575.7546
2012 | 20111 | CROPLAND (NON-IRRIGATED, USD/HA) | 147.0275
2012 | 21143 | CROPLAND (NON-IRRIGATED, USD/HA) | 227.3366
2012 | 27083 | CROPLAND (NON-IRRIGATED, USD/HA) | 429.9627
2011 | 19119 | CROPLAND (NON-IRRIGATED, USD/HA) | 462.0863
2011 | 20111 | CROPLAND (NON-IRRIGATED, USD/HA) | 107.4907
2011 | 27083 | CROPLAND (NON-IRRIGATED, USD/HA) | 360.7733
2010 | 19119 | CROPLAND (NON-IRRIGATED, USD/HA) | 420.0785
2010 | 20111 | CROPLAND (NON-IRRIGATED, USD/HA) | 107.4907
2010 | 21143 | CROPLAND (NON-IRRIGATED, USD/HA) | 187.7998
2010 | 27083 | CROPLAND (NON-IRRIGATED, USD/HA) | 360.7733
2009 | 19119 | CROPLAND (NON-IRRIGATED, USD/HA) | 425.0206
2009 | 20111 | CROPLAND (NON-IRRIGATED, USD/HA) | 112.4328
2009 | 27083 | CROPLAND (NON-IRRIGATED, USD/HA) | 326.1786
2008 | 19119 | CROPLAND (NON-IRRIGATED, USD/HA) | 439.8469
2008 | 20111 | CROPLAND (NON-IRRIGATED, USD/HA) | 122.317
2008 | 27083 | CROPLAND (NON-IRRIGATED, USD/HA) | 298.9971
2024 | 26097 | CROPLAND (NON-IRRIGATED, USD/HA) | 29.6526
2023 | 26097 | CROPLAND (NON-IRRIGATED, USD/HA) | 74.1315
2024 | 26099 | CROPLAND (NON-IRRIGATED, USD/HA) | 208.8037
2023 | 26099 | CROPLAND (NON-IRRIGATED, USD/HA) | 227.3366
2022 | 26099 | CROPLAND (NON-IRRIGATED, USD/HA) | 227.3366
2021 | 26099 | CROPLAND (NON-IRRIGATED, USD/HA) | 196.4485
2020 | 26099 | CROPLAND (NON-IRRIGATED, USD/HA) | 182.8577
2019 | 26099 | CROPLAND (NON-IRRIGATED, USD/HA) | 185.3287
2017 | 26099 | CROPLAND (NON-IRRIGATED, USD/HA) | 185.3287
2016 | 26099 | CROPLAND (NON-IRRIGATED, USD/HA) | 168.0314
2014 | 26099 | CROPLAND (NON-IRRIGATED, USD/HA) | 170.5025
2013 | 26099 | CROPLAND (NON-IRRIGATED, USD/HA) | 160.6182
2012 | 26099 | CROPLAND (NON-IRRIGATED, USD/HA) | 160.6182
2011 | 26099 | CROPLAND (NON-IRRIGATED, USD/HA) | 135.9077
2010 | 26099 | CROPLAND (NON-IRRIGATED, USD/HA) | 135.9077
2009 | 26099 | CROPLAND (NON-IRRIGATED, USD/HA) | 126.0236
2008 | 26099 | CROPLAND (NON-IRRIGATED, USD/HA) | 119.8459
2024 | 1087 | CROPLAND (NON-IRRIGATED, USD/HA) | 106.2552
2024 | 13193 | CROPLAND (NON-IRRIGATED, USD/HA) | 245.8695
2024 | 17115 | CROPLAND (NON-IRRIGATED, USD/HA) | 869.8096
2024 | 29121 | CROPLAND (NON-IRRIGATED, USD/HA) | 259.4602
2024 | 37113 | CROPLAND (NON-IRRIGATED, USD/HA) | 165.5603
2024 | 47111 | CROPLAND (NON-IRRIGATED, USD/HA) | 375.5996
2023 | 1087 | CROPLAND (NON-IRRIGATED, USD/HA) | 119.8459
2023 | 13193 | CROPLAND (NON-IRRIGATED, USD/HA) | 174.209
2023 | 17115 | CROPLAND (NON-IRRIGATED, USD/HA) | 837.6859
2023 | 29121 | CROPLAND (NON-IRRIGATED, USD/HA) | 350.8891
2023 | 37113 | CROPLAND (NON-IRRIGATED, USD/HA) | 130.9657
2023 | 47111 | CROPLAND (NON-IRRIGATED, USD/HA) | 397.839
2022 | 1087 | CROPLAND (NON-IRRIGATED, USD/HA) | 114.9038
2022 | 13193 | CROPLAND (NON-IRRIGATED, USD/HA) | 159.3827
2022 | 17115 | CROPLAND (NON-IRRIGATED, USD/HA) | 768.4965
2022 | 29121 | CROPLAND (NON-IRRIGATED, USD/HA) | 294.055
2022 | 47111 | CROPLAND (NON-IRRIGATED, USD/HA) | 348.418
2021 | 1087 | CROPLAND (NON-IRRIGATED, USD/HA) | 116.1393
2021 | 13193 | CROPLAND (NON-IRRIGATED, USD/HA) | 118.6104
2021 | 17115 | CROPLAND (NON-IRRIGATED, USD/HA) | 768.4965
2021 | 29121 | CROPLAND (NON-IRRIGATED, USD/HA) | 341.0049
2021 | 37113 | CROPLAND (NON-IRRIGATED, USD/HA) | 124.788
2021 | 47111 | CROPLAND (NON-IRRIGATED, USD/HA) | 313.8234
2020 | 1087 | CROPLAND (NON-IRRIGATED, USD/HA) | 123.5525
2020 | 13193 | CROPLAND (NON-IRRIGATED, USD/HA) | 138.3788
2020 | 17115 | CROPLAND (NON-IRRIGATED, USD/HA) | 726.4887
2020 | 29121 | CROPLAND (NON-IRRIGATED, USD/HA) | 271.8155
2020 | 47111 | CROPLAND (NON-IRRIGATED, USD/HA) | 306.4102
2019 | 1087 | CROPLAND (NON-IRRIGATED, USD/HA) | 113.6683
2019 | 13193 | CROPLAND (NON-IRRIGATED, USD/HA) | 148.263
2019 | 17115 | CROPLAND (NON-IRRIGATED, USD/HA) | 731.4308
2019 | 29121 | CROPLAND (NON-IRRIGATED, USD/HA) | 279.2287
2019 | 47111 | CROPLAND (NON-IRRIGATED, USD/HA) | 247.105
2017 | 1087 | CROPLAND (NON-IRRIGATED, USD/HA) | 77.8381
2017 | 13193 | CROPLAND (NON-IRRIGATED, USD/HA) | 119.8459
2017 | 17115 | CROPLAND (NON-IRRIGATED, USD/HA) | 696.8361
2017 | 29121 | CROPLAND (NON-IRRIGATED, USD/HA) | 276.7576
2017 | 47111 | CROPLAND (NON-IRRIGATED, USD/HA) | 247.105
2016 | 1087 | CROPLAND (NON-IRRIGATED, USD/HA) | 88.9578
2016 | 13193 | CROPLAND (NON-IRRIGATED, USD/HA) | 108.7262
2016 | 17115 | CROPLAND (NON-IRRIGATED, USD/HA) | 674.5966
2016 | 29121 | CROPLAND (NON-IRRIGATED, USD/HA) | 311.3523
2016 | 47111 | CROPLAND (NON-IRRIGATED, USD/HA) | 321.2365
2014 | 1087 | CROPLAND (NON-IRRIGATED, USD/HA) | 90.1933
2014 | 13193 | CROPLAND (NON-IRRIGATED, USD/HA) | 139.6143
2014 | 29121 | CROPLAND (NON-IRRIGATED, USD/HA) | 274.2865
2014 | 47111 | CROPLAND (NON-IRRIGATED, USD/HA) | 432.4337
2013 | 1087 | CROPLAND (NON-IRRIGATED, USD/HA) | 90.1933
2013 | 13193 | CROPLAND (NON-IRRIGATED, USD/HA) | 123.5525
2013 | 17115 | CROPLAND (NON-IRRIGATED, USD/HA) | 763.5544
2013 | 29121 | CROPLAND (NON-IRRIGATED, USD/HA) | 252.0471
2013 | 47111 | CROPLAND (NON-IRRIGATED, USD/HA) | 407.7233
2012 | 1087 | CROPLAND (NON-IRRIGATED, USD/HA) | 77.8381
2012 | 13193 | CROPLAND (NON-IRRIGATED, USD/HA) | 105.0196
2012 | 17115 | CROPLAND (NON-IRRIGATED, USD/HA) | 780.8518
2012 | 29121 | CROPLAND (NON-IRRIGATED, USD/HA) | 254.5181
2012 | 47111 | CROPLAND (NON-IRRIGATED, USD/HA) | 311.3523
2011 | 1087 | CROPLAND (NON-IRRIGATED, USD/HA) | 80.3091
2011 | 13193 | CROPLAND (NON-IRRIGATED, USD/HA) | 90.1933
2011 | 17115 | CROPLAND (NON-IRRIGATED, USD/HA) | 642.473
2011 | 29121 | CROPLAND (NON-IRRIGATED, USD/HA) | 271.8155
2011 | 47111 | CROPLAND (NON-IRRIGATED, USD/HA) | 187.7998
2010 | 1087 | CROPLAND (NON-IRRIGATED, USD/HA) | 81.5447
2010 | 13193 | CROPLAND (NON-IRRIGATED, USD/HA) | 98.842
2010 | 17115 | CROPLAND (NON-IRRIGATED, USD/HA) | 597.9941
2010 | 29121 | CROPLAND (NON-IRRIGATED, USD/HA) | 240.9274
2010 | 47111 | CROPLAND (NON-IRRIGATED, USD/HA) | 163.0893
2009 | 1087 | CROPLAND (NON-IRRIGATED, USD/HA) | 86.4868
2009 | 13193 | CROPLAND (NON-IRRIGATED, USD/HA) | 102.5486
2009 | 17115 | CROPLAND (NON-IRRIGATED, USD/HA) | 585.6389
2009 | 29121 | CROPLAND (NON-IRRIGATED, USD/HA) | 234.7498
2009 | 47111 | CROPLAND (NON-IRRIGATED, USD/HA) | 160.6182
2008 | 17115 | CROPLAND (NON-IRRIGATED, USD/HA) | 521.3915
2008 | 29121 | CROPLAND (NON-IRRIGATED, USD/HA) | 213.7458
2023 | 17117 | CROPLAND (NON-IRRIGATED, USD/HA) | 726.4887
2022 | 17117 | CROPLAND (NON-IRRIGATED, USD/HA) | 654.8283
2021 | 17117 | CROPLAND (NON-IRRIGATED, USD/HA) | 644.944
2020 | 17117 | CROPLAND (NON-IRRIGATED, USD/HA) | 605.4072
2019 | 17117 | CROPLAND (NON-IRRIGATED, USD/HA) | 607.8783
2017 | 17117 | CROPLAND (NON-IRRIGATED, USD/HA) | 558.4573
2016 | 17117 | CROPLAND (NON-IRRIGATED, USD/HA) | 563.3994
2014 | 17117 | CROPLAND (NON-IRRIGATED, USD/HA) | 568.3415
2013 | 17117 | CROPLAND (NON-IRRIGATED, USD/HA) | 568.3415
2012 | 17117 | CROPLAND (NON-IRRIGATED, USD/HA) | 484.3258
2011 | 17117 | CROPLAND (NON-IRRIGATED, USD/HA) | 486.7969
2010 | 17117 | CROPLAND (NON-IRRIGATED, USD/HA) | 489.2679
2009 | 17117 | CROPLAND (NON-IRRIGATED, USD/HA) | 439.8469
2008 | 17117 | CROPLAND (NON-IRRIGATED, USD/HA) | 504.0942
2023 | 6039 | CROPLAND (NON-IRRIGATED, USD/HA) | 70.4249
2016 | 6039 | CROPLAND (NON-IRRIGATED, USD/HA) | 76.6025
2014 | 6039 | CROPLAND (NON-IRRIGATED, USD/HA) | 53.1276
2013 | 6039 | CROPLAND (NON-IRRIGATED, USD/HA) | 61.7762
2012 | 6039 | CROPLAND (NON-IRRIGATED, USD/HA) | 80.3091
2010 | 6039 | CROPLAND (NON-IRRIGATED, USD/HA) | 127.2591
2024 | 1089 | CROPLAND (NON-IRRIGATED, USD/HA) | 249.5761
2024 | 5087 | CROPLAND (NON-IRRIGATED, USD/HA) | 144.5564
2024 | 12079 | CROPLAND (NON-IRRIGATED, USD/HA) | 92.6644
2024 | 13195 | CROPLAND (NON-IRRIGATED, USD/HA) | 88.9578
2024 | 16065 | CROPLAND (NON-IRRIGATED, USD/HA) | 118.6104
2024 | 18095 | CROPLAND (NON-IRRIGATED, USD/HA) | 565.8705
2024 | 19121 | CROPLAND (NON-IRRIGATED, USD/HA) | 533.7468
2024 | 21151 | CROPLAND (NON-IRRIGATED, USD/HA) | 90.1933
2024 | 22065 | CROPLAND (NON-IRRIGATED, USD/HA) | 323.7075
2024 | 28089 | CROPLAND (NON-IRRIGATED, USD/HA) | 196.4485
2024 | 29123 | CROPLAND (NON-IRRIGATED, USD/HA) | 64.2473
2024 | 31119 | CROPLAND (NON-IRRIGATED, USD/HA) | 518.9205
2024 | 36053 | CROPLAND (NON-IRRIGATED, USD/HA) | 134.6722
2024 | 37115 | CROPLAND (NON-IRRIGATED, USD/HA) | 174.209
2024 | 39097 | CROPLAND (NON-IRRIGATED, USD/HA) | 583.1678
2024 | 47113 | CROPLAND (NON-IRRIGATED, USD/HA) | 318.7654
2024 | 51113 | CROPLAND (NON-IRRIGATED, USD/HA) | 114.9038
2023 | 1089 | CROPLAND (NON-IRRIGATED, USD/HA) | 226.1011
2023 | 5087 | CROPLAND (NON-IRRIGATED, USD/HA) | 102.5486
2023 | 12079 | CROPLAND (NON-IRRIGATED, USD/HA) | 67.9539
2023 | 13195 | CROPLAND (NON-IRRIGATED, USD/HA) | 84.0157
2023 | 16065 | CROPLAND (NON-IRRIGATED, USD/HA) | 111.1972
2023 | 18095 | CROPLAND (NON-IRRIGATED, USD/HA) | 578.2257
2023 | 19121 | CROPLAND (NON-IRRIGATED, USD/HA) | 533.7468
2023 | 21151 | CROPLAND (NON-IRRIGATED, USD/HA) | 90.1933
2023 | 22065 | CROPLAND (NON-IRRIGATED, USD/HA) | 281.6997
2023 | 28089 | CROPLAND (NON-IRRIGATED, USD/HA) | 200.155
2023 | 29123 | CROPLAND (NON-IRRIGATED, USD/HA) | 106.2552
2023 | 31119 | CROPLAND (NON-IRRIGATED, USD/HA) | 518.9205
2023 | 36053 | CROPLAND (NON-IRRIGATED, USD/HA) | 133.4367
2023 | 37115 | CROPLAND (NON-IRRIGATED, USD/HA) | 149.4985
2023 | 39097 | CROPLAND (NON-IRRIGATED, USD/HA) | 536.2178
2023 | 47113 | CROPLAND (NON-IRRIGATED, USD/HA) | 343.476
2023 | 48313 | CROPLAND (NON-IRRIGATED, USD/HA) | 49.421
2023 | 51113 | CROPLAND (NON-IRRIGATED, USD/HA) | 108.7262
2022 | 1089 | CROPLAND (NON-IRRIGATED, USD/HA) | 216.2169
2022 | 5087 | CROPLAND (NON-IRRIGATED, USD/HA) | 108.7262
2022 | 12079 | CROPLAND (NON-IRRIGATED, USD/HA) | 65.4828
2022 | 13195 | CROPLAND (NON-IRRIGATED, USD/HA) | 59.3052
2022 | 16065 | CROPLAND (NON-IRRIGATED, USD/HA) | 111.1972
2022 | 17119 | CROPLAND (NON-IRRIGATED, USD/HA) | 504.0942
2022 | 18095 | CROPLAND (NON-IRRIGATED, USD/HA) | 558.4573
2022 | 19121 | CROPLAND (NON-IRRIGATED, USD/HA) | 513.9784
2022 | 21151 | CROPLAND (NON-IRRIGATED, USD/HA) | 69.1894
2022 | 22065 | CROPLAND (NON-IRRIGATED, USD/HA) | 238.4563
2022 | 28089 | CROPLAND (NON-IRRIGATED, USD/HA) | 216.2169
2022 | 29123 | CROPLAND (NON-IRRIGATED, USD/HA) | 53.1276
2022 | 31119 | CROPLAND (NON-IRRIGATED, USD/HA) | 489.2679
2022 | 36053 | CROPLAND (NON-IRRIGATED, USD/HA) | 135.9077
2022 | 37115 | CROPLAND (NON-IRRIGATED, USD/HA) | 148.263
2022 | 39097 | CROPLAND (NON-IRRIGATED, USD/HA) | 516.4494
2022 | 47113 | CROPLAND (NON-IRRIGATED, USD/HA) | 294.055
2022 | 48313 | CROPLAND (NON-IRRIGATED, USD/HA) | 49.421
2022 | 51113 | CROPLAND (NON-IRRIGATED, USD/HA) | 107.4907
2021 | 1089 | CROPLAND (NON-IRRIGATED, USD/HA) | 218.6879
2021 | 5087 | CROPLAND (NON-IRRIGATED, USD/HA) | 82.7802
2021 | 12079 | CROPLAND (NON-IRRIGATED, USD/HA) | 103.7841
2021 | 13195 | CROPLAND (NON-IRRIGATED, USD/HA) | 69.1894
2021 | 17119 | CROPLAND (NON-IRRIGATED, USD/HA) | 491.7389
2021 | 18095 | CROPLAND (NON-IRRIGATED, USD/HA) | 555.9863
2021 | 19121 | CROPLAND (NON-IRRIGATED, USD/HA) | 471.9706
2021 | 21151 | CROPLAND (NON-IRRIGATED, USD/HA) | 77.8381
2021 | 22065 | CROPLAND (NON-IRRIGATED, USD/HA) | 279.2287
2021 | 28089 | CROPLAND (NON-IRRIGATED, USD/HA) | 158.1472
2021 | 29123 | CROPLAND (NON-IRRIGATED, USD/HA) | 63.0118
2021 | 31119 | CROPLAND (NON-IRRIGATED, USD/HA) | 467.0285
2021 | 36053 | CROPLAND (NON-IRRIGATED, USD/HA) | 135.9077
2021 | 37115 | CROPLAND (NON-IRRIGATED, USD/HA) | 106.2552
2021 | 39097 | CROPLAND (NON-IRRIGATED, USD/HA) | 491.7389
2021 | 47113 | CROPLAND (NON-IRRIGATED, USD/HA) | 316.2944
2021 | 48313 | CROPLAND (NON-IRRIGATED, USD/HA) | 42.0078
2021 | 51113 | CROPLAND (NON-IRRIGATED, USD/HA) | 107.4907
2020 | 1089 | CROPLAND (NON-IRRIGATED, USD/HA) | 237.2208
2020 | 5087 | CROPLAND (NON-IRRIGATED, USD/HA) | 80.3091
2020 | 12079 | CROPLAND (NON-IRRIGATED, USD/HA) | 85.2512
2020 | 13195 | CROPLAND (NON-IRRIGATED, USD/HA) | 66.7184
2020 | 16065 | CROPLAND (NON-IRRIGATED, USD/HA) | 148.263
2020 | 17119 | CROPLAND (NON-IRRIGATED, USD/HA) | 462.0863
2020 | 18095 | CROPLAND (NON-IRRIGATED, USD/HA) | 518.9205
2020 | 19121 | CROPLAND (NON-IRRIGATED, USD/HA) | 474.4416
2020 | 21151 | CROPLAND (NON-IRRIGATED, USD/HA) | 76.6025
2020 | 22065 | CROPLAND (NON-IRRIGATED, USD/HA) | 306.4102
2020 | 28089 | CROPLAND (NON-IRRIGATED, USD/HA) | 166.7959
2020 | 31119 | CROPLAND (NON-IRRIGATED, USD/HA) | 467.0285
2020 | 36053 | CROPLAND (NON-IRRIGATED, USD/HA) | 124.788
2020 | 37115 | CROPLAND (NON-IRRIGATED, USD/HA) | 123.5525
2020 | 39097 | CROPLAND (NON-IRRIGATED, USD/HA) | 469.4995
2020 | 47113 | CROPLAND (NON-IRRIGATED, USD/HA) | 301.4681
2020 | 48313 | CROPLAND (NON-IRRIGATED, USD/HA) | 39.5368
2020 | 51113 | CROPLAND (NON-IRRIGATED, USD/HA) | 113.6683
2019 | 1089 | CROPLAND (NON-IRRIGATED, USD/HA) | 163.0893
2019 | 5087 | CROPLAND (NON-IRRIGATED, USD/HA) | 74.1315
2019 | 12079 | CROPLAND (NON-IRRIGATED, USD/HA) | 95.1354
2019 | 13195 | CROPLAND (NON-IRRIGATED, USD/HA) | 79.0736
2019 | 17119 | CROPLAND (NON-IRRIGATED, USD/HA) | 449.7311
2019 | 18095 | CROPLAND (NON-IRRIGATED, USD/HA) | 499.1521
2019 | 19121 | CROPLAND (NON-IRRIGATED, USD/HA) | 447.26
2019 | 21151 | CROPLAND (NON-IRRIGATED, USD/HA) | 86.4868
2019 | 22065 | CROPLAND (NON-IRRIGATED, USD/HA) | 284.1707
2019 | 28089 | CROPLAND (NON-IRRIGATED, USD/HA) | 137.1433
2019 | 29123 | CROPLAND (NON-IRRIGATED, USD/HA) | 58.0697
2019 | 30057 | CROPLAND (NON-IRRIGATED, USD/HA) | 88.9578
2019 | 31119 | CROPLAND (NON-IRRIGATED, USD/HA) | 469.4995
2019 | 36053 | CROPLAND (NON-IRRIGATED, USD/HA) | 124.788
2019 | 37115 | CROPLAND (NON-IRRIGATED, USD/HA) | 135.9077
2019 | 39097 | CROPLAND (NON-IRRIGATED, USD/HA) | 467.0285
2019 | 47113 | CROPLAND (NON-IRRIGATED, USD/HA) | 296.526
2019 | 51113 | CROPLAND (NON-IRRIGATED, USD/HA) | 117.3749
2017 | 1089 | CROPLAND (NON-IRRIGATED, USD/HA) | 176.6801
2017 | 5087 | CROPLAND (NON-IRRIGATED, USD/HA) | 49.421
2017 | 12079 | CROPLAND (NON-IRRIGATED, USD/HA) | 98.842
2017 | 13195 | CROPLAND (NON-IRRIGATED, USD/HA) | 70.4249
2017 | 17119 | CROPLAND (NON-IRRIGATED, USD/HA) | 444.789
2017 | 18095 | CROPLAND (NON-IRRIGATED, USD/HA) | 494.21
2017 | 19121 | CROPLAND (NON-IRRIGATED, USD/HA) | 429.9627
2017 | 21151 | CROPLAND (NON-IRRIGATED, USD/HA) | 61.7762
2017 | 22065 | CROPLAND (NON-IRRIGATED, USD/HA) | 301.4681
2017 | 28089 | CROPLAND (NON-IRRIGATED, USD/HA) | 172.9735
2017 | 29123 | CROPLAND (NON-IRRIGATED, USD/HA) | 61.7762
2017 | 31119 | CROPLAND (NON-IRRIGATED, USD/HA) | 479.3837
2017 | 36053 | CROPLAND (NON-IRRIGATED, USD/HA) | 133.4367
2017 | 37115 | CROPLAND (NON-IRRIGATED, USD/HA) | 160.6182
2017 | 39097 | CROPLAND (NON-IRRIGATED, USD/HA) | 469.4995
2017 | 47113 | CROPLAND (NON-IRRIGATED, USD/HA) | 294.055
2017 | 48313 | CROPLAND (NON-IRRIGATED, USD/HA) | 43.2434
2017 | 51113 | CROPLAND (NON-IRRIGATED, USD/HA) | 118.6104
2016 | 1089 | CROPLAND (NON-IRRIGATED, USD/HA) | 159.3827
2016 | 5087 | CROPLAND (NON-IRRIGATED, USD/HA) | 50.6565
2016 | 12079 | CROPLAND (NON-IRRIGATED, USD/HA) | 105.0196
2016 | 13195 | CROPLAND (NON-IRRIGATED, USD/HA) | 70.4249
2016 | 16065 | CROPLAND (NON-IRRIGATED, USD/HA) | 107.4907
2016 | 17119 | CROPLAND (NON-IRRIGATED, USD/HA) | 447.26
2016 | 18095 | CROPLAND (NON-IRRIGATED, USD/HA) | 489.2679
2016 | 19121 | CROPLAND (NON-IRRIGATED, USD/HA) | 452.2022
2016 | 21151 | CROPLAND (NON-IRRIGATED, USD/HA) | 98.842
2016 | 22065 | CROPLAND (NON-IRRIGATED, USD/HA) | 301.4681
2016 | 28089 | CROPLAND (NON-IRRIGATED, USD/HA) | 154.4406
2016 | 29123 | CROPLAND (NON-IRRIGATED, USD/HA) | 71.6604
2016 | 31119 | CROPLAND (NON-IRRIGATED, USD/HA) | 481.8547
2016 | 36053 | CROPLAND (NON-IRRIGATED, USD/HA) | 133.4367
2016 | 39097 | CROPLAND (NON-IRRIGATED, USD/HA) | 471.9706
2016 | 47113 | CROPLAND (NON-IRRIGATED, USD/HA) | 254.5181
2016 | 48313 | CROPLAND (NON-IRRIGATED, USD/HA) | 44.4789
2016 | 51113 | CROPLAND (NON-IRRIGATED, USD/HA) | 132.2012
2014 | 1089 | CROPLAND (NON-IRRIGATED, USD/HA) | 164.3248
2014 | 5087 | CROPLAND (NON-IRRIGATED, USD/HA) | 45.7144
2014 | 12079 | CROPLAND (NON-IRRIGATED, USD/HA) | 123.5525
2014 | 13195 | CROPLAND (NON-IRRIGATED, USD/HA) | 66.7184
2014 | 16065 | CROPLAND (NON-IRRIGATED, USD/HA) | 108.7262
2014 | 17119 | CROPLAND (NON-IRRIGATED, USD/HA) | 417.6074
2014 | 18095 | CROPLAND (NON-IRRIGATED, USD/HA) | 491.7389
2014 | 19121 | CROPLAND (NON-IRRIGATED, USD/HA) | 462.0863
2014 | 21151 | CROPLAND (NON-IRRIGATED, USD/HA) | 61.7762
2014 | 22065 | CROPLAND (NON-IRRIGATED, USD/HA) | 291.5839
2014 | 28089 | CROPLAND (NON-IRRIGATED, USD/HA) | 177.9156
2014 | 31119 | CROPLAND (NON-IRRIGATED, USD/HA) | 484.3258
2014 | 36053 | CROPLAND (NON-IRRIGATED, USD/HA) | 114.9038
2014 | 37115 | CROPLAND (NON-IRRIGATED, USD/HA) | 197.684
2014 | 39097 | CROPLAND (NON-IRRIGATED, USD/HA) | 474.4416
2014 | 47113 | CROPLAND (NON-IRRIGATED, USD/HA) | 237.2208
2014 | 48313 | CROPLAND (NON-IRRIGATED, USD/HA) | 48.1855
2014 | 51113 | CROPLAND (NON-IRRIGATED, USD/HA) | 116.1393
2013 | 1089 | CROPLAND (NON-IRRIGATED, USD/HA) | 169.2669
2013 | 5087 | CROPLAND (NON-IRRIGATED, USD/HA) | 51.892
2013 | 13195 | CROPLAND (NON-IRRIGATED, USD/HA) | 55.5986
2013 | 16065 | CROPLAND (NON-IRRIGATED, USD/HA) | 90.1933
2013 | 17119 | CROPLAND (NON-IRRIGATED, USD/HA) | 434.9048
2013 | 18095 | CROPLAND (NON-IRRIGATED, USD/HA) | 494.21
2013 | 19121 | CROPLAND (NON-IRRIGATED, USD/HA) | 464.5574
2013 | 21151 | CROPLAND (NON-IRRIGATED, USD/HA) | 74.1315
2013 | 22065 | CROPLAND (NON-IRRIGATED, USD/HA) | 234.7498
2013 | 28089 | CROPLAND (NON-IRRIGATED, USD/HA) | 155.6762
2013 | 29123 | CROPLAND (NON-IRRIGATED, USD/HA) | 63.0118
2013 | 31119 | CROPLAND (NON-IRRIGATED, USD/HA) | 489.2679
2013 | 36053 | CROPLAND (NON-IRRIGATED, USD/HA) | 116.1393
2013 | 37115 | CROPLAND (NON-IRRIGATED, USD/HA) | 166.7959
2013 | 39097 | CROPLAND (NON-IRRIGATED, USD/HA) | 444.789
2013 | 47113 | CROPLAND (NON-IRRIGATED, USD/HA) | 239.6918
2013 | 48313 | CROPLAND (NON-IRRIGATED, USD/HA) | 53.1276
2013 | 51113 | CROPLAND (NON-IRRIGATED, USD/HA) | 96.3709
2012 | 1089 | CROPLAND (NON-IRRIGATED, USD/HA) | 166.7959
2012 | 5087 | CROPLAND (NON-IRRIGATED, USD/HA) | 53.1276
2012 | 13195 | CROPLAND (NON-IRRIGATED, USD/HA) | 54.3631
2012 | 16065 | CROPLAND (NON-IRRIGATED, USD/HA) | 127.2591
2012 | 17119 | CROPLAND (NON-IRRIGATED, USD/HA) | 368.1864
2012 | 18095 | CROPLAND (NON-IRRIGATED, USD/HA) | 467.0285
2012 | 19121 | CROPLAND (NON-IRRIGATED, USD/HA) | 422.5496
2012 | 21151 | CROPLAND (NON-IRRIGATED, USD/HA) | 84.0157
2012 | 22065 | CROPLAND (NON-IRRIGATED, USD/HA) | 234.7498
2012 | 28089 | CROPLAND (NON-IRRIGATED, USD/HA) | 161.8538
2012 | 31119 | CROPLAND (NON-IRRIGATED, USD/HA) | 380.5417
2012 | 36053 | CROPLAND (NON-IRRIGATED, USD/HA) | 95.1354
2012 | 37115 | CROPLAND (NON-IRRIGATED, USD/HA) | 75.367
2012 | 39097 | CROPLAND (NON-IRRIGATED, USD/HA) | 370.6575
2012 | 47113 | CROPLAND (NON-IRRIGATED, USD/HA) | 269.3444
2012 | 48313 | CROPLAND (NON-IRRIGATED, USD/HA) | 55.5986
2012 | 51113 | CROPLAND (NON-IRRIGATED, USD/HA) | 91.4288
2011 | 1089 | CROPLAND (NON-IRRIGATED, USD/HA) | 168.0314
2011 | 5087 | CROPLAND (NON-IRRIGATED, USD/HA) | 45.7144
2011 | 13195 | CROPLAND (NON-IRRIGATED, USD/HA) | 54.3631
2011 | 16065 | CROPLAND (NON-IRRIGATED, USD/HA) | 121.0815
2011 | 17119 | CROPLAND (NON-IRRIGATED, USD/HA) | 331.1207
2011 | 18095 | CROPLAND (NON-IRRIGATED, USD/HA) | 405.2522
2011 | 19121 | CROPLAND (NON-IRRIGATED, USD/HA) | 405.2522
2011 | 22065 | CROPLAND (NON-IRRIGATED, USD/HA) | 227.3366
2011 | 28089 | CROPLAND (NON-IRRIGATED, USD/HA) | 164.3248
2011 | 29123 | CROPLAND (NON-IRRIGATED, USD/HA) | 72.896
2011 | 31119 | CROPLAND (NON-IRRIGATED, USD/HA) | 365.7154
2011 | 36053 | CROPLAND (NON-IRRIGATED, USD/HA) | 71.6604
2011 | 37115 | CROPLAND (NON-IRRIGATED, USD/HA) | 102.5486
2011 | 39097 | CROPLAND (NON-IRRIGATED, USD/HA) | 331.1207
2011 | 47113 | CROPLAND (NON-IRRIGATED, USD/HA) | 242.1629
2011 | 48313 | CROPLAND (NON-IRRIGATED, USD/HA) | 61.7762
2011 | 51113 | CROPLAND (NON-IRRIGATED, USD/HA) | 79.0736
2010 | 1089 | CROPLAND (NON-IRRIGATED, USD/HA) | 143.3209
2010 | 5087 | CROPLAND (NON-IRRIGATED, USD/HA) | 54.3631
2010 | 13195 | CROPLAND (NON-IRRIGATED, USD/HA) | 58.0697
2010 | 16065 | CROPLAND (NON-IRRIGATED, USD/HA) | 106.2552
2010 | 17119 | CROPLAND (NON-IRRIGATED, USD/HA) | 316.2944
2010 | 18095 | CROPLAND (NON-IRRIGATED, USD/HA) | 363.2443
2010 | 19121 | CROPLAND (NON-IRRIGATED, USD/HA) | 395.368
2010 | 22065 | CROPLAND (NON-IRRIGATED, USD/HA) | 205.0971
2010 | 28089 | CROPLAND (NON-IRRIGATED, USD/HA) | 145.7919
2010 | 29123 | CROPLAND (NON-IRRIGATED, USD/HA) | 76.6025
2010 | 31119 | CROPLAND (NON-IRRIGATED, USD/HA) | 281.6997
2010 | 36053 | CROPLAND (NON-IRRIGATED, USD/HA) | 80.3091
2010 | 37115 | CROPLAND (NON-IRRIGATED, USD/HA) | 65.4828
2010 | 39097 | CROPLAND (NON-IRRIGATED, USD/HA) | 298.9971
2010 | 47113 | CROPLAND (NON-IRRIGATED, USD/HA) | 233.5142
2010 | 48313 | CROPLAND (NON-IRRIGATED, USD/HA) | 64.2473
2010 | 51113 | CROPLAND (NON-IRRIGATED, USD/HA) | 75.367
2009 | 1089 | CROPLAND (NON-IRRIGATED, USD/HA) | 138.3788
2009 | 5087 | CROPLAND (NON-IRRIGATED, USD/HA) | 85.2512
2009 | 12079 | CROPLAND (NON-IRRIGATED, USD/HA) | 98.842
2009 | 13195 | CROPLAND (NON-IRRIGATED, USD/HA) | 59.3052
2009 | 17119 | CROPLAND (NON-IRRIGATED, USD/HA) | 284.1707
2009 | 18095 | CROPLAND (NON-IRRIGATED, USD/HA) | 363.2443
2009 | 19121 | CROPLAND (NON-IRRIGATED, USD/HA) | 407.7233
2009 | 21151 | CROPLAND (NON-IRRIGATED, USD/HA) | 71.6604
2009 | 22065 | CROPLAND (NON-IRRIGATED, USD/HA) | 207.5682
2009 | 28089 | CROPLAND (NON-IRRIGATED, USD/HA) | 147.0275
2009 | 29123 | CROPLAND (NON-IRRIGATED, USD/HA) | 71.6604
2009 | 31119 | CROPLAND (NON-IRRIGATED, USD/HA) | 284.1707
2009 | 36053 | CROPLAND (NON-IRRIGATED, USD/HA) | 81.5447
2009 | 37115 | CROPLAND (NON-IRRIGATED, USD/HA) | 50.6565
2009 | 39097 | CROPLAND (NON-IRRIGATED, USD/HA) | 289.1128
2009 | 47113 | CROPLAND (NON-IRRIGATED, USD/HA) | 229.8076
2009 | 48313 | CROPLAND (NON-IRRIGATED, USD/HA) | 49.421
2009 | 51113 | CROPLAND (NON-IRRIGATED, USD/HA) | 79.0736
2008 | 1089 | CROPLAND (NON-IRRIGATED, USD/HA) | 130.9657
2008 | 17119 | CROPLAND (NON-IRRIGATED, USD/HA) | 303.9391
2008 | 18095 | CROPLAND (NON-IRRIGATED, USD/HA) | 343.476
2008 | 19121 | CROPLAND (NON-IRRIGATED, USD/HA) | 370.6575
2008 | 21151 | CROPLAND (NON-IRRIGATED, USD/HA) | 74.1315
2008 | 22065 | CROPLAND (NON-IRRIGATED, USD/HA) | 224.8655
2008 | 31119 | CROPLAND (NON-IRRIGATED, USD/HA) | 294.055
2008 | 36053 | CROPLAND (NON-IRRIGATED, USD/HA) | 66.7184
2008 | 39097 | CROPLAND (NON-IRRIGATED, USD/HA) | 286.6418
2024 | 21153 | CROPLAND (NON-IRRIGATED, USD/HA) | 87.7223
2017 | 21153 | CROPLAND (NON-IRRIGATED, USD/HA) | 71.6604
2016 | 21153 | CROPLAND (NON-IRRIGATED, USD/HA) | 76.6025
2014 | 21153 | CROPLAND (NON-IRRIGATED, USD/HA) | 91.4288
2013 | 21153 | CROPLAND (NON-IRRIGATED, USD/HA) | 69.1894
2012 | 21153 | CROPLAND (NON-IRRIGATED, USD/HA) | 92.6644
2011 | 21153 | CROPLAND (NON-IRRIGATED, USD/HA) | 92.6644
2010 | 21153 | CROPLAND (NON-IRRIGATED, USD/HA) | 108.7262
2009 | 21153 | CROPLAND (NON-IRRIGATED, USD/HA) | 84.0157
2024 | 19123 | CROPLAND (NON-IRRIGATED, USD/HA) | 617.7625
2023 | 19123 | CROPLAND (NON-IRRIGATED, USD/HA) | 622.7046
2022 | 19123 | CROPLAND (NON-IRRIGATED, USD/HA) | 590.581
2021 | 19123 | CROPLAND (NON-IRRIGATED, USD/HA) | 513.9784
2020 | 19123 | CROPLAND (NON-IRRIGATED, USD/HA) | 533.7468
2019 | 19123 | CROPLAND (NON-IRRIGATED, USD/HA) | 575.7546
2017 | 19123 | CROPLAND (NON-IRRIGATED, USD/HA) | 526.3337
2016 | 19123 | CROPLAND (NON-IRRIGATED, USD/HA) | 531.2758
2014 | 19123 | CROPLAND (NON-IRRIGATED, USD/HA) | 585.6389
2013 | 19123 | CROPLAND (NON-IRRIGATED, USD/HA) | 543.631
2012 | 19123 | CROPLAND (NON-IRRIGATED, USD/HA) | 499.1521
2011 | 19123 | CROPLAND (NON-IRRIGATED, USD/HA) | 437.3759
2010 | 19123 | CROPLAND (NON-IRRIGATED, USD/HA) | 412.6653
2009 | 19123 | CROPLAND (NON-IRRIGATED, USD/HA) | 395.368
2008 | 19123 | CROPLAND (NON-IRRIGATED, USD/HA) | 395.368
2024 | 27087 | CROPLAND (NON-IRRIGATED, USD/HA) | 373.1286
2023 | 27087 | CROPLAND (NON-IRRIGATED, USD/HA) | 331.1207
2022 | 27087 | CROPLAND (NON-IRRIGATED, USD/HA) | 336.0628
2021 | 27087 | CROPLAND (NON-IRRIGATED, USD/HA) | 296.526
2020 | 27087 | CROPLAND (NON-IRRIGATED, USD/HA) | 286.6418
2019 | 27087 | CROPLAND (NON-IRRIGATED, USD/HA) | 274.2865
2017 | 27087 | CROPLAND (NON-IRRIGATED, USD/HA) | 271.8155
2016 | 27087 | CROPLAND (NON-IRRIGATED, USD/HA) | 247.105
2014 | 27087 | CROPLAND (NON-IRRIGATED, USD/HA) | 311.3523
2013 | 27087 | CROPLAND (NON-IRRIGATED, USD/HA) | 341.0049
2012 | 27087 | CROPLAND (NON-IRRIGATED, USD/HA) | 217.4524
2011 | 27087 | CROPLAND (NON-IRRIGATED, USD/HA) | 218.6879
2010 | 27087 | CROPLAND (NON-IRRIGATED, USD/HA) | 161.8538
2009 | 27087 | CROPLAND (NON-IRRIGATED, USD/HA) | 164.3248
2008 | 27087 | CROPLAND (NON-IRRIGATED, USD/HA) | 168.0314
2024 | 39099 | CROPLAND (NON-IRRIGATED, USD/HA) | 213.7458
2023 | 39099 | CROPLAND (NON-IRRIGATED, USD/HA) | 185.3287
2022 | 39099 | CROPLAND (NON-IRRIGATED, USD/HA) | 211.2748
2021 | 39099 | CROPLAND (NON-IRRIGATED, USD/HA) | 189.0353
2020 | 39099 | CROPLAND (NON-IRRIGATED, USD/HA) | 197.684
2019 | 39099 | CROPLAND (NON-IRRIGATED, USD/HA) | 207.5682
2017 | 39099 | CROPLAND (NON-IRRIGATED, USD/HA) | 216.2169
2016 | 39099 | CROPLAND (NON-IRRIGATED, USD/HA) | 196.4485
2014 | 39099 | CROPLAND (NON-IRRIGATED, USD/HA) | 191.5064
2013 | 39099 | CROPLAND (NON-IRRIGATED, USD/HA) | 192.7419
2012 | 39099 | CROPLAND (NON-IRRIGATED, USD/HA) | 123.5525
2011 | 39099 | CROPLAND (NON-IRRIGATED, USD/HA) | 100.0775
2010 | 39099 | CROPLAND (NON-IRRIGATED, USD/HA) | 101.3131
2009 | 39099 | CROPLAND (NON-IRRIGATED, USD/HA) | 96.3709
2008 | 39099 | CROPLAND (NON-IRRIGATED, USD/HA) | 95.1354
2024 | 40093 | CROPLAND (NON-IRRIGATED, USD/HA) | 92.6644
2023 | 40093 | CROPLAND (NON-IRRIGATED, USD/HA) | 79.0736
2022 | 40093 | CROPLAND (NON-IRRIGATED, USD/HA) | 74.1315
2021 | 40093 | CROPLAND (NON-IRRIGATED, USD/HA) | 80.3091
2020 | 40093 | CROPLAND (NON-IRRIGATED, USD/HA) | 79.0736
2019 | 40093 | CROPLAND (NON-IRRIGATED, USD/HA) | 77.8381
2017 | 40093 | CROPLAND (NON-IRRIGATED, USD/HA) | 81.5447
2016 | 40093 | CROPLAND (NON-IRRIGATED, USD/HA) | 81.5447
2014 | 40093 | CROPLAND (NON-IRRIGATED, USD/HA) | 84.0157
2013 | 40093 | CROPLAND (NON-IRRIGATED, USD/HA) | 77.8381
2012 | 40093 | CROPLAND (NON-IRRIGATED, USD/HA) | 80.3091
2011 | 40093 | CROPLAND (NON-IRRIGATED, USD/HA) | 72.896
2010 | 40093 | CROPLAND (NON-IRRIGATED, USD/HA) | 67.9539
2009 | 40093 | CROPLAND (NON-IRRIGATED, USD/HA) | 56.8342
2008 | 40093 | CROPLAND (NON-IRRIGATED, USD/HA) | 67.9539
2017 | 41045 | CROPLAND (NON-IRRIGATED, USD/HA) | 114.9038
2012 | 41045 | CROPLAND (NON-IRRIGATED, USD/HA) | 247.105
2023 | 12081 | CROPLAND (NON-IRRIGATED, USD/HA) | 154.4406
2017 | 12081 | CROPLAND (NON-IRRIGATED, USD/HA) | 88.9578
2016 | 12081 | CROPLAND (NON-IRRIGATED, USD/HA) | 107.4907
2014 | 12081 | CROPLAND (NON-IRRIGATED, USD/HA) | 86.4868
2012 | 12081 | CROPLAND (NON-IRRIGATED, USD/HA) | 93.8999
2024 | 26101 | CROPLAND (NON-IRRIGATED, USD/HA) | 106.2552
2023 | 26101 | CROPLAND (NON-IRRIGATED, USD/HA) | 96.3709
2022 | 26101 | CROPLAND (NON-IRRIGATED, USD/HA) | 75.367
2021 | 26101 | CROPLAND (NON-IRRIGATED, USD/HA) | 69.1894
2020 | 26101 | CROPLAND (NON-IRRIGATED, USD/HA) | 76.6025
2019 | 26101 | CROPLAND (NON-IRRIGATED, USD/HA) | 77.8381
2017 | 26101 | CROPLAND (NON-IRRIGATED, USD/HA) | 82.7802
2016 | 26101 | CROPLAND (NON-IRRIGATED, USD/HA) | 69.1894
2014 | 26101 | CROPLAND (NON-IRRIGATED, USD/HA) | 71.6604
2012 | 26101 | CROPLAND (NON-IRRIGATED, USD/HA) | 59.3052
2011 | 26101 | CROPLAND (NON-IRRIGATED, USD/HA) | 54.3631
2010 | 26101 | CROPLAND (NON-IRRIGATED, USD/HA) | 54.3631
2024 | 55071 | CROPLAND (NON-IRRIGATED, USD/HA) | 479.3837
2023 | 55071 | CROPLAND (NON-IRRIGATED, USD/HA) | 462.0863
2022 | 55071 | CROPLAND (NON-IRRIGATED, USD/HA) | 476.9126
2021 | 55071 | CROPLAND (NON-IRRIGATED, USD/HA) | 422.5496
2020 | 55071 | CROPLAND (NON-IRRIGATED, USD/HA) | 410.1943
2017 | 55071 | CROPLAND (NON-IRRIGATED, USD/HA) | 390.4259
2016 | 55071 | CROPLAND (NON-IRRIGATED, USD/HA) | 392.897
2014 | 55071 | CROPLAND (NON-IRRIGATED, USD/HA) | 365.7154
2013 | 55071 | CROPLAND (NON-IRRIGATED, USD/HA) | 313.8234
2012 | 55071 | CROPLAND (NON-IRRIGATED, USD/HA) | 289.1128
2011 | 55071 | CROPLAND (NON-IRRIGATED, USD/HA) | 218.6879
2010 | 55071 | CROPLAND (NON-IRRIGATED, USD/HA) | 195.213
2009 | 55071 | CROPLAND (NON-IRRIGATED, USD/HA) | 187.7998
2008 | 55071 | CROPLAND (NON-IRRIGATED, USD/HA) | 179.1511
2024 | 55073 | CROPLAND (NON-IRRIGATED, USD/HA) | 252.0471
2023 | 55073 | CROPLAND (NON-IRRIGATED, USD/HA) | 229.8076
2022 | 55073 | CROPLAND (NON-IRRIGATED, USD/HA) | 213.7458
2021 | 55073 | CROPLAND (NON-IRRIGATED, USD/HA) | 210.0393
2020 | 55073 | CROPLAND (NON-IRRIGATED, USD/HA) | 223.63
2019 | 55073 | CROPLAND (NON-IRRIGATED, USD/HA) | 229.8076
2017 | 55073 | CROPLAND (NON-IRRIGATED, USD/HA) | 235.9853
2016 | 55073 | CROPLAND (NON-IRRIGATED, USD/HA) | 196.4485
2014 | 55073 | CROPLAND (NON-IRRIGATED, USD/HA) | 195.213
2013 | 55073 | CROPLAND (NON-IRRIGATED, USD/HA) | 202.6261
2012 | 55073 | CROPLAND (NON-IRRIGATED, USD/HA) | 169.2669
2011 | 55073 | CROPLAND (NON-IRRIGATED, USD/HA) | 138.3788
2010 | 55073 | CROPLAND (NON-IRRIGATED, USD/HA) | 121.0815
2009 | 55073 | CROPLAND (NON-IRRIGATED, USD/HA) | 123.5525
2008 | 55073 | CROPLAND (NON-IRRIGATED, USD/HA) | 122.317
2024 | 1091 | CROPLAND (NON-IRRIGATED, USD/HA) | 100.0775
2023 | 1091 | CROPLAND (NON-IRRIGATED, USD/HA) | 88.9578
2022 | 1091 | CROPLAND (NON-IRRIGATED, USD/HA) | 119.8459
2021 | 1091 | CROPLAND (NON-IRRIGATED, USD/HA) | 75.367
2020 | 1091 | CROPLAND (NON-IRRIGATED, USD/HA) | 96.3709
2019 | 1091 | CROPLAND (NON-IRRIGATED, USD/HA) | 93.8999
2016 | 1091 | CROPLAND (NON-IRRIGATED, USD/HA) | 79.0736
2014 | 1091 | CROPLAND (NON-IRRIGATED, USD/HA) | 85.2512
2013 | 1091 | CROPLAND (NON-IRRIGATED, USD/HA) | 92.6644
2012 | 1091 | CROPLAND (NON-IRRIGATED, USD/HA) | 76.6025
2011 | 1091 | CROPLAND (NON-IRRIGATED, USD/HA) | 84.0157
2009 | 1091 | CROPLAND (NON-IRRIGATED, USD/HA) | 59.3052
2024 | 29125 | CROPLAND (NON-IRRIGATED, USD/HA) | 105.0196
2023 | 29125 | CROPLAND (NON-IRRIGATED, USD/HA) | 64.2473
2022 | 29125 | CROPLAND (NON-IRRIGATED, USD/HA) | 53.1276
2021 | 29125 | CROPLAND (NON-IRRIGATED, USD/HA) | 113.6683
2020 | 29125 | CROPLAND (NON-IRRIGATED, USD/HA) | 80.3091
2019 | 29125 | CROPLAND (NON-IRRIGATED, USD/HA) | 75.367
2017 | 29125 | CROPLAND (NON-IRRIGATED, USD/HA) | 70.4249
2016 | 29125 | CROPLAND (NON-IRRIGATED, USD/HA) | 75.367
2014 | 29125 | CROPLAND (NON-IRRIGATED, USD/HA) | 71.6604
2013 | 29125 | CROPLAND (NON-IRRIGATED, USD/HA) | 96.3709
2012 | 29125 | CROPLAND (NON-IRRIGATED, USD/HA) | 100.0775
2011 | 29125 | CROPLAND (NON-IRRIGATED, USD/HA) | 116.1393
2010 | 29125 | CROPLAND (NON-IRRIGATED, USD/HA) | 106.2552
2009 | 29125 | CROPLAND (NON-IRRIGATED, USD/HA) | 98.842
2024 | 6041 | CROPLAND (NON-IRRIGATED, USD/HA) | 132.2012
2023 | 6041 | CROPLAND (NON-IRRIGATED, USD/HA) | 180.3867
2022 | 6041 | CROPLAND (NON-IRRIGATED, USD/HA) | 205.0971
2021 | 6041 | CROPLAND (NON-IRRIGATED, USD/HA) | 106.2552
2014 | 6041 | CROPLAND (NON-IRRIGATED, USD/HA) | 98.842
2013 | 6041 | CROPLAND (NON-IRRIGATED, USD/HA) | 93.8999
2010 | 6041 | CROPLAND (NON-IRRIGATED, USD/HA) | 81.5447
2024 | 55075 | CROPLAND (NON-IRRIGATED, USD/HA) | 323.7075
2023 | 55075 | CROPLAND (NON-IRRIGATED, USD/HA) | 323.7075
2022 | 55075 | CROPLAND (NON-IRRIGATED, USD/HA) | 296.526
2021 | 55075 | CROPLAND (NON-IRRIGATED, USD/HA) | 247.105
2020 | 55075 | CROPLAND (NON-IRRIGATED, USD/HA) | 227.3366
2019 | 55075 | CROPLAND (NON-IRRIGATED, USD/HA) | 237.2208
2017 | 55075 | CROPLAND (NON-IRRIGATED, USD/HA) | 164.3248
2016 | 55075 | CROPLAND (NON-IRRIGATED, USD/HA) | 237.2208
2014 | 55075 | CROPLAND (NON-IRRIGATED, USD/HA) | 184.0932
2013 | 55075 | CROPLAND (NON-IRRIGATED, USD/HA) | 133.4367
2012 | 55075 | CROPLAND (NON-IRRIGATED, USD/HA) | 133.4367
2011 | 55075 | CROPLAND (NON-IRRIGATED, USD/HA) | 153.2051
2010 | 55075 | CROPLAND (NON-IRRIGATED, USD/HA) | 123.5525
2009 | 55075 | CROPLAND (NON-IRRIGATED, USD/HA) | 123.5525
2008 | 55075 | CROPLAND (NON-IRRIGATED, USD/HA) | 119.8459
2024 | 1093 | CROPLAND (NON-IRRIGATED, USD/HA) | 98.842
2024 | 5089 | CROPLAND (NON-IRRIGATED, USD/HA) | 65.4828
2024 | 12083 | CROPLAND (NON-IRRIGATED, USD/HA) | 66.7184
2024 | 13197 | CROPLAND (NON-IRRIGATED, USD/HA) | 103.7841
2024 | 17121 | CROPLAND (NON-IRRIGATED, USD/HA) | 385.4838
2024 | 18097 | CROPLAND (NON-IRRIGATED, USD/HA) | 486.7969
2024 | 19125 | CROPLAND (NON-IRRIGATED, USD/HA) | 551.0441
2024 | 20115 | CROPLAND (NON-IRRIGATED, USD/HA) | 145.7919
2024 | 21155 | CROPLAND (NON-IRRIGATED, USD/HA) | 434.9048
2024 | 29127 | CROPLAND (NON-IRRIGATED, USD/HA) | 541.1599
2024 | 39101 | CROPLAND (NON-IRRIGATED, USD/HA) | 457.1442
2024 | 41047 | CROPLAND (NON-IRRIGATED, USD/HA) | 412.6653
2024 | 45067 | CROPLAND (NON-IRRIGATED, USD/HA) | 145.7919
2024 | 47115 | CROPLAND (NON-IRRIGATED, USD/HA) | 158.1472
2023 | 1093 | CROPLAND (NON-IRRIGATED, USD/HA) | 86.4868
2023 | 12083 | CROPLAND (NON-IRRIGATED, USD/HA) | 50.6565
2023 | 13197 | CROPLAND (NON-IRRIGATED, USD/HA) | 139.6143
2023 | 17121 | CROPLAND (NON-IRRIGATED, USD/HA) | 427.4916
2023 | 18097 | CROPLAND (NON-IRRIGATED, USD/HA) | 454.6732
2023 | 19125 | CROPLAND (NON-IRRIGATED, USD/HA) | 516.4494
2023 | 20115 | CROPLAND (NON-IRRIGATED, USD/HA) | 129.7301
2023 | 21155 | CROPLAND (NON-IRRIGATED, USD/HA) | 427.4916
2023 | 28091 | CROPLAND (NON-IRRIGATED, USD/HA) | 85.2512
2023 | 29127 | CROPLAND (NON-IRRIGATED, USD/HA) | 469.4995
2023 | 39101 | CROPLAND (NON-IRRIGATED, USD/HA) | 437.3759
2023 | 41047 | CROPLAND (NON-IRRIGATED, USD/HA) | 410.1943
2023 | 45067 | CROPLAND (NON-IRRIGATED, USD/HA) | 147.0275
2022 | 1093 | CROPLAND (NON-IRRIGATED, USD/HA) | 76.6025
2022 | 5089 | CROPLAND (NON-IRRIGATED, USD/HA) | 59.3052
2022 | 12083 | CROPLAND (NON-IRRIGATED, USD/HA) | 66.7184
2022 | 13197 | CROPLAND (NON-IRRIGATED, USD/HA) | 101.3131
2022 | 17121 | CROPLAND (NON-IRRIGATED, USD/HA) | 422.5496
2022 | 18097 | CROPLAND (NON-IRRIGATED, USD/HA) | 442.3179
2022 | 19125 | CROPLAND (NON-IRRIGATED, USD/HA) | 476.9126
2022 | 20115 | CROPLAND (NON-IRRIGATED, USD/HA) | 140.8499
2022 | 21155 | CROPLAND (NON-IRRIGATED, USD/HA) | 402.7811
2022 | 28091 | CROPLAND (NON-IRRIGATED, USD/HA) | 86.4868
2022 | 29127 | CROPLAND (NON-IRRIGATED, USD/HA) | 474.4416
2022 | 39101 | CROPLAND (NON-IRRIGATED, USD/HA) | 422.5496
2022 | 41047 | CROPLAND (NON-IRRIGATED, USD/HA) | 363.2443
2022 | 45067 | CROPLAND (NON-IRRIGATED, USD/HA) | 135.9077
2022 | 47115 | CROPLAND (NON-IRRIGATED, USD/HA) | 145.7919
2021 | 1093 | CROPLAND (NON-IRRIGATED, USD/HA) | 100.0775
2021 | 5089 | CROPLAND (NON-IRRIGATED, USD/HA) | 60.5407
2021 | 12083 | CROPLAND (NON-IRRIGATED, USD/HA) | 77.8381
2021 | 13197 | CROPLAND (NON-IRRIGATED, USD/HA) | 137.1433
2021 | 17121 | CROPLAND (NON-IRRIGATED, USD/HA) | 392.897
2021 | 18097 | CROPLAND (NON-IRRIGATED, USD/HA) | 385.4838
2021 | 19125 | CROPLAND (NON-IRRIGATED, USD/HA) | 417.6074
2021 | 20115 | CROPLAND (NON-IRRIGATED, USD/HA) | 126.0236
2021 | 21155 | CROPLAND (NON-IRRIGATED, USD/HA) | 380.5417
2021 | 28091 | CROPLAND (NON-IRRIGATED, USD/HA) | 72.896
2021 | 29127 | CROPLAND (NON-IRRIGATED, USD/HA) | 405.2522
2021 | 39101 | CROPLAND (NON-IRRIGATED, USD/HA) | 410.1943
2021 | 41047 | CROPLAND (NON-IRRIGATED, USD/HA) | 365.7154
2021 | 45067 | CROPLAND (NON-IRRIGATED, USD/HA) | 130.9657
2021 | 47115 | CROPLAND (NON-IRRIGATED, USD/HA) | 182.8577
2021 | 54049 | CROPLAND (NON-IRRIGATED, USD/HA) | 59.3052
2020 | 1093 | CROPLAND (NON-IRRIGATED, USD/HA) | 66.7184
2020 | 5089 | CROPLAND (NON-IRRIGATED, USD/HA) | 55.5986
2020 | 12083 | CROPLAND (NON-IRRIGATED, USD/HA) | 144.5564
2020 | 13197 | CROPLAND (NON-IRRIGATED, USD/HA) | 123.5525
2020 | 17121 | CROPLAND (NON-IRRIGATED, USD/HA) | 373.1286
2020 | 19125 | CROPLAND (NON-IRRIGATED, USD/HA) | 479.3837
2020 | 20115 | CROPLAND (NON-IRRIGATED, USD/HA) | 126.0236
2020 | 21155 | CROPLAND (NON-IRRIGATED, USD/HA) | 383.0127
2020 | 28091 | CROPLAND (NON-IRRIGATED, USD/HA) | 76.6025
2020 | 29127 | CROPLAND (NON-IRRIGATED, USD/HA) | 380.5417
2020 | 39101 | CROPLAND (NON-IRRIGATED, USD/HA) | 387.9549
2020 | 41047 | CROPLAND (NON-IRRIGATED, USD/HA) | 363.2443
2020 | 45067 | CROPLAND (NON-IRRIGATED, USD/HA) | 126.0236
2020 | 47115 | CROPLAND (NON-IRRIGATED, USD/HA) | 160.6182
2020 | 54049 | CROPLAND (NON-IRRIGATED, USD/HA) | 64.2473
2019 | 1093 | CROPLAND (NON-IRRIGATED, USD/HA) | 70.4249
2019 | 5089 | CROPLAND (NON-IRRIGATED, USD/HA) | 76.6025
2019 | 12083 | CROPLAND (NON-IRRIGATED, USD/HA) | 93.8999
2019 | 13197 | CROPLAND (NON-IRRIGATED, USD/HA) | 74.1315
2019 | 17121 | CROPLAND (NON-IRRIGATED, USD/HA) | 378.0707
2019 | 19125 | CROPLAND (NON-IRRIGATED, USD/HA) | 471.9706
2019 | 20115 | CROPLAND (NON-IRRIGATED, USD/HA) | 130.9657
2019 | 21155 | CROPLAND (NON-IRRIGATED, USD/HA) | 370.6575
2019 | 29127 | CROPLAND (NON-IRRIGATED, USD/HA) | 410.1943
2019 | 39101 | CROPLAND (NON-IRRIGATED, USD/HA) | 402.7811
2019 | 41047 | CROPLAND (NON-IRRIGATED, USD/HA) | 380.5417
2019 | 45067 | CROPLAND (NON-IRRIGATED, USD/HA) | 111.1972
2019 | 47115 | CROPLAND (NON-IRRIGATED, USD/HA) | 247.105
2019 | 54049 | CROPLAND (NON-IRRIGATED, USD/HA) | 61.7762
2017 | 1093 | CROPLAND (NON-IRRIGATED, USD/HA) | 72.896
2017 | 5089 | CROPLAND (NON-IRRIGATED, USD/HA) | 44.4789
2017 | 12083 | CROPLAND (NON-IRRIGATED, USD/HA) | 88.9578
2017 | 13197 | CROPLAND (NON-IRRIGATED, USD/HA) | 74.1315
2017 | 17121 | CROPLAND (NON-IRRIGATED, USD/HA) | 380.5417
2017 | 19125 | CROPLAND (NON-IRRIGATED, USD/HA) | 481.8547
2017 | 20115 | CROPLAND (NON-IRRIGATED, USD/HA) | 118.6104
2017 | 21155 | CROPLAND (NON-IRRIGATED, USD/HA) | 370.6575
2017 | 28091 | CROPLAND (NON-IRRIGATED, USD/HA) | 49.421
2017 | 29127 | CROPLAND (NON-IRRIGATED, USD/HA) | 425.0206
2017 | 39101 | CROPLAND (NON-IRRIGATED, USD/HA) | 397.839
2017 | 41047 | CROPLAND (NON-IRRIGATED, USD/HA) | 383.0127
2017 | 45067 | CROPLAND (NON-IRRIGATED, USD/HA) | 106.2552
2017 | 47115 | CROPLAND (NON-IRRIGATED, USD/HA) | 247.105
2017 | 54049 | CROPLAND (NON-IRRIGATED, USD/HA) | 40.7723
2016 | 1093 | CROPLAND (NON-IRRIGATED, USD/HA) | 65.4828
2016 | 5089 | CROPLAND (NON-IRRIGATED, USD/HA) | 42.0078
2016 | 12083 | CROPLAND (NON-IRRIGATED, USD/HA) | 69.1894
2016 | 13197 | CROPLAND (NON-IRRIGATED, USD/HA) | 85.2512
2016 | 17121 | CROPLAND (NON-IRRIGATED, USD/HA) | 368.1864
2016 | 19125 | CROPLAND (NON-IRRIGATED, USD/HA) | 481.8547
2016 | 20115 | CROPLAND (NON-IRRIGATED, USD/HA) | 113.6683
2016 | 21155 | CROPLAND (NON-IRRIGATED, USD/HA) | 321.2365
2016 | 28091 | CROPLAND (NON-IRRIGATED, USD/HA) | 65.4828
2016 | 29127 | CROPLAND (NON-IRRIGATED, USD/HA) | 420.0785
2016 | 39101 | CROPLAND (NON-IRRIGATED, USD/HA) | 412.6653
2016 | 41047 | CROPLAND (NON-IRRIGATED, USD/HA) | 338.5338
2016 | 45067 | CROPLAND (NON-IRRIGATED, USD/HA) | 103.7841
2016 | 47115 | CROPLAND (NON-IRRIGATED, USD/HA) | 185.3287
2016 | 48315 | CROPLAND (NON-IRRIGATED, USD/HA) | 40.7723
2016 | 54049 | CROPLAND (NON-IRRIGATED, USD/HA) | 28.4171
2014 | 1093 | CROPLAND (NON-IRRIGATED, USD/HA) | 72.896
2014 | 5089 | CROPLAND (NON-IRRIGATED, USD/HA) | 56.8342
2014 | 12083 | CROPLAND (NON-IRRIGATED, USD/HA) | 75.367
2014 | 13197 | CROPLAND (NON-IRRIGATED, USD/HA) | 71.6604
2014 | 17121 | CROPLAND (NON-IRRIGATED, USD/HA) | 313.8234
2014 | 19125 | CROPLAND (NON-IRRIGATED, USD/HA) | 486.7969
2014 | 20115 | CROPLAND (NON-IRRIGATED, USD/HA) | 118.6104
2014 | 21155 | CROPLAND (NON-IRRIGATED, USD/HA) | 355.8312
2014 | 28091 | CROPLAND (NON-IRRIGATED, USD/HA) | 56.8342
2014 | 29127 | CROPLAND (NON-IRRIGATED, USD/HA) | 415.1364
2014 | 39101 | CROPLAND (NON-IRRIGATED, USD/HA) | 407.7233
2014 | 41047 | CROPLAND (NON-IRRIGATED, USD/HA) | 333.5917
2014 | 45067 | CROPLAND (NON-IRRIGATED, USD/HA) | 108.7262
2014 | 47115 | CROPLAND (NON-IRRIGATED, USD/HA) | 98.842
2013 | 1093 | CROPLAND (NON-IRRIGATED, USD/HA) | 67.9539
2013 | 5089 | CROPLAND (NON-IRRIGATED, USD/HA) | 63.0118
2013 | 12083 | CROPLAND (NON-IRRIGATED, USD/HA) | 90.1933
2013 | 13197 | CROPLAND (NON-IRRIGATED, USD/HA) | 71.6604
2013 | 17121 | CROPLAND (NON-IRRIGATED, USD/HA) | 321.2365
2013 | 19125 | CROPLAND (NON-IRRIGATED, USD/HA) | 489.2679
2013 | 20115 | CROPLAND (NON-IRRIGATED, USD/HA) | 112.4328
2013 | 21155 | CROPLAND (NON-IRRIGATED, USD/HA) | 328.6497
2013 | 28091 | CROPLAND (NON-IRRIGATED, USD/HA) | 70.4249
2013 | 29127 | CROPLAND (NON-IRRIGATED, USD/HA) | 375.5996
2013 | 39101 | CROPLAND (NON-IRRIGATED, USD/HA) | 358.3023
2013 | 41047 | CROPLAND (NON-IRRIGATED, USD/HA) | 333.5917
2013 | 45067 | CROPLAND (NON-IRRIGATED, USD/HA) | 127.2591
2013 | 47115 | CROPLAND (NON-IRRIGATED, USD/HA) | 148.263
2012 | 1093 | CROPLAND (NON-IRRIGATED, USD/HA) | 77.8381
2012 | 5089 | CROPLAND (NON-IRRIGATED, USD/HA) | 49.421
2012 | 13197 | CROPLAND (NON-IRRIGATED, USD/HA) | 65.4828
2012 | 17121 | CROPLAND (NON-IRRIGATED, USD/HA) | 341.0049
2012 | 19125 | CROPLAND (NON-IRRIGATED, USD/HA) | 491.7389
2012 | 20115 | CROPLAND (NON-IRRIGATED, USD/HA) | 109.9617
2012 | 28091 | CROPLAND (NON-IRRIGATED, USD/HA) | 55.5986
2012 | 29127 | CROPLAND (NON-IRRIGATED, USD/HA) | 326.1786
2012 | 39101 | CROPLAND (NON-IRRIGATED, USD/HA) | 358.3023
2012 | 41047 | CROPLAND (NON-IRRIGATED, USD/HA) | 311.3523
2012 | 45067 | CROPLAND (NON-IRRIGATED, USD/HA) | 103.7841
2012 | 47115 | CROPLAND (NON-IRRIGATED, USD/HA) | 160.6182
2011 | 1093 | CROPLAND (NON-IRRIGATED, USD/HA) | 71.6604
2011 | 5089 | CROPLAND (NON-IRRIGATED, USD/HA) | 45.7144
2011 | 12083 | CROPLAND (NON-IRRIGATED, USD/HA) | 93.8999
2011 | 13197 | CROPLAND (NON-IRRIGATED, USD/HA) | 77.8381
2011 | 17121 | CROPLAND (NON-IRRIGATED, USD/HA) | 294.055
2011 | 19125 | CROPLAND (NON-IRRIGATED, USD/HA) | 442.3179
2011 | 20115 | CROPLAND (NON-IRRIGATED, USD/HA) | 97.6065
2011 | 21155 | CROPLAND (NON-IRRIGATED, USD/HA) | 228.5721
2011 | 28091 | CROPLAND (NON-IRRIGATED, USD/HA) | 59.3052
2011 | 29127 | CROPLAND (NON-IRRIGATED, USD/HA) | 321.2365
2011 | 39101 | CROPLAND (NON-IRRIGATED, USD/HA) | 308.8813
2011 | 41047 | CROPLAND (NON-IRRIGATED, USD/HA) | 331.1207
2011 | 45067 | CROPLAND (NON-IRRIGATED, USD/HA) | 76.6025
2011 | 47115 | CROPLAND (NON-IRRIGATED, USD/HA) | 160.6182
2010 | 1093 | CROPLAND (NON-IRRIGATED, USD/HA) | 74.1315
2010 | 12083 | CROPLAND (NON-IRRIGATED, USD/HA) | 98.842
2010 | 13197 | CROPLAND (NON-IRRIGATED, USD/HA) | 65.4828
2010 | 17121 | CROPLAND (NON-IRRIGATED, USD/HA) | 232.2787
2010 | 19125 | CROPLAND (NON-IRRIGATED, USD/HA) | 395.368
2010 | 20115 | CROPLAND (NON-IRRIGATED, USD/HA) | 96.3709
2010 | 21155 | CROPLAND (NON-IRRIGATED, USD/HA) | 200.155
2010 | 28091 | CROPLAND (NON-IRRIGATED, USD/HA) | 49.421
2010 | 29127 | CROPLAND (NON-IRRIGATED, USD/HA) | 264.4024
2010 | 39101 | CROPLAND (NON-IRRIGATED, USD/HA) | 276.7576
2010 | 41047 | CROPLAND (NON-IRRIGATED, USD/HA) | 341.0049
2010 | 45067 | CROPLAND (NON-IRRIGATED, USD/HA) | 75.367
2010 | 47115 | CROPLAND (NON-IRRIGATED, USD/HA) | 166.7959
2009 | 1093 | CROPLAND (NON-IRRIGATED, USD/HA) | 66.7184
2009 | 5089 | CROPLAND (NON-IRRIGATED, USD/HA) | 53.1276
2009 | 12083 | CROPLAND (NON-IRRIGATED, USD/HA) | 100.0775
2009 | 13197 | CROPLAND (NON-IRRIGATED, USD/HA) | 64.2473
2009 | 17121 | CROPLAND (NON-IRRIGATED, USD/HA) | 232.2787
2009 | 19125 | CROPLAND (NON-IRRIGATED, USD/HA) | 422.5496
2009 | 20115 | CROPLAND (NON-IRRIGATED, USD/HA) | 96.3709
2009 | 21155 | CROPLAND (NON-IRRIGATED, USD/HA) | 187.7998
2009 | 28091 | CROPLAND (NON-IRRIGATED, USD/HA) | 46.95
2009 | 29127 | CROPLAND (NON-IRRIGATED, USD/HA) | 261.9313
2009 | 39101 | CROPLAND (NON-IRRIGATED, USD/HA) | 281.6997
2009 | 41047 | CROPLAND (NON-IRRIGATED, USD/HA) | 370.6575
2009 | 45067 | CROPLAND (NON-IRRIGATED, USD/HA) | 71.6604
2009 | 47115 | CROPLAND (NON-IRRIGATED, USD/HA) | 107.4907
2008 | 17121 | CROPLAND (NON-IRRIGATED, USD/HA) | 228.5721
2008 | 19125 | CROPLAND (NON-IRRIGATED, USD/HA) | 397.839
2008 | 20115 | CROPLAND (NON-IRRIGATED, USD/HA) | 98.842
2008 | 21155 | CROPLAND (NON-IRRIGATED, USD/HA) | 139.6143
2008 | 29127 | CROPLAND (NON-IRRIGATED, USD/HA) | 237.2208
2008 | 39101 | CROPLAND (NON-IRRIGATED, USD/HA) | 284.1707
2008 | 41047 | CROPLAND (NON-IRRIGATED, USD/HA) | 370.6575
2022 | 6043 | CROPLAND (NON-IRRIGATED, USD/HA) | 111.1972
2021 | 6043 | CROPLAND (NON-IRRIGATED, USD/HA) | 51.892
2020 | 6043 | CROPLAND (NON-IRRIGATED, USD/HA) | 61.7762
2019 | 6043 | CROPLAND (NON-IRRIGATED, USD/HA) | 53.1276
2017 | 6043 | CROPLAND (NON-IRRIGATED, USD/HA) | 53.1276
2011 | 6043 | CROPLAND (NON-IRRIGATED, USD/HA) | 69.1894
2024 | 45069 | CROPLAND (NON-IRRIGATED, USD/HA) | 124.788
2023 | 45069 | CROPLAND (NON-IRRIGATED, USD/HA) | 127.2591
2022 | 45069 | CROPLAND (NON-IRRIGATED, USD/HA) | 149.4985
2021 | 45069 | CROPLAND (NON-IRRIGATED, USD/HA) | 114.9038
2020 | 45069 | CROPLAND (NON-IRRIGATED, USD/HA) | 126.0236
2019 | 45069 | CROPLAND (NON-IRRIGATED, USD/HA) | 135.9077
2017 | 45069 | CROPLAND (NON-IRRIGATED, USD/HA) | 144.5564
2016 | 45069 | CROPLAND (NON-IRRIGATED, USD/HA) | 126.0236
2014 | 45069 | CROPLAND (NON-IRRIGATED, USD/HA) | 127.2591
2013 | 45069 | CROPLAND (NON-IRRIGATED, USD/HA) | 116.1393
2012 | 45069 | CROPLAND (NON-IRRIGATED, USD/HA) | 118.6104
2011 | 45069 | CROPLAND (NON-IRRIGATED, USD/HA) | 98.842
2010 | 45069 | CROPLAND (NON-IRRIGATED, USD/HA) | 101.3131
2009 | 45069 | CROPLAND (NON-IRRIGATED, USD/HA) | 96.3709
2024 | 55077 | CROPLAND (NON-IRRIGATED, USD/HA) | 217.4524
2023 | 55077 | CROPLAND (NON-IRRIGATED, USD/HA) | 229.8076
2022 | 55077 | CROPLAND (NON-IRRIGATED, USD/HA) | 189.0353
2021 | 55077 | CROPLAND (NON-IRRIGATED, USD/HA) | 177.9156
2020 | 55077 | CROPLAND (NON-IRRIGATED, USD/HA) | 176.6801
2019 | 55077 | CROPLAND (NON-IRRIGATED, USD/HA) | 195.213
2017 | 55077 | CROPLAND (NON-IRRIGATED, USD/HA) | 186.5643
2016 | 55077 | CROPLAND (NON-IRRIGATED, USD/HA) | 130.9657
2014 | 55077 | CROPLAND (NON-IRRIGATED, USD/HA) | 229.8076
2013 | 55077 | CROPLAND (NON-IRRIGATED, USD/HA) | 252.0471
2012 | 55077 | CROPLAND (NON-IRRIGATED, USD/HA) | 205.0971
2011 | 55077 | CROPLAND (NON-IRRIGATED, USD/HA) | 197.684
2010 | 55077 | CROPLAND (NON-IRRIGATED, USD/HA) | 135.9077
2009 | 55077 | CROPLAND (NON-IRRIGATED, USD/HA) | 123.5525
2008 | 55077 | CROPLAND (NON-IRRIGATED, USD/HA) | 134.6722
2024 | 1095 | CROPLAND (NON-IRRIGATED, USD/HA) | 85.2512
2024 | 17123 | CROPLAND (NON-IRRIGATED, USD/HA) | 721.5466
2024 | 18099 | CROPLAND (NON-IRRIGATED, USD/HA) | 548.5731
2024 | 19127 | CROPLAND (NON-IRRIGATED, USD/HA) | 689.423
2024 | 20117 | CROPLAND (NON-IRRIGATED, USD/HA) | 308.8813
2024 | 21157 | CROPLAND (NON-IRRIGATED, USD/HA) | 385.4838
2024 | 28093 | CROPLAND (NON-IRRIGATED, USD/HA) | 151.9696
2024 | 40095 | CROPLAND (NON-IRRIGATED, USD/HA) | 39.5368
2024 | 46091 | CROPLAND (NON-IRRIGATED, USD/HA) | 387.9549
2024 | 47117 | CROPLAND (NON-IRRIGATED, USD/HA) | 144.5564
2023 | 1095 | CROPLAND (NON-IRRIGATED, USD/HA) | 116.1393
2023 | 17123 | CROPLAND (NON-IRRIGATED, USD/HA) | 667.1835
2023 | 18099 | CROPLAND (NON-IRRIGATED, USD/HA) | 506.5652
2023 | 19127 | CROPLAND (NON-IRRIGATED, USD/HA) | 711.6624
2023 | 20117 | CROPLAND (NON-IRRIGATED, USD/HA) | 294.055
2023 | 21157 | CROPLAND (NON-IRRIGATED, USD/HA) | 336.0628
2023 | 27089 | CROPLAND (NON-IRRIGATED, USD/HA) | 318.7654
2023 | 28093 | CROPLAND (NON-IRRIGATED, USD/HA) | 128.4946
2023 | 40095 | CROPLAND (NON-IRRIGATED, USD/HA) | 42.0078
2023 | 46091 | CROPLAND (NON-IRRIGATED, USD/HA) | 373.1286
2023 | 47117 | CROPLAND (NON-IRRIGATED, USD/HA) | 165.5603
2022 | 1095 | CROPLAND (NON-IRRIGATED, USD/HA) | 108.7262
2022 | 17123 | CROPLAND (NON-IRRIGATED, USD/HA) | 640.0019
2022 | 18099 | CROPLAND (NON-IRRIGATED, USD/HA) | 437.3759
2022 | 19127 | CROPLAND (NON-IRRIGATED, USD/HA) | 652.3572
2022 | 20117 | CROPLAND (NON-IRRIGATED, USD/HA) | 313.8234
2022 | 21157 | CROPLAND (NON-IRRIGATED, USD/HA) | 291.5839
2022 | 28093 | CROPLAND (NON-IRRIGATED, USD/HA) | 151.9696
2022 | 40095 | CROPLAND (NON-IRRIGATED, USD/HA) | 40.7723
2022 | 46091 | CROPLAND (NON-IRRIGATED, USD/HA) | 370.6575
2022 | 47117 | CROPLAND (NON-IRRIGATED, USD/HA) | 116.1393
2021 | 1095 | CROPLAND (NON-IRRIGATED, USD/HA) | 92.6644
2021 | 17123 | CROPLAND (NON-IRRIGATED, USD/HA) | 595.5231
2021 | 18099 | CROPLAND (NON-IRRIGATED, USD/HA) | 420.0785
2021 | 19127 | CROPLAND (NON-IRRIGATED, USD/HA) | 595.5231
2021 | 20117 | CROPLAND (NON-IRRIGATED, USD/HA) | 284.1707
2021 | 21157 | CROPLAND (NON-IRRIGATED, USD/HA) | 229.8076
2021 | 27089 | CROPLAND (NON-IRRIGATED, USD/HA) | 223.63
2021 | 28093 | CROPLAND (NON-IRRIGATED, USD/HA) | 145.7919
2021 | 40095 | CROPLAND (NON-IRRIGATED, USD/HA) | 29.6526
2021 | 46091 | CROPLAND (NON-IRRIGATED, USD/HA) | 336.0628
2021 | 47117 | CROPLAND (NON-IRRIGATED, USD/HA) | 123.5525
2020 | 1095 | CROPLAND (NON-IRRIGATED, USD/HA) | 93.8999
2020 | 17123 | CROPLAND (NON-IRRIGATED, USD/HA) | 580.6967
2020 | 18099 | CROPLAND (NON-IRRIGATED, USD/HA) | 442.3179
2020 | 19127 | CROPLAND (NON-IRRIGATED, USD/HA) | 565.8705
2020 | 20117 | CROPLAND (NON-IRRIGATED, USD/HA) | 261.9313
2020 | 21157 | CROPLAND (NON-IRRIGATED, USD/HA) | 247.105
2020 | 27089 | CROPLAND (NON-IRRIGATED, USD/HA) | 208.8037
2020 | 28093 | CROPLAND (NON-IRRIGATED, USD/HA) | 145.7919
2020 | 40095 | CROPLAND (NON-IRRIGATED, USD/HA) | 45.7144
2020 | 46091 | CROPLAND (NON-IRRIGATED, USD/HA) | 331.1207
2020 | 47117 | CROPLAND (NON-IRRIGATED, USD/HA) | 148.263
2019 | 1095 | CROPLAND (NON-IRRIGATED, USD/HA) | 84.0157
2019 | 17123 | CROPLAND (NON-IRRIGATED, USD/HA) | 597.9941
2019 | 18099 | CROPLAND (NON-IRRIGATED, USD/HA) | 407.7233
2019 | 19127 | CROPLAND (NON-IRRIGATED, USD/HA) | 541.1599
2019 | 20117 | CROPLAND (NON-IRRIGATED, USD/HA) | 249.5761
2019 | 21157 | CROPLAND (NON-IRRIGATED, USD/HA) | 210.0393
2019 | 27089 | CROPLAND (NON-IRRIGATED, USD/HA) | 214.9813
2019 | 28093 | CROPLAND (NON-IRRIGATED, USD/HA) | 158.1472
2019 | 40095 | CROPLAND (NON-IRRIGATED, USD/HA) | 42.0078
2019 | 46091 | CROPLAND (NON-IRRIGATED, USD/HA) | 331.1207
2019 | 47117 | CROPLAND (NON-IRRIGATED, USD/HA) | 156.9117
2017 | 1095 | CROPLAND (NON-IRRIGATED, USD/HA) | 77.8381
2017 | 17123 | CROPLAND (NON-IRRIGATED, USD/HA) | 593.052
2017 | 18099 | CROPLAND (NON-IRRIGATED, USD/HA) | 407.7233
2017 | 19127 | CROPLAND (NON-IRRIGATED, USD/HA) | 585.6389
2017 | 20117 | CROPLAND (NON-IRRIGATED, USD/HA) | 227.3366
2017 | 27089 | CROPLAND (NON-IRRIGATED, USD/HA) | 222.3945
2017 | 28093 | CROPLAND (NON-IRRIGATED, USD/HA) | 100.0775
2017 | 40095 | CROPLAND (NON-IRRIGATED, USD/HA) | 37.0658
2017 | 46091 | CROPLAND (NON-IRRIGATED, USD/HA) | 350.8891
2017 | 47117 | CROPLAND (NON-IRRIGATED, USD/HA) | 150.734
2016 | 1095 | CROPLAND (NON-IRRIGATED, USD/HA) | 91.4288
2016 | 17123 | CROPLAND (NON-IRRIGATED, USD/HA) | 570.8125
2016 | 18099 | CROPLAND (NON-IRRIGATED, USD/HA) | 407.7233
2016 | 19127 | CROPLAND (NON-IRRIGATED, USD/HA) | 600.4651
2016 | 20117 | CROPLAND (NON-IRRIGATED, USD/HA) | 254.5181
2016 | 27089 | CROPLAND (NON-IRRIGATED, USD/HA) | 195.213
2016 | 28093 | CROPLAND (NON-IRRIGATED, USD/HA) | 116.1393
2016 | 40095 | CROPLAND (NON-IRRIGATED, USD/HA) | 38.3013
2016 | 46091 | CROPLAND (NON-IRRIGATED, USD/HA) | 375.5996
2016 | 47117 | CROPLAND (NON-IRRIGATED, USD/HA) | 123.5525
2014 | 1095 | CROPLAND (NON-IRRIGATED, USD/HA) | 81.5447
2014 | 17123 | CROPLAND (NON-IRRIGATED, USD/HA) | 620.2336
2014 | 18099 | CROPLAND (NON-IRRIGATED, USD/HA) | 395.368
2014 | 19127 | CROPLAND (NON-IRRIGATED, USD/HA) | 719.0756
2014 | 20117 | CROPLAND (NON-IRRIGATED, USD/HA) | 226.1011
2014 | 27089 | CROPLAND (NON-IRRIGATED, USD/HA) | 208.8037
2014 | 28093 | CROPLAND (NON-IRRIGATED, USD/HA) | 155.6762
2014 | 40095 | CROPLAND (NON-IRRIGATED, USD/HA) | 34.5947
2014 | 46091 | CROPLAND (NON-IRRIGATED, USD/HA) | 360.7733
2014 | 47117 | CROPLAND (NON-IRRIGATED, USD/HA) | 160.6182
2013 | 1095 | CROPLAND (NON-IRRIGATED, USD/HA) | 77.8381
2013 | 17123 | CROPLAND (NON-IRRIGATED, USD/HA) | 553.5152
2013 | 18099 | CROPLAND (NON-IRRIGATED, USD/HA) | 407.7233
2013 | 19127 | CROPLAND (NON-IRRIGATED, USD/HA) | 679.5387
2013 | 20117 | CROPLAND (NON-IRRIGATED, USD/HA) | 216.2169
2013 | 21157 | CROPLAND (NON-IRRIGATED, USD/HA) | 160.6182
2013 | 27089 | CROPLAND (NON-IRRIGATED, USD/HA) | 212.5103
2013 | 28093 | CROPLAND (NON-IRRIGATED, USD/HA) | 84.0157
2013 | 40095 | CROPLAND (NON-IRRIGATED, USD/HA) | 34.5947
2013 | 46091 | CROPLAND (NON-IRRIGATED, USD/HA) | 281.6997
2013 | 47117 | CROPLAND (NON-IRRIGATED, USD/HA) | 117.3749
2012 | 1095 | CROPLAND (NON-IRRIGATED, USD/HA) | 74.1315
2012 | 17123 | CROPLAND (NON-IRRIGATED, USD/HA) | 546.102
2012 | 18099 | CROPLAND (NON-IRRIGATED, USD/HA) | 380.5417
2012 | 19127 | CROPLAND (NON-IRRIGATED, USD/HA) | 654.8283
2012 | 20117 | CROPLAND (NON-IRRIGATED, USD/HA) | 214.9813
2012 | 21157 | CROPLAND (NON-IRRIGATED, USD/HA) | 158.1472
2012 | 27089 | CROPLAND (NON-IRRIGATED, USD/HA) | 175.4445
2012 | 28093 | CROPLAND (NON-IRRIGATED, USD/HA) | 117.3749
2012 | 40095 | CROPLAND (NON-IRRIGATED, USD/HA) | 49.421
2012 | 46091 | CROPLAND (NON-IRRIGATED, USD/HA) | 266.8734
2012 | 47117 | CROPLAND (NON-IRRIGATED, USD/HA) | 98.842
2011 | 1095 | CROPLAND (NON-IRRIGATED, USD/HA) | 80.3091
2011 | 17123 | CROPLAND (NON-IRRIGATED, USD/HA) | 481.8547
2011 | 18099 | CROPLAND (NON-IRRIGATED, USD/HA) | 271.8155
2011 | 19127 | CROPLAND (NON-IRRIGATED, USD/HA) | 509.0363
2011 | 20117 | CROPLAND (NON-IRRIGATED, USD/HA) | 177.9156
2011 | 27089 | CROPLAND (NON-IRRIGATED, USD/HA) | 153.2051
2011 | 28093 | CROPLAND (NON-IRRIGATED, USD/HA) | 117.3749
2011 | 46091 | CROPLAND (NON-IRRIGATED, USD/HA) | 205.0971
2011 | 47117 | CROPLAND (NON-IRRIGATED, USD/HA) | 98.842
2010 | 1095 | CROPLAND (NON-IRRIGATED, USD/HA) | 81.5447
2010 | 17123 | CROPLAND (NON-IRRIGATED, USD/HA) | 427.4916
2010 | 18099 | CROPLAND (NON-IRRIGATED, USD/HA) | 271.8155
2010 | 19127 | CROPLAND (NON-IRRIGATED, USD/HA) | 462.0863
2010 | 20117 | CROPLAND (NON-IRRIGATED, USD/HA) | 190.2708
2010 | 21157 | CROPLAND (NON-IRRIGATED, USD/HA) | 148.263
2010 | 27089 | CROPLAND (NON-IRRIGATED, USD/HA) | 153.2051
2010 | 28093 | CROPLAND (NON-IRRIGATED, USD/HA) | 102.5486
2010 | 40095 | CROPLAND (NON-IRRIGATED, USD/HA) | 49.421
2010 | 46091 | CROPLAND (NON-IRRIGATED, USD/HA) | 182.8577
2010 | 47117 | CROPLAND (NON-IRRIGATED, USD/HA) | 107.4907
2009 | 1095 | CROPLAND (NON-IRRIGATED, USD/HA) | 74.1315
2009 | 17123 | CROPLAND (NON-IRRIGATED, USD/HA) | 429.9627
2009 | 18099 | CROPLAND (NON-IRRIGATED, USD/HA) | 269.3444
2009 | 19127 | CROPLAND (NON-IRRIGATED, USD/HA) | 452.2022
2009 | 20117 | CROPLAND (NON-IRRIGATED, USD/HA) | 185.3287
2009 | 27089 | CROPLAND (NON-IRRIGATED, USD/HA) | 149.4985
2009 | 28093 | CROPLAND (NON-IRRIGATED, USD/HA) | 95.1354
2009 | 40095 | CROPLAND (NON-IRRIGATED, USD/HA) | 42.0078
2009 | 46091 | CROPLAND (NON-IRRIGATED, USD/HA) | 185.3287
2009 | 47117 | CROPLAND (NON-IRRIGATED, USD/HA) | 106.2552
2008 | 1095 | CROPLAND (NON-IRRIGATED, USD/HA) | 70.4249
2008 | 17123 | CROPLAND (NON-IRRIGATED, USD/HA) | 447.26
2008 | 18099 | CROPLAND (NON-IRRIGATED, USD/HA) | 294.055
2008 | 19127 | CROPLAND (NON-IRRIGATED, USD/HA) | 432.4337
2008 | 20117 | CROPLAND (NON-IRRIGATED, USD/HA) | 187.7998
2008 | 27089 | CROPLAND (NON-IRRIGATED, USD/HA) | 134.6722
2008 | 46091 | CROPLAND (NON-IRRIGATED, USD/HA) | 176.6801
2024 | 18101 | CROPLAND (NON-IRRIGATED, USD/HA) | 486.7969
2024 | 27091 | CROPLAND (NON-IRRIGATED, USD/HA) | 709.1913
2024 | 37117 | CROPLAND (NON-IRRIGATED, USD/HA) | 284.1707
2024 | 48317 | CROPLAND (NON-IRRIGATED, USD/HA) | 119.8459
2023 | 18101 | CROPLAND (NON-IRRIGATED, USD/HA) | 447.26
2023 | 27091 | CROPLAND (NON-IRRIGATED, USD/HA) | 691.894
2023 | 37117 | CROPLAND (NON-IRRIGATED, USD/HA) | 264.4024
2023 | 48317 | CROPLAND (NON-IRRIGATED, USD/HA) | 81.5447
2022 | 18101 | CROPLAND (NON-IRRIGATED, USD/HA) | 434.9048
2022 | 27091 | CROPLAND (NON-IRRIGATED, USD/HA) | 654.8283
2022 | 37117 | CROPLAND (NON-IRRIGATED, USD/HA) | 266.8734
2022 | 48317 | CROPLAND (NON-IRRIGATED, USD/HA) | 75.367
2021 | 18101 | CROPLAND (NON-IRRIGATED, USD/HA) | 425.0206
2021 | 27091 | CROPLAND (NON-IRRIGATED, USD/HA) | 573.2836
2021 | 37117 | CROPLAND (NON-IRRIGATED, USD/HA) | 243.3984
2021 | 48317 | CROPLAND (NON-IRRIGATED, USD/HA) | 75.367
2020 | 18101 | CROPLAND (NON-IRRIGATED, USD/HA) | 400.3101
2020 | 27091 | CROPLAND (NON-IRRIGATED, USD/HA) | 546.102
2020 | 37117 | CROPLAND (NON-IRRIGATED, USD/HA) | 224.8655
2020 | 48317 | CROPLAND (NON-IRRIGATED, USD/HA) | 64.2473
2019 | 12085 | CROPLAND (NON-IRRIGATED, USD/HA) | 91.4288
2019 | 18101 | CROPLAND (NON-IRRIGATED, USD/HA) | 385.4838
2019 | 27091 | CROPLAND (NON-IRRIGATED, USD/HA) | 526.3337
2019 | 37117 | CROPLAND (NON-IRRIGATED, USD/HA) | 237.2208
2019 | 48317 | CROPLAND (NON-IRRIGATED, USD/HA) | 43.2434
2017 | 12085 | CROPLAND (NON-IRRIGATED, USD/HA) | 95.1354
2017 | 18101 | CROPLAND (NON-IRRIGATED, USD/HA) | 420.0785
2017 | 37117 | CROPLAND (NON-IRRIGATED, USD/HA) | 254.5181
2017 | 48317 | CROPLAND (NON-IRRIGATED, USD/HA) | 49.421
2016 | 12085 | CROPLAND (NON-IRRIGATED, USD/HA) | 101.3131
2016 | 18101 | CROPLAND (NON-IRRIGATED, USD/HA) | 321.2365
2016 | 27091 | CROPLAND (NON-IRRIGATED, USD/HA) | 597.9941
2014 | 18101 | CROPLAND (NON-IRRIGATED, USD/HA) | 316.2944
2014 | 27091 | CROPLAND (NON-IRRIGATED, USD/HA) | 674.5966
2013 | 18101 | CROPLAND (NON-IRRIGATED, USD/HA) | 321.2365
2013 | 27091 | CROPLAND (NON-IRRIGATED, USD/HA) | 677.0677
2013 | 37117 | CROPLAND (NON-IRRIGATED, USD/HA) | 187.7998
2012 | 18101 | CROPLAND (NON-IRRIGATED, USD/HA) | 301.4681
2012 | 27091 | CROPLAND (NON-IRRIGATED, USD/HA) | 560.9284
2012 | 37117 | CROPLAND (NON-IRRIGATED, USD/HA) | 202.6261
2011 | 18101 | CROPLAND (NON-IRRIGATED, USD/HA) | 301.4681
2011 | 27091 | CROPLAND (NON-IRRIGATED, USD/HA) | 469.4995
2011 | 37117 | CROPLAND (NON-IRRIGATED, USD/HA) | 174.209
2010 | 18101 | CROPLAND (NON-IRRIGATED, USD/HA) | 291.5839
2010 | 27091 | CROPLAND (NON-IRRIGATED, USD/HA) | 425.0206
2010 | 37117 | CROPLAND (NON-IRRIGATED, USD/HA) | 158.1472
2009 | 18101 | CROPLAND (NON-IRRIGATED, USD/HA) | 266.8734
2009 | 27091 | CROPLAND (NON-IRRIGATED, USD/HA) | 410.1943
2009 | 37117 | CROPLAND (NON-IRRIGATED, USD/HA) | 156.9117
2009 | 48317 | CROPLAND (NON-IRRIGATED, USD/HA) | 49.421
2008 | 27091 | CROPLAND (NON-IRRIGATED, USD/HA) | 395.368
2008 | 37117 | CROPLAND (NON-IRRIGATED, USD/HA) | 143.3209
2024 | 17125 | CROPLAND (NON-IRRIGATED, USD/HA) | 637.5309
2024 | 26105 | CROPLAND (NON-IRRIGATED, USD/HA) | 158.1472
2024 | 48319 | CROPLAND (NON-IRRIGATED, USD/HA) | 66.7184
2024 | 54053 | CROPLAND (NON-IRRIGATED, USD/HA) | 240.9274
2023 | 17125 | CROPLAND (NON-IRRIGATED, USD/HA) | 605.4072
2023 | 21161 | CROPLAND (NON-IRRIGATED, USD/HA) | 223.63
2023 | 26105 | CROPLAND (NON-IRRIGATED, USD/HA) | 143.3209
2023 | 48319 | CROPLAND (NON-IRRIGATED, USD/HA) | 40.7723
2023 | 54053 | CROPLAND (NON-IRRIGATED, USD/HA) | 224.8655
2022 | 17125 | CROPLAND (NON-IRRIGATED, USD/HA) | 610.3493
2022 | 21161 | CROPLAND (NON-IRRIGATED, USD/HA) | 242.1629
2022 | 26105 | CROPLAND (NON-IRRIGATED, USD/HA) | 151.9696
2022 | 48319 | CROPLAND (NON-IRRIGATED, USD/HA) | 20.0155
2022 | 54053 | CROPLAND (NON-IRRIGATED, USD/HA) | 216.2169
2021 | 17125 | CROPLAND (NON-IRRIGATED, USD/HA) | 553.5152
2021 | 21161 | CROPLAND (NON-IRRIGATED, USD/HA) | 206.3327
2021 | 26105 | CROPLAND (NON-IRRIGATED, USD/HA) | 159.3827
2021 | 48319 | CROPLAND (NON-IRRIGATED, USD/HA) | 23.9692
2021 | 54053 | CROPLAND (NON-IRRIGATED, USD/HA) | 214.9813
2020 | 17125 | CROPLAND (NON-IRRIGATED, USD/HA) | 538.6889
2020 | 21161 | CROPLAND (NON-IRRIGATED, USD/HA) | 237.2208
2020 | 26105 | CROPLAND (NON-IRRIGATED, USD/HA) | 118.6104
2020 | 48319 | CROPLAND (NON-IRRIGATED, USD/HA) | 28.4171
2020 | 54053 | CROPLAND (NON-IRRIGATED, USD/HA) | 207.5682
2019 | 17125 | CROPLAND (NON-IRRIGATED, USD/HA) | 533.7468
2019 | 21161 | CROPLAND (NON-IRRIGATED, USD/HA) | 217.4524
2019 | 26105 | CROPLAND (NON-IRRIGATED, USD/HA) | 118.6104
2019 | 54053 | CROPLAND (NON-IRRIGATED, USD/HA) | 219.9235
2017 | 17125 | CROPLAND (NON-IRRIGATED, USD/HA) | 538.6889
2017 | 21161 | CROPLAND (NON-IRRIGATED, USD/HA) | 217.4524
2017 | 48319 | CROPLAND (NON-IRRIGATED, USD/HA) | 32.1236
2017 | 54053 | CROPLAND (NON-IRRIGATED, USD/HA) | 234.7498
2016 | 17125 | CROPLAND (NON-IRRIGATED, USD/HA) | 541.1599
2016 | 21161 | CROPLAND (NON-IRRIGATED, USD/HA) | 240.9274
2016 | 48319 | CROPLAND (NON-IRRIGATED, USD/HA) | 34.5947
2014 | 17125 | CROPLAND (NON-IRRIGATED, USD/HA) | 518.9205
2014 | 21161 | CROPLAND (NON-IRRIGATED, USD/HA) | 234.7498
2014 | 26105 | CROPLAND (NON-IRRIGATED, USD/HA) | 144.5564
2014 | 48319 | CROPLAND (NON-IRRIGATED, USD/HA) | 28.4171
2014 | 54053 | CROPLAND (NON-IRRIGATED, USD/HA) | 205.0971
2013 | 17125 | CROPLAND (NON-IRRIGATED, USD/HA) | 481.8547
2013 | 21161 | CROPLAND (NON-IRRIGATED, USD/HA) | 281.6997
2013 | 26105 | CROPLAND (NON-IRRIGATED, USD/HA) | 135.9077
2013 | 48319 | CROPLAND (NON-IRRIGATED, USD/HA) | 29.6526
2013 | 54053 | CROPLAND (NON-IRRIGATED, USD/HA) | 247.105
2012 | 17125 | CROPLAND (NON-IRRIGATED, USD/HA) | 565.8705
2012 | 21161 | CROPLAND (NON-IRRIGATED, USD/HA) | 243.3984
2012 | 26105 | CROPLAND (NON-IRRIGATED, USD/HA) | 124.788
2012 | 48319 | CROPLAND (NON-IRRIGATED, USD/HA) | 28.4171
2012 | 54053 | CROPLAND (NON-IRRIGATED, USD/HA) | 233.5142
2011 | 17125 | CROPLAND (NON-IRRIGATED, USD/HA) | 469.4995
2011 | 21161 | CROPLAND (NON-IRRIGATED, USD/HA) | 185.3287
2011 | 26105 | CROPLAND (NON-IRRIGATED, USD/HA) | 108.7262
2011 | 48319 | CROPLAND (NON-IRRIGATED, USD/HA) | 25.946
2010 | 17125 | CROPLAND (NON-IRRIGATED, USD/HA) | 469.4995
2010 | 21161 | CROPLAND (NON-IRRIGATED, USD/HA) | 153.2051
2010 | 26105 | CROPLAND (NON-IRRIGATED, USD/HA) | 112.4328
2010 | 48319 | CROPLAND (NON-IRRIGATED, USD/HA) | 38.3013
2010 | 54053 | CROPLAND (NON-IRRIGATED, USD/HA) | 170.5025
2009 | 17125 | CROPLAND (NON-IRRIGATED, USD/HA) | 481.8547
2009 | 21161 | CROPLAND (NON-IRRIGATED, USD/HA) | 128.4946
2009 | 26105 | CROPLAND (NON-IRRIGATED, USD/HA) | 98.842
2009 | 48319 | CROPLAND (NON-IRRIGATED, USD/HA) | 40.7723
2009 | 54053 | CROPLAND (NON-IRRIGATED, USD/HA) | 103.7841
2008 | 17125 | CROPLAND (NON-IRRIGATED, USD/HA) | 407.7233
2024 | 17127 | CROPLAND (NON-IRRIGATED, USD/HA) | 333.5917
2023 | 17127 | CROPLAND (NON-IRRIGATED, USD/HA) | 298.9971
2022 | 17127 | CROPLAND (NON-IRRIGATED, USD/HA) | 281.6997
2021 | 17127 | CROPLAND (NON-IRRIGATED, USD/HA) | 274.2865
2020 | 17127 | CROPLAND (NON-IRRIGATED, USD/HA) | 291.5839
2017 | 17127 | CROPLAND (NON-IRRIGATED, USD/HA) | 333.5917
2016 | 17127 | CROPLAND (NON-IRRIGATED, USD/HA) | 368.1864
2014 | 17127 | CROPLAND (NON-IRRIGATED, USD/HA) | 365.7154
2013 | 17127 | CROPLAND (NON-IRRIGATED, USD/HA) | 284.1707
2012 | 17127 | CROPLAND (NON-IRRIGATED, USD/HA) | 254.5181
2011 | 17127 | CROPLAND (NON-IRRIGATED, USD/HA) | 231.0432
2009 | 17127 | CROPLAND (NON-IRRIGATED, USD/HA) | 210.0393
2024 | 48321 | CROPLAND (NON-IRRIGATED, USD/HA) | 151.9696
2023 | 48321 | CROPLAND (NON-IRRIGATED, USD/HA) | 165.5603
2022 | 48321 | CROPLAND (NON-IRRIGATED, USD/HA) | 109.9617
2021 | 48321 | CROPLAND (NON-IRRIGATED, USD/HA) | 137.1433
2020 | 48321 | CROPLAND (NON-IRRIGATED, USD/HA) | 106.2552
2019 | 48321 | CROPLAND (NON-IRRIGATED, USD/HA) | 112.4328
2017 | 48321 | CROPLAND (NON-IRRIGATED, USD/HA) | 114.9038
2016 | 48321 | CROPLAND (NON-IRRIGATED, USD/HA) | 107.4907
2014 | 48321 | CROPLAND (NON-IRRIGATED, USD/HA) | 103.7841
2013 | 48321 | CROPLAND (NON-IRRIGATED, USD/HA) | 98.842
2012 | 48321 | CROPLAND (NON-IRRIGATED, USD/HA) | 111.1972
2011 | 48321 | CROPLAND (NON-IRRIGATED, USD/HA) | 111.1972
2010 | 48321 | CROPLAND (NON-IRRIGATED, USD/HA) | 93.8999
2009 | 48321 | CROPLAND (NON-IRRIGATED, USD/HA) | 93.8999
2008 | 48321 | CROPLAND (NON-IRRIGATED, USD/HA) | 88.9578
2023 | 15009 | CROPLAND (NON-IRRIGATED, USD/HA) | 266.8734
2019 | 15009 | CROPLAND (NON-IRRIGATED, USD/HA) | 259.4602
2014 | 15009 | CROPLAND (NON-IRRIGATED, USD/HA) | 266.8734
2011 | 15009 | CROPLAND (NON-IRRIGATED, USD/HA) | 269.3444
2010 | 15009 | CROPLAND (NON-IRRIGATED, USD/HA) | 271.8155
2024 | 47119 | CROPLAND (NON-IRRIGATED, USD/HA) | 189.0353
2023 | 47119 | CROPLAND (NON-IRRIGATED, USD/HA) | 170.5025
2022 | 47119 | CROPLAND (NON-IRRIGATED, USD/HA) | 195.213
2021 | 47119 | CROPLAND (NON-IRRIGATED, USD/HA) | 179.1511
2020 | 47119 | CROPLAND (NON-IRRIGATED, USD/HA) | 168.0314
2019 | 47119 | CROPLAND (NON-IRRIGATED, USD/HA) | 172.9735
2017 | 47119 | CROPLAND (NON-IRRIGATED, USD/HA) | 135.9077
2014 | 47119 | CROPLAND (NON-IRRIGATED, USD/HA) | 185.3287
2013 | 47119 | CROPLAND (NON-IRRIGATED, USD/HA) | 142.0854
2012 | 47119 | CROPLAND (NON-IRRIGATED, USD/HA) | 133.4367
2011 | 47119 | CROPLAND (NON-IRRIGATED, USD/HA) | 106.2552
2010 | 47119 | CROPLAND (NON-IRRIGATED, USD/HA) | 111.1972
2009 | 47119 | CROPLAND (NON-IRRIGATED, USD/HA) | 100.0775
2008 | 47119 | CROPLAND (NON-IRRIGATED, USD/HA) | 93.8999
2016 | 48323 | CROPLAND (NON-IRRIGATED, USD/HA) | 37.0658
2024 | 40097 | CROPLAND (NON-IRRIGATED, USD/HA) | 72.896
2023 | 40097 | CROPLAND (NON-IRRIGATED, USD/HA) | 64.2473
2022 | 40097 | CROPLAND (NON-IRRIGATED, USD/HA) | 81.5447
2021 | 40097 | CROPLAND (NON-IRRIGATED, USD/HA) | 77.8381
2020 | 40097 | CROPLAND (NON-IRRIGATED, USD/HA) | 74.1315
2019 | 40097 | CROPLAND (NON-IRRIGATED, USD/HA) | 63.0118
2017 | 40097 | CROPLAND (NON-IRRIGATED, USD/HA) | 64.2473
2016 | 40097 | CROPLAND (NON-IRRIGATED, USD/HA) | 65.4828
2014 | 40097 | CROPLAND (NON-IRRIGATED, USD/HA) | 61.7762
2012 | 40097 | CROPLAND (NON-IRRIGATED, USD/HA) | 54.3631
2011 | 40097 | CROPLAND (NON-IRRIGATED, USD/HA) | 65.4828
2010 | 40097 | CROPLAND (NON-IRRIGATED, USD/HA) | 59.3052
2009 | 40097 | CROPLAND (NON-IRRIGATED, USD/HA) | 49.421
2008 | 40097 | CROPLAND (NON-IRRIGATED, USD/HA) | 66.7184
2024 | 40087 | CROPLAND (NON-IRRIGATED, USD/HA) | 90.1933
2023 | 40087 | CROPLAND (NON-IRRIGATED, USD/HA) | 98.842
2022 | 40087 | CROPLAND (NON-IRRIGATED, USD/HA) | 128.4946
2021 | 40087 | CROPLAND (NON-IRRIGATED, USD/HA) | 117.3749
2020 | 40087 | CROPLAND (NON-IRRIGATED, USD/HA) | 121.0815
2019 | 40087 | CROPLAND (NON-IRRIGATED, USD/HA) | 124.788
2017 | 40087 | CROPLAND (NON-IRRIGATED, USD/HA) | 100.0775
2016 | 40087 | CROPLAND (NON-IRRIGATED, USD/HA) | 84.0157
2014 | 40087 | CROPLAND (NON-IRRIGATED, USD/HA) | 86.4868
2011 | 40087 | CROPLAND (NON-IRRIGATED, USD/HA) | 71.6604
2010 | 40087 | CROPLAND (NON-IRRIGATED, USD/HA) | 84.0157
2009 | 40087 | CROPLAND (NON-IRRIGATED, USD/HA) | 76.6025
2008 | 40087 | CROPLAND (NON-IRRIGATED, USD/HA) | 72.896
2024 | 30055 | CROPLAND (NON-IRRIGATED, USD/HA) | 70.4249
2023 | 30055 | CROPLAND (NON-IRRIGATED, USD/HA) | 63.0118
2022 | 30055 | CROPLAND (NON-IRRIGATED, USD/HA) | 64.2473
2021 | 30055 | CROPLAND (NON-IRRIGATED, USD/HA) | 65.4828
2020 | 30055 | CROPLAND (NON-IRRIGATED, USD/HA) | 59.3052
2019 | 30055 | CROPLAND (NON-IRRIGATED, USD/HA) | 59.3052
2017 | 30055 | CROPLAND (NON-IRRIGATED, USD/HA) | 54.3631
2016 | 30055 | CROPLAND (NON-IRRIGATED, USD/HA) | 55.5986
2014 | 30055 | CROPLAND (NON-IRRIGATED, USD/HA) | 53.1276
2013 | 30055 | CROPLAND (NON-IRRIGATED, USD/HA) | 49.421
2012 | 30055 | CROPLAND (NON-IRRIGATED, USD/HA) | 51.892
2010 | 30055 | CROPLAND (NON-IRRIGATED, USD/HA) | 48.1855
2009 | 30055 | CROPLAND (NON-IRRIGATED, USD/HA) | 48.1855
2008 | 30055 | CROPLAND (NON-IRRIGATED, USD/HA) | 43.2434
2024 | 46087 | CROPLAND (NON-IRRIGATED, USD/HA) | 462.0863
2023 | 46087 | CROPLAND (NON-IRRIGATED, USD/HA) | 439.8469
2022 | 46087 | CROPLAND (NON-IRRIGATED, USD/HA) | 432.4337
2021 | 46087 | CROPLAND (NON-IRRIGATED, USD/HA) | 447.26
2020 | 46087 | CROPLAND (NON-IRRIGATED, USD/HA) | 412.6653
2019 | 46087 | CROPLAND (NON-IRRIGATED, USD/HA) | 383.0127
2017 | 46087 | CROPLAND (NON-IRRIGATED, USD/HA) | 410.1943
2016 | 46087 | CROPLAND (NON-IRRIGATED, USD/HA) | 412.6653
2014 | 46087 | CROPLAND (NON-IRRIGATED, USD/HA) | 412.6653
2013 | 46087 | CROPLAND (NON-IRRIGATED, USD/HA) | 395.368
2012 | 46087 | CROPLAND (NON-IRRIGATED, USD/HA) | 365.7154
2011 | 46087 | CROPLAND (NON-IRRIGATED, USD/HA) | 318.7654
2010 | 46087 | CROPLAND (NON-IRRIGATED, USD/HA) | 301.4681
2009 | 46087 | CROPLAND (NON-IRRIGATED, USD/HA) | 303.9391
2008 | 46087 | CROPLAND (NON-IRRIGATED, USD/HA) | 301.4681
2021 | 45065 | CROPLAND (NON-IRRIGATED, USD/HA) | 37.0658
2024 | 21145 | CROPLAND (NON-IRRIGATED, USD/HA) | 331.1207
2023 | 21145 | CROPLAND (NON-IRRIGATED, USD/HA) | 350.8891
2022 | 21145 | CROPLAND (NON-IRRIGATED, USD/HA) | 338.5338
2021 | 21145 | CROPLAND (NON-IRRIGATED, USD/HA) | 323.7075
2020 | 21145 | CROPLAND (NON-IRRIGATED, USD/HA) | 281.6997
2017 | 21145 | CROPLAND (NON-IRRIGATED, USD/HA) | 276.7576
2016 | 21145 | CROPLAND (NON-IRRIGATED, USD/HA) | 259.4602
2013 | 21145 | CROPLAND (NON-IRRIGATED, USD/HA) | 234.7498
2012 | 21145 | CROPLAND (NON-IRRIGATED, USD/HA) | 218.6879
2011 | 21145 | CROPLAND (NON-IRRIGATED, USD/HA) | 202.6261
2010 | 21145 | CROPLAND (NON-IRRIGATED, USD/HA) | 182.8577
2009 | 21145 | CROPLAND (NON-IRRIGATED, USD/HA) | 165.5603
2022 | 21147 | CROPLAND (NON-IRRIGATED, USD/HA) | 107.4907
2024 | 48307 | CROPLAND (NON-IRRIGATED, USD/HA) | 45.7144
2023 | 48307 | CROPLAND (NON-IRRIGATED, USD/HA) | 67.9539
2022 | 48307 | CROPLAND (NON-IRRIGATED, USD/HA) | 27.1816
2021 | 48307 | CROPLAND (NON-IRRIGATED, USD/HA) | 58.0697
2020 | 48307 | CROPLAND (NON-IRRIGATED, USD/HA) | 58.0697
2019 | 48307 | CROPLAND (NON-IRRIGATED, USD/HA) | 50.6565
2017 | 48307 | CROPLAND (NON-IRRIGATED, USD/HA) | 48.1855
2016 | 48307 | CROPLAND (NON-IRRIGATED, USD/HA) | 49.421
2014 | 48307 | CROPLAND (NON-IRRIGATED, USD/HA) | 39.5368
2013 | 48307 | CROPLAND (NON-IRRIGATED, USD/HA) | 42.0078
2012 | 48307 | CROPLAND (NON-IRRIGATED, USD/HA) | 44.4789
2011 | 48307 | CROPLAND (NON-IRRIGATED, USD/HA) | 46.95
2010 | 48307 | CROPLAND (NON-IRRIGATED, USD/HA) | 46.95
2009 | 48307 | CROPLAND (NON-IRRIGATED, USD/HA) | 48.1855
2024 | 40089 | CROPLAND (NON-IRRIGATED, USD/HA) | 44.4789
2023 | 40089 | CROPLAND (NON-IRRIGATED, USD/HA) | 49.421
2022 | 40089 | CROPLAND (NON-IRRIGATED, USD/HA) | 50.6565
2021 | 40089 | CROPLAND (NON-IRRIGATED, USD/HA) | 67.9539
2020 | 40089 | CROPLAND (NON-IRRIGATED, USD/HA) | 77.8381
2019 | 40089 | CROPLAND (NON-IRRIGATED, USD/HA) | 80.3091
2017 | 40089 | CROPLAND (NON-IRRIGATED, USD/HA) | 71.6604
2016 | 40089 | CROPLAND (NON-IRRIGATED, USD/HA) | 66.7184
2013 | 40089 | CROPLAND (NON-IRRIGATED, USD/HA) | 84.0157
2012 | 40089 | CROPLAND (NON-IRRIGATED, USD/HA) | 92.6644
2010 | 40089 | CROPLAND (NON-IRRIGATED, USD/HA) | 77.8381
2009 | 40089 | CROPLAND (NON-IRRIGATED, USD/HA) | 74.1315
2024 | 29119 | CROPLAND (NON-IRRIGATED, USD/HA) | 112.4328
2023 | 29119 | CROPLAND (NON-IRRIGATED, USD/HA) | 90.1933
2022 | 29119 | CROPLAND (NON-IRRIGATED, USD/HA) | 107.4907
2021 | 29119 | CROPLAND (NON-IRRIGATED, USD/HA) | 143.3209
2020 | 29119 | CROPLAND (NON-IRRIGATED, USD/HA) | 129.7301
2019 | 29119 | CROPLAND (NON-IRRIGATED, USD/HA) | 168.0314
2017 | 29119 | CROPLAND (NON-IRRIGATED, USD/HA) | 147.0275
2016 | 29119 | CROPLAND (NON-IRRIGATED, USD/HA) | 134.6722
2014 | 29119 | CROPLAND (NON-IRRIGATED, USD/HA) | 151.9696
2013 | 29119 | CROPLAND (NON-IRRIGATED, USD/HA) | 137.1433
2012 | 29119 | CROPLAND (NON-IRRIGATED, USD/HA) | 128.4946
2011 | 29119 | CROPLAND (NON-IRRIGATED, USD/HA) | 101.3131
2010 | 29119 | CROPLAND (NON-IRRIGATED, USD/HA) | 103.7841
2009 | 29119 | CROPLAND (NON-IRRIGATED, USD/HA) | 93.8999
2024 | 17109 | CROPLAND (NON-IRRIGATED, USD/HA) | 783.3229
2023 | 17109 | CROPLAND (NON-IRRIGATED, USD/HA) | 773.4386
2022 | 17109 | CROPLAND (NON-IRRIGATED, USD/HA) | 694.365
2021 | 17109 | CROPLAND (NON-IRRIGATED, USD/HA) | 625.1757
2020 | 17109 | CROPLAND (NON-IRRIGATED, USD/HA) | 632.5888
2019 | 17109 | CROPLAND (NON-IRRIGATED, USD/HA) | 622.7046
2017 | 17109 | CROPLAND (NON-IRRIGATED, USD/HA) | 642.473
2016 | 17109 | CROPLAND (NON-IRRIGATED, USD/HA) | 669.6545
2014 | 17109 | CROPLAND (NON-IRRIGATED, USD/HA) | 691.894
2013 | 17109 | CROPLAND (NON-IRRIGATED, USD/HA) | 664.7124
2012 | 17109 | CROPLAND (NON-IRRIGATED, USD/HA) | 612.8204
2011 | 17109 | CROPLAND (NON-IRRIGATED, USD/HA) | 484.3258
2010 | 17109 | CROPLAND (NON-IRRIGATED, USD/HA) | 484.3258
2009 | 17109 | CROPLAND (NON-IRRIGATED, USD/HA) | 449.7311
2008 | 17109 | CROPLAND (NON-IRRIGATED, USD/HA) | 481.8547
2024 | 37111 | CROPLAND (NON-IRRIGATED, USD/HA) | 114.9038
2023 | 37111 | CROPLAND (NON-IRRIGATED, USD/HA) | 160.6182
2022 | 37111 | CROPLAND (NON-IRRIGATED, USD/HA) | 123.5525
2021 | 37111 | CROPLAND (NON-IRRIGATED, USD/HA) | 127.2591
2023 | 13189 | CROPLAND (NON-IRRIGATED, USD/HA) | 59.3052
2022 | 13189 | CROPLAND (NON-IRRIGATED, USD/HA) | 59.3052
2021 | 13189 | CROPLAND (NON-IRRIGATED, USD/HA) | 77.8381
2019 | 13189 | CROPLAND (NON-IRRIGATED, USD/HA) | 148.263
2016 | 13189 | CROPLAND (NON-IRRIGATED, USD/HA) | 128.4946
2012 | 13189 | CROPLAND (NON-IRRIGATED, USD/HA) | 103.7841
2010 | 13189 | CROPLAND (NON-IRRIGATED, USD/HA) | 75.367
2024 | 17111 | CROPLAND (NON-IRRIGATED, USD/HA) | 593.052
2024 | 38049 | CROPLAND (NON-IRRIGATED, USD/HA) | 138.3788
2023 | 17111 | CROPLAND (NON-IRRIGATED, USD/HA) | 595.5231
2023 | 38049 | CROPLAND (NON-IRRIGATED, USD/HA) | 118.6104
2022 | 17111 | CROPLAND (NON-IRRIGATED, USD/HA) | 536.2178
2022 | 38049 | CROPLAND (NON-IRRIGATED, USD/HA) | 113.6683
2021 | 17111 | CROPLAND (NON-IRRIGATED, USD/HA) | 489.2679
2021 | 38049 | CROPLAND (NON-IRRIGATED, USD/HA) | 109.9617
2020 | 17111 | CROPLAND (NON-IRRIGATED, USD/HA) | 494.21
2020 | 38049 | CROPLAND (NON-IRRIGATED, USD/HA) | 108.7262
2019 | 17111 | CROPLAND (NON-IRRIGATED, USD/HA) | 486.7969
2019 | 38049 | CROPLAND (NON-IRRIGATED, USD/HA) | 105.0196
2017 | 17111 | CROPLAND (NON-IRRIGATED, USD/HA) | 491.7389
2017 | 38049 | CROPLAND (NON-IRRIGATED, USD/HA) | 106.2552
2016 | 17111 | CROPLAND (NON-IRRIGATED, USD/HA) | 494.21
2016 | 38049 | CROPLAND (NON-IRRIGATED, USD/HA) | 103.7841
2014 | 17111 | CROPLAND (NON-IRRIGATED, USD/HA) | 457.1442
2014 | 38049 | CROPLAND (NON-IRRIGATED, USD/HA) | 106.2552
2013 | 17111 | CROPLAND (NON-IRRIGATED, USD/HA) | 523.8626
2013 | 38049 | CROPLAND (NON-IRRIGATED, USD/HA) | 102.5486
2012 | 17111 | CROPLAND (NON-IRRIGATED, USD/HA) | 489.2679
2012 | 38049 | CROPLAND (NON-IRRIGATED, USD/HA) | 96.3709
2011 | 17111 | CROPLAND (NON-IRRIGATED, USD/HA) | 402.7811
2011 | 38049 | CROPLAND (NON-IRRIGATED, USD/HA) | 87.7223
2010 | 17111 | CROPLAND (NON-IRRIGATED, USD/HA) | 358.3023
2010 | 38049 | CROPLAND (NON-IRRIGATED, USD/HA) | 87.7223
2009 | 17111 | CROPLAND (NON-IRRIGATED, USD/HA) | 338.5338
2009 | 38049 | CROPLAND (NON-IRRIGATED, USD/HA) | 91.4288
2008 | 17111 | CROPLAND (NON-IRRIGATED, USD/HA) | 316.2944
2008 | 38049 | CROPLAND (NON-IRRIGATED, USD/HA) | 82.7802
2024 | 38051 | CROPLAND (NON-IRRIGATED, USD/HA) | 182.8577
2024 | 40091 | CROPLAND (NON-IRRIGATED, USD/HA) | 46.95
2023 | 38051 | CROPLAND (NON-IRRIGATED, USD/HA) | 184.0932
2023 | 40091 | CROPLAND (NON-IRRIGATED, USD/HA) | 50.6565
2022 | 38051 | CROPLAND (NON-IRRIGATED, USD/HA) | 160.6182
2022 | 40091 | CROPLAND (NON-IRRIGATED, USD/HA) | 51.892
2021 | 38051 | CROPLAND (NON-IRRIGATED, USD/HA) | 171.738
2021 | 40091 | CROPLAND (NON-IRRIGATED, USD/HA) | 46.95
2020 | 38051 | CROPLAND (NON-IRRIGATED, USD/HA) | 149.4985
2020 | 40091 | CROPLAND (NON-IRRIGATED, USD/HA) | 51.892
2019 | 38051 | CROPLAND (NON-IRRIGATED, USD/HA) | 140.8499
2019 | 40091 | CROPLAND (NON-IRRIGATED, USD/HA) | 49.421
2017 | 38051 | CROPLAND (NON-IRRIGATED, USD/HA) | 135.9077
2016 | 38051 | CROPLAND (NON-IRRIGATED, USD/HA) | 155.6762
2016 | 40091 | CROPLAND (NON-IRRIGATED, USD/HA) | 48.1855
2014 | 38051 | CROPLAND (NON-IRRIGATED, USD/HA) | 180.3867
2014 | 40091 | CROPLAND (NON-IRRIGATED, USD/HA) | 38.3013
2013 | 38051 | CROPLAND (NON-IRRIGATED, USD/HA) | 133.4367
2013 | 40091 | CROPLAND (NON-IRRIGATED, USD/HA) | 39.5368
2012 | 38051 | CROPLAND (NON-IRRIGATED, USD/HA) | 123.5525
2011 | 38051 | CROPLAND (NON-IRRIGATED, USD/HA) | 143.3209
2011 | 40091 | CROPLAND (NON-IRRIGATED, USD/HA) | 34.5947
2010 | 38051 | CROPLAND (NON-IRRIGATED, USD/HA) | 87.7223
2010 | 40091 | CROPLAND (NON-IRRIGATED, USD/HA) | 56.8342
2009 | 38051 | CROPLAND (NON-IRRIGATED, USD/HA) | 81.5447
2009 | 40091 | CROPLAND (NON-IRRIGATED, USD/HA) | 51.892
2008 | 38051 | CROPLAND (NON-IRRIGATED, USD/HA) | 76.6025
2024 | 42083 | CROPLAND (NON-IRRIGATED, USD/HA) | 45.7144
2023 | 42083 | CROPLAND (NON-IRRIGATED, USD/HA) | 51.892
2022 | 42083 | CROPLAND (NON-IRRIGATED, USD/HA) | 37.0658
2021 | 42083 | CROPLAND (NON-IRRIGATED, USD/HA) | 42.0078
2020 | 42083 | CROPLAND (NON-IRRIGATED, USD/HA) | 63.0118
2019 | 42083 | CROPLAND (NON-IRRIGATED, USD/HA) | 51.892
2017 | 42083 | CROPLAND (NON-IRRIGATED, USD/HA) | 51.892
2016 | 42083 | CROPLAND (NON-IRRIGATED, USD/HA) | 49.421
2014 | 42083 | CROPLAND (NON-IRRIGATED, USD/HA) | 59.3052
2013 | 42083 | CROPLAND (NON-IRRIGATED, USD/HA) | 49.421
2012 | 42083 | CROPLAND (NON-IRRIGATED, USD/HA) | 64.2473
2011 | 42083 | CROPLAND (NON-IRRIGATED, USD/HA) | 67.9539
2009 | 42083 | CROPLAND (NON-IRRIGATED, USD/HA) | 77.8381
2024 | 38053 | CROPLAND (NON-IRRIGATED, USD/HA) | 71.6604
2023 | 38053 | CROPLAND (NON-IRRIGATED, USD/HA) | 70.4249
2022 | 38053 | CROPLAND (NON-IRRIGATED, USD/HA) | 72.896
2021 | 38053 | CROPLAND (NON-IRRIGATED, USD/HA) | 80.3091
2020 | 38053 | CROPLAND (NON-IRRIGATED, USD/HA) | 71.6604
2019 | 38053 | CROPLAND (NON-IRRIGATED, USD/HA) | 66.7184
2017 | 38053 | CROPLAND (NON-IRRIGATED, USD/HA) | 60.5407
2016 | 38053 | CROPLAND (NON-IRRIGATED, USD/HA) | 74.1315
2014 | 38053 | CROPLAND (NON-IRRIGATED, USD/HA) | 64.2473
2013 | 38053 | CROPLAND (NON-IRRIGATED, USD/HA) | 59.3052
2012 | 38053 | CROPLAND (NON-IRRIGATED, USD/HA) | 61.7762
2011 | 38053 | CROPLAND (NON-IRRIGATED, USD/HA) | 61.7762
2010 | 38053 | CROPLAND (NON-IRRIGATED, USD/HA) | 60.5407
2009 | 38053 | CROPLAND (NON-IRRIGATED, USD/HA) | 56.8342
2008 | 38053 | CROPLAND (NON-IRRIGATED, USD/HA) | 54.3631
2024 | 21149 | CROPLAND (NON-IRRIGATED, USD/HA) | 471.9706
2024 | 38055 | CROPLAND (NON-IRRIGATED, USD/HA) | 174.209
2023 | 17113 | CROPLAND (NON-IRRIGATED, USD/HA) | 766.0255
2023 | 21149 | CROPLAND (NON-IRRIGATED, USD/HA) | 447.26
2023 | 38055 | CROPLAND (NON-IRRIGATED, USD/HA) | 160.6182
2022 | 21149 | CROPLAND (NON-IRRIGATED, USD/HA) | 425.0206
2022 | 38055 | CROPLAND (NON-IRRIGATED, USD/HA) | 148.263
2021 | 17113 | CROPLAND (NON-IRRIGATED, USD/HA) | 647.4151
2021 | 21149 | CROPLAND (NON-IRRIGATED, USD/HA) | 385.4838
2021 | 38055 | CROPLAND (NON-IRRIGATED, USD/HA) | 158.1472
2020 | 17113 | CROPLAND (NON-IRRIGATED, USD/HA) | 617.7625
2020 | 21149 | CROPLAND (NON-IRRIGATED, USD/HA) | 353.3601
2020 | 38055 | CROPLAND (NON-IRRIGATED, USD/HA) | 149.4985
2019 | 17113 | CROPLAND (NON-IRRIGATED, USD/HA) | 630.1178
2019 | 21149 | CROPLAND (NON-IRRIGATED, USD/HA) | 397.839
2017 | 17113 | CROPLAND (NON-IRRIGATED, USD/HA) | 654.8283
2017 | 38055 | CROPLAND (NON-IRRIGATED, USD/HA) | 149.4985
2016 | 17113 | CROPLAND (NON-IRRIGATED, USD/HA) | 672.1256
2016 | 38055 | CROPLAND (NON-IRRIGATED, USD/HA) | 145.7919
2014 | 17113 | CROPLAND (NON-IRRIGATED, USD/HA) | 684.4809
2014 | 21149 | CROPLAND (NON-IRRIGATED, USD/HA) | 345.947
2014 | 38055 | CROPLAND (NON-IRRIGATED, USD/HA) | 134.6722
2013 | 17113 | CROPLAND (NON-IRRIGATED, USD/HA) | 672.1256
2013 | 21149 | CROPLAND (NON-IRRIGATED, USD/HA) | 407.7233
2013 | 38055 | CROPLAND (NON-IRRIGATED, USD/HA) | 130.9657
2012 | 17113 | CROPLAND (NON-IRRIGATED, USD/HA) | 691.894
2012 | 21149 | CROPLAND (NON-IRRIGATED, USD/HA) | 321.2365
2012 | 38055 | CROPLAND (NON-IRRIGATED, USD/HA) | 111.1972
2011 | 17113 | CROPLAND (NON-IRRIGATED, USD/HA) | 575.7546
2011 | 21149 | CROPLAND (NON-IRRIGATED, USD/HA) | 326.1786
2011 | 38055 | CROPLAND (NON-IRRIGATED, USD/HA) | 113.6683
2010 | 17113 | CROPLAND (NON-IRRIGATED, USD/HA) | 506.5652
2010 | 21149 | CROPLAND (NON-IRRIGATED, USD/HA) | 289.1128
2010 | 38055 | CROPLAND (NON-IRRIGATED, USD/HA) | 100.0775
2009 | 17113 | CROPLAND (NON-IRRIGATED, USD/HA) | 513.9784
2009 | 21149 | CROPLAND (NON-IRRIGATED, USD/HA) | 259.4602
2009 | 38055 | CROPLAND (NON-IRRIGATED, USD/HA) | 93.8999
2008 | 17113 | CROPLAND (NON-IRRIGATED, USD/HA) | 469.4995
2008 | 21149 | CROPLAND (NON-IRRIGATED, USD/HA) | 227.3366
2008 | 38055 | CROPLAND (NON-IRRIGATED, USD/HA) | 92.6644
2024 | 48309 | CROPLAND (NON-IRRIGATED, USD/HA) | 91.4288
2023 | 48309 | CROPLAND (NON-IRRIGATED, USD/HA) | 71.6604
2021 | 48309 | CROPLAND (NON-IRRIGATED, USD/HA) | 93.8999
2020 | 48309 | CROPLAND (NON-IRRIGATED, USD/HA) | 81.5447
2019 | 48309 | CROPLAND (NON-IRRIGATED, USD/HA) | 88.9578
2017 | 48309 | CROPLAND (NON-IRRIGATED, USD/HA) | 81.5447
2016 | 48309 | CROPLAND (NON-IRRIGATED, USD/HA) | 85.2512
2014 | 48309 | CROPLAND (NON-IRRIGATED, USD/HA) | 80.3091
2013 | 48309 | CROPLAND (NON-IRRIGATED, USD/HA) | 71.6604
2012 | 48309 | CROPLAND (NON-IRRIGATED, USD/HA) | 66.7184
2011 | 48309 | CROPLAND (NON-IRRIGATED, USD/HA) | 66.7184
2010 | 48309 | CROPLAND (NON-IRRIGATED, USD/HA) | 66.7184
2009 | 48309 | CROPLAND (NON-IRRIGATED, USD/HA) | 66.7184
2008 | 48309 | CROPLAND (NON-IRRIGATED, USD/HA) | 75.367
2024 | 27085 | CROPLAND (NON-IRRIGATED, USD/HA) | 649.8862
2023 | 27085 | CROPLAND (NON-IRRIGATED, USD/HA) | 627.6467
2022 | 27085 | CROPLAND (NON-IRRIGATED, USD/HA) | 590.581
2021 | 27085 | CROPLAND (NON-IRRIGATED, USD/HA) | 541.1599
2020 | 27085 | CROPLAND (NON-IRRIGATED, USD/HA) | 499.1521
2019 | 27085 | CROPLAND (NON-IRRIGATED, USD/HA) | 501.6232
2017 | 27085 | CROPLAND (NON-IRRIGATED, USD/HA) | 551.0441
2016 | 27085 | CROPLAND (NON-IRRIGATED, USD/HA) | 612.8204
2014 | 27085 | CROPLAND (NON-IRRIGATED, USD/HA) | 647.4151
2013 | 27085 | CROPLAND (NON-IRRIGATED, USD/HA) | 543.631
2012 | 27085 | CROPLAND (NON-IRRIGATED, USD/HA) | 526.3337
2011 | 27085 | CROPLAND (NON-IRRIGATED, USD/HA) | 481.8547
2010 | 27085 | CROPLAND (NON-IRRIGATED, USD/HA) | 405.2522
2009 | 27085 | CROPLAND (NON-IRRIGATED, USD/HA) | 387.9549
2008 | 27085 | CROPLAND (NON-IRRIGATED, USD/HA) | 368.1864
2024 | 47107 | CROPLAND (NON-IRRIGATED, USD/HA) | 148.263
2023 | 47107 | CROPLAND (NON-IRRIGATED, USD/HA) | 132.2012
2022 | 47107 | CROPLAND (NON-IRRIGATED, USD/HA) | 82.7802
2021 | 47107 | CROPLAND (NON-IRRIGATED, USD/HA) | 87.7223
2020 | 47107 | CROPLAND (NON-IRRIGATED, USD/HA) | 88.9578
2019 | 47107 | CROPLAND (NON-IRRIGATED, USD/HA) | 113.6683
2017 | 47107 | CROPLAND (NON-IRRIGATED, USD/HA) | 113.6683
2016 | 47107 | CROPLAND (NON-IRRIGATED, USD/HA) | 107.4907
2014 | 47107 | CROPLAND (NON-IRRIGATED, USD/HA) | 108.7262
2013 | 47107 | CROPLAND (NON-IRRIGATED, USD/HA) | 86.4868
2012 | 47107 | CROPLAND (NON-IRRIGATED, USD/HA) | 111.1972
2011 | 47107 | CROPLAND (NON-IRRIGATED, USD/HA) | 88.9578
2010 | 47107 | CROPLAND (NON-IRRIGATED, USD/HA) | 93.8999
2009 | 47107 | CROPLAND (NON-IRRIGATED, USD/HA) | 88.9578
2024 | 47109 | CROPLAND (NON-IRRIGATED, USD/HA) | 171.738
2023 | 47109 | CROPLAND (NON-IRRIGATED, USD/HA) | 119.8459
2022 | 47109 | CROPLAND (NON-IRRIGATED, USD/HA) | 117.3749
2021 | 47109 | CROPLAND (NON-IRRIGATED, USD/HA) | 127.2591
2017 | 47109 | CROPLAND (NON-IRRIGATED, USD/HA) | 130.9657
2014 | 47109 | CROPLAND (NON-IRRIGATED, USD/HA) | 108.7262
2013 | 47109 | CROPLAND (NON-IRRIGATED, USD/HA) | 158.1472
2012 | 47109 | CROPLAND (NON-IRRIGATED, USD/HA) | 133.4367
2009 | 47109 | CROPLAND (NON-IRRIGATED, USD/HA) | 149.4985
2024 | 20113 | CROPLAND (NON-IRRIGATED, USD/HA) | 181.6222
2024 | 46089 | CROPLAND (NON-IRRIGATED, USD/HA) | 240.9274
2023 | 20113 | CROPLAND (NON-IRRIGATED, USD/HA) | 166.7959
2023 | 46089 | CROPLAND (NON-IRRIGATED, USD/HA) | 227.3366
2022 | 20113 | CROPLAND (NON-IRRIGATED, USD/HA) | 163.0893
2022 | 46089 | CROPLAND (NON-IRRIGATED, USD/HA) | 228.5721
2021 | 20113 | CROPLAND (NON-IRRIGATED, USD/HA) | 156.9117
2021 | 46089 | CROPLAND (NON-IRRIGATED, USD/HA) | 231.0432
2020 | 20113 | CROPLAND (NON-IRRIGATED, USD/HA) | 142.0854
2020 | 46089 | CROPLAND (NON-IRRIGATED, USD/HA) | 210.0393
2019 | 20113 | CROPLAND (NON-IRRIGATED, USD/HA) | 148.263
2019 | 31117 | CROPLAND (NON-IRRIGATED, USD/HA) | 133.4367
2019 | 46089 | CROPLAND (NON-IRRIGATED, USD/HA) | 186.5643
2017 | 20113 | CROPLAND (NON-IRRIGATED, USD/HA) | 143.3209
2017 | 46089 | CROPLAND (NON-IRRIGATED, USD/HA) | 172.9735
2016 | 20113 | CROPLAND (NON-IRRIGATED, USD/HA) | 149.4985
2016 | 46089 | CROPLAND (NON-IRRIGATED, USD/HA) | 192.7419
2014 | 20113 | CROPLAND (NON-IRRIGATED, USD/HA) | 143.3209
2014 | 31117 | CROPLAND (NON-IRRIGATED, USD/HA) | 128.4946
2014 | 46089 | CROPLAND (NON-IRRIGATED, USD/HA) | 160.6182
2013 | 20113 | CROPLAND (NON-IRRIGATED, USD/HA) | 139.6143
2013 | 46089 | CROPLAND (NON-IRRIGATED, USD/HA) | 171.738
2012 | 20113 | CROPLAND (NON-IRRIGATED, USD/HA) | 134.6722
2012 | 31117 | CROPLAND (NON-IRRIGATED, USD/HA) | 55.5986
2012 | 46089 | CROPLAND (NON-IRRIGATED, USD/HA) | 137.1433
2011 | 20113 | CROPLAND (NON-IRRIGATED, USD/HA) | 108.7262
2011 | 46089 | CROPLAND (NON-IRRIGATED, USD/HA) | 112.4328
2010 | 20113 | CROPLAND (NON-IRRIGATED, USD/HA) | 121.0815
2010 | 46089 | CROPLAND (NON-IRRIGATED, USD/HA) | 96.3709
2009 | 20113 | CROPLAND (NON-IRRIGATED, USD/HA) | 121.0815
2009 | 46089 | CROPLAND (NON-IRRIGATED, USD/HA) | 103.7841
2008 | 20113 | CROPLAND (NON-IRRIGATED, USD/HA) | 122.317
2008 | 46089 | CROPLAND (NON-IRRIGATED, USD/HA) | 101.3131
2024 | 20119 | CROPLAND (NON-IRRIGATED, USD/HA) | 112.4328
2024 | 21163 | CROPLAND (NON-IRRIGATED, USD/HA) | 392.897
2024 | 46093 | CROPLAND (NON-IRRIGATED, USD/HA) | 81.5447
2023 | 20119 | CROPLAND (NON-IRRIGATED, USD/HA) | 101.3131
2023 | 21163 | CROPLAND (NON-IRRIGATED, USD/HA) | 405.2522
2023 | 46093 | CROPLAND (NON-IRRIGATED, USD/HA) | 76.6025
2022 | 20119 | CROPLAND (NON-IRRIGATED, USD/HA) | 96.3709
2022 | 21163 | CROPLAND (NON-IRRIGATED, USD/HA) | 368.1864
2022 | 46093 | CROPLAND (NON-IRRIGATED, USD/HA) | 80.3091
2021 | 20119 | CROPLAND (NON-IRRIGATED, USD/HA) | 96.3709
2021 | 21163 | CROPLAND (NON-IRRIGATED, USD/HA) | 338.5338
2021 | 46093 | CROPLAND (NON-IRRIGATED, USD/HA) | 66.7184
2020 | 20119 | CROPLAND (NON-IRRIGATED, USD/HA) | 86.4868
2020 | 21163 | CROPLAND (NON-IRRIGATED, USD/HA) | 294.055
2020 | 46093 | CROPLAND (NON-IRRIGATED, USD/HA) | 71.6604
2019 | 20119 | CROPLAND (NON-IRRIGATED, USD/HA) | 98.842
2019 | 21163 | CROPLAND (NON-IRRIGATED, USD/HA) | 296.526
2019 | 46093 | CROPLAND (NON-IRRIGATED, USD/HA) | 72.896
2017 | 20119 | CROPLAND (NON-IRRIGATED, USD/HA) | 97.6065
2017 | 21163 | CROPLAND (NON-IRRIGATED, USD/HA) | 321.2365
2017 | 46093 | CROPLAND (NON-IRRIGATED, USD/HA) | 75.367
2016 | 20119 | CROPLAND (NON-IRRIGATED, USD/HA) | 82.7802
2016 | 21163 | CROPLAND (NON-IRRIGATED, USD/HA) | 333.5917
2016 | 46093 | CROPLAND (NON-IRRIGATED, USD/HA) | 71.6604
2014 | 20119 | CROPLAND (NON-IRRIGATED, USD/HA) | 67.9539
2014 | 21163 | CROPLAND (NON-IRRIGATED, USD/HA) | 358.3023
2014 | 46093 | CROPLAND (NON-IRRIGATED, USD/HA) | 69.1894
2013 | 20119 | CROPLAND (NON-IRRIGATED, USD/HA) | 66.7184
2013 | 21163 | CROPLAND (NON-IRRIGATED, USD/HA) | 311.3523
2013 | 46093 | CROPLAND (NON-IRRIGATED, USD/HA) | 81.5447
2012 | 20119 | CROPLAND (NON-IRRIGATED, USD/HA) | 81.5447
2012 | 21163 | CROPLAND (NON-IRRIGATED, USD/HA) | 281.6997
2012 | 46093 | CROPLAND (NON-IRRIGATED, USD/HA) | 75.367
2011 | 20119 | CROPLAND (NON-IRRIGATED, USD/HA) | 75.367
2011 | 21163 | CROPLAND (NON-IRRIGATED, USD/HA) | 195.213
2010 | 20119 | CROPLAND (NON-IRRIGATED, USD/HA) | 76.6025
2010 | 21163 | CROPLAND (NON-IRRIGATED, USD/HA) | 195.213
2010 | 46093 | CROPLAND (NON-IRRIGATED, USD/HA) | 61.7762
2009 | 20119 | CROPLAND (NON-IRRIGATED, USD/HA) | 74.1315
2009 | 21163 | CROPLAND (NON-IRRIGATED, USD/HA) | 200.155
2009 | 46093 | CROPLAND (NON-IRRIGATED, USD/HA) | 64.2473
2008 | 46093 | CROPLAND (NON-IRRIGATED, USD/HA) | 39.5368
2014 | 30059 | CROPLAND (NON-IRRIGATED, USD/HA) | 53.1276
2024 | 51117 | CROPLAND (NON-IRRIGATED, USD/HA) | 101.3131
2023 | 51117 | CROPLAND (NON-IRRIGATED, USD/HA) | 95.1354
2022 | 51117 | CROPLAND (NON-IRRIGATED, USD/HA) | 93.8999
2021 | 51117 | CROPLAND (NON-IRRIGATED, USD/HA) | 85.2512
2020 | 51117 | CROPLAND (NON-IRRIGATED, USD/HA) | 98.842
2019 | 51117 | CROPLAND (NON-IRRIGATED, USD/HA) | 105.0196
2017 | 51117 | CROPLAND (NON-IRRIGATED, USD/HA) | 98.842
2016 | 51117 | CROPLAND (NON-IRRIGATED, USD/HA) | 76.6025
2014 | 51117 | CROPLAND (NON-IRRIGATED, USD/HA) | 81.5447
2013 | 51117 | CROPLAND (NON-IRRIGATED, USD/HA) | 67.9539
2012 | 51117 | CROPLAND (NON-IRRIGATED, USD/HA) | 59.3052
2011 | 51117 | CROPLAND (NON-IRRIGATED, USD/HA) | 61.7762
2010 | 51117 | CROPLAND (NON-IRRIGATED, USD/HA) | 59.3052
2009 | 51117 | CROPLAND (NON-IRRIGATED, USD/HA) | 56.8342
2008 | 51117 | CROPLAND (NON-IRRIGATED, USD/HA) | 42.0078
2024 | 26107 | CROPLAND (NON-IRRIGATED, USD/HA) | 163.0893
2023 | 26107 | CROPLAND (NON-IRRIGATED, USD/HA) | 149.4985
2022 | 26107 | CROPLAND (NON-IRRIGATED, USD/HA) | 138.3788
2021 | 26107 | CROPLAND (NON-IRRIGATED, USD/HA) | 163.0893
2020 | 26107 | CROPLAND (NON-IRRIGATED, USD/HA) | 172.9735
2019 | 26107 | CROPLAND (NON-IRRIGATED, USD/HA) | 168.0314
2017 | 26107 | CROPLAND (NON-IRRIGATED, USD/HA) | 172.9735
2016 | 26107 | CROPLAND (NON-IRRIGATED, USD/HA) | 160.6182
2014 | 26107 | CROPLAND (NON-IRRIGATED, USD/HA) | 116.1393
2013 | 26107 | CROPLAND (NON-IRRIGATED, USD/HA) | 123.5525
2012 | 26107 | CROPLAND (NON-IRRIGATED, USD/HA) | 123.5525
2011 | 26107 | CROPLAND (NON-IRRIGATED, USD/HA) | 86.4868
2010 | 26107 | CROPLAND (NON-IRRIGATED, USD/HA) | 77.8381
2009 | 26107 | CROPLAND (NON-IRRIGATED, USD/HA) | 72.896
2008 | 26107 | CROPLAND (NON-IRRIGATED, USD/HA) | 92.6644
2024 | 39103 | CROPLAND (NON-IRRIGATED, USD/HA) | 226.1011
2024 | 48325 | CROPLAND (NON-IRRIGATED, USD/HA) | 101.3131
2023 | 39103 | CROPLAND (NON-IRRIGATED, USD/HA) | 169.2669
2023 | 48325 | CROPLAND (NON-IRRIGATED, USD/HA) | 70.4249
2022 | 39103 | CROPLAND (NON-IRRIGATED, USD/HA) | 196.4485
2022 | 48325 | CROPLAND (NON-IRRIGATED, USD/HA) | 67.9539
2021 | 39103 | CROPLAND (NON-IRRIGATED, USD/HA) | 203.8616
2021 | 48325 | CROPLAND (NON-IRRIGATED, USD/HA) | 64.2473
2020 | 39103 | CROPLAND (NON-IRRIGATED, USD/HA) | 177.9156
2020 | 48325 | CROPLAND (NON-IRRIGATED, USD/HA) | 70.4249
2019 | 39103 | CROPLAND (NON-IRRIGATED, USD/HA) | 187.7998
2019 | 48325 | CROPLAND (NON-IRRIGATED, USD/HA) | 76.6025
2017 | 39103 | CROPLAND (NON-IRRIGATED, USD/HA) | 176.6801
2017 | 48325 | CROPLAND (NON-IRRIGATED, USD/HA) | 59.3052
2016 | 39103 | CROPLAND (NON-IRRIGATED, USD/HA) | 181.6222
2016 | 48325 | CROPLAND (NON-IRRIGATED, USD/HA) | 58.0697
2014 | 39103 | CROPLAND (NON-IRRIGATED, USD/HA) | 150.734
2014 | 48325 | CROPLAND (NON-IRRIGATED, USD/HA) | 55.5986
2013 | 39103 | CROPLAND (NON-IRRIGATED, USD/HA) | 149.4985
2013 | 48325 | CROPLAND (NON-IRRIGATED, USD/HA) | 54.3631
2012 | 39103 | CROPLAND (NON-IRRIGATED, USD/HA) | 149.4985
2012 | 48325 | CROPLAND (NON-IRRIGATED, USD/HA) | 66.7184
2011 | 39103 | CROPLAND (NON-IRRIGATED, USD/HA) | 150.734
2011 | 48325 | CROPLAND (NON-IRRIGATED, USD/HA) | 64.2473
2010 | 39103 | CROPLAND (NON-IRRIGATED, USD/HA) | 158.1472
2010 | 48325 | CROPLAND (NON-IRRIGATED, USD/HA) | 58.0697
2009 | 39103 | CROPLAND (NON-IRRIGATED, USD/HA) | 170.5025
2009 | 48325 | CROPLAND (NON-IRRIGATED, USD/HA) | 59.3052
2008 | 39103 | CROPLAND (NON-IRRIGATED, USD/HA) | 171.738
2008 | 48325 | CROPLAND (NON-IRRIGATED, USD/HA) | 65.4828
2024 | 27093 | CROPLAND (NON-IRRIGATED, USD/HA) | 560.9284
2023 | 27093 | CROPLAND (NON-IRRIGATED, USD/HA) | 560.9284
2022 | 27093 | CROPLAND (NON-IRRIGATED, USD/HA) | 526.3337
2021 | 27093 | CROPLAND (NON-IRRIGATED, USD/HA) | 469.4995
2020 | 27093 | CROPLAND (NON-IRRIGATED, USD/HA) | 429.9627
2019 | 27093 | CROPLAND (NON-IRRIGATED, USD/HA) | 444.789
2017 | 27093 | CROPLAND (NON-IRRIGATED, USD/HA) | 432.4337
2016 | 27093 | CROPLAND (NON-IRRIGATED, USD/HA) | 439.8469
2014 | 27093 | CROPLAND (NON-IRRIGATED, USD/HA) | 494.21
2013 | 27093 | CROPLAND (NON-IRRIGATED, USD/HA) | 415.1364
2012 | 27093 | CROPLAND (NON-IRRIGATED, USD/HA) | 417.6074
2011 | 27093 | CROPLAND (NON-IRRIGATED, USD/HA) | 358.3023
2010 | 27093 | CROPLAND (NON-IRRIGATED, USD/HA) | 316.2944
2009 | 27093 | CROPLAND (NON-IRRIGATED, USD/HA) | 296.526
2008 | 27093 | CROPLAND (NON-IRRIGATED, USD/HA) | 303.9391
2024 | 39105 | CROPLAND (NON-IRRIGATED, USD/HA) | 124.788
2024 | 47121 | CROPLAND (NON-IRRIGATED, USD/HA) | 132.2012
2023 | 39105 | CROPLAND (NON-IRRIGATED, USD/HA) | 191.5064
2023 | 47121 | CROPLAND (NON-IRRIGATED, USD/HA) | 92.6644
2022 | 39105 | CROPLAND (NON-IRRIGATED, USD/HA) | 111.1972
2022 | 47121 | CROPLAND (NON-IRRIGATED, USD/HA) | 98.842
2021 | 39105 | CROPLAND (NON-IRRIGATED, USD/HA) | 117.3749
2021 | 47121 | CROPLAND (NON-IRRIGATED, USD/HA) | 97.6065
2020 | 39105 | CROPLAND (NON-IRRIGATED, USD/HA) | 119.8459
2020 | 47121 | CROPLAND (NON-IRRIGATED, USD/HA) | 98.842
2019 | 39105 | CROPLAND (NON-IRRIGATED, USD/HA) | 121.0815
2019 | 47121 | CROPLAND (NON-IRRIGATED, USD/HA) | 123.5525
2017 | 39105 | CROPLAND (NON-IRRIGATED, USD/HA) | 122.317
2017 | 47121 | CROPLAND (NON-IRRIGATED, USD/HA) | 98.842
2016 | 39105 | CROPLAND (NON-IRRIGATED, USD/HA) | 147.0275
2016 | 47121 | CROPLAND (NON-IRRIGATED, USD/HA) | 88.9578
2014 | 47121 | CROPLAND (NON-IRRIGATED, USD/HA) | 88.9578
2013 | 39105 | CROPLAND (NON-IRRIGATED, USD/HA) | 175.4445
2013 | 47121 | CROPLAND (NON-IRRIGATED, USD/HA) | 91.4288
2012 | 39105 | CROPLAND (NON-IRRIGATED, USD/HA) | 175.4445
2012 | 47121 | CROPLAND (NON-IRRIGATED, USD/HA) | 85.2512
2011 | 47121 | CROPLAND (NON-IRRIGATED, USD/HA) | 85.2512
2010 | 47121 | CROPLAND (NON-IRRIGATED, USD/HA) | 87.7223
2009 | 39105 | CROPLAND (NON-IRRIGATED, USD/HA) | 117.3749
2009 | 47121 | CROPLAND (NON-IRRIGATED, USD/HA) | 87.7223
2024 | 46095 | CROPLAND (NON-IRRIGATED, USD/HA) | 88.9578
2023 | 46095 | CROPLAND (NON-IRRIGATED, USD/HA) | 90.1933
2022 | 46095 | CROPLAND (NON-IRRIGATED, USD/HA) | 82.7802
2020 | 46095 | CROPLAND (NON-IRRIGATED, USD/HA) | 85.2512
2017 | 46095 | CROPLAND (NON-IRRIGATED, USD/HA) | 101.3131
2014 | 46095 | CROPLAND (NON-IRRIGATED, USD/HA) | 69.1894
2013 | 46095 | CROPLAND (NON-IRRIGATED, USD/HA) | 76.6025
2012 | 46095 | CROPLAND (NON-IRRIGATED, USD/HA) | 77.8381
2011 | 46095 | CROPLAND (NON-IRRIGATED, USD/HA) | 65.4828
2010 | 46095 | CROPLAND (NON-IRRIGATED, USD/HA) | 53.1276
2009 | 46095 | CROPLAND (NON-IRRIGATED, USD/HA) | 50.6565
2008 | 46095 | CROPLAND (NON-IRRIGATED, USD/HA) | 53.1276
2024 | 17129 | CROPLAND (NON-IRRIGATED, USD/HA) | 706.7203
2023 | 17129 | CROPLAND (NON-IRRIGATED, USD/HA) | 689.423
2023 | 48327 | CROPLAND (NON-IRRIGATED, USD/HA) | 40.7723
2022 | 17129 | CROPLAND (NON-IRRIGATED, USD/HA) | 689.423
2022 | 48327 | CROPLAND (NON-IRRIGATED, USD/HA) | 32.1236
2021 | 17129 | CROPLAND (NON-IRRIGATED, USD/HA) | 686.9519
2020 | 17129 | CROPLAND (NON-IRRIGATED, USD/HA) | 642.473
2020 | 48327 | CROPLAND (NON-IRRIGATED, USD/HA) | 49.421
2019 | 17129 | CROPLAND (NON-IRRIGATED, USD/HA) | 612.8204
2019 | 48327 | CROPLAND (NON-IRRIGATED, USD/HA) | 49.421
2017 | 17129 | CROPLAND (NON-IRRIGATED, USD/HA) | 615.2914
2017 | 48327 | CROPLAND (NON-IRRIGATED, USD/HA) | 43.2434
2016 | 17129 | CROPLAND (NON-IRRIGATED, USD/HA) | 640.0019
2016 | 48327 | CROPLAND (NON-IRRIGATED, USD/HA) | 28.4171
2014 | 48327 | CROPLAND (NON-IRRIGATED, USD/HA) | 32.1236
2013 | 17129 | CROPLAND (NON-IRRIGATED, USD/HA) | 568.3415
2013 | 48327 | CROPLAND (NON-IRRIGATED, USD/HA) | 27.1816
2012 | 17129 | CROPLAND (NON-IRRIGATED, USD/HA) | 526.3337
2012 | 48327 | CROPLAND (NON-IRRIGATED, USD/HA) | 27.1816
2011 | 17129 | CROPLAND (NON-IRRIGATED, USD/HA) | 528.8047
2011 | 48327 | CROPLAND (NON-IRRIGATED, USD/HA) | 28.4171
2010 | 17129 | CROPLAND (NON-IRRIGATED, USD/HA) | 474.4416
2010 | 48327 | CROPLAND (NON-IRRIGATED, USD/HA) | 30.8881
2009 | 17129 | CROPLAND (NON-IRRIGATED, USD/HA) | 454.6732
2009 | 48327 | CROPLAND (NON-IRRIGATED, USD/HA) | 29.6526
2008 | 17129 | CROPLAND (NON-IRRIGATED, USD/HA) | 415.1364
2022 | 6045 | CROPLAND (NON-IRRIGATED, USD/HA) | 79.0736
2021 | 6045 | CROPLAND (NON-IRRIGATED, USD/HA) | 118.6104
2011 | 6045 | CROPLAND (NON-IRRIGATED, USD/HA) | 126.0236
2023 | 21165 | CROPLAND (NON-IRRIGATED, USD/HA) | 101.3131
2021 | 21165 | CROPLAND (NON-IRRIGATED, USD/HA) | 84.0157
2020 | 21165 | CROPLAND (NON-IRRIGATED, USD/HA) | 93.8999
2019 | 21165 | CROPLAND (NON-IRRIGATED, USD/HA) | 74.1315
2017 | 21165 | CROPLAND (NON-IRRIGATED, USD/HA) | 98.842
2016 | 21165 | CROPLAND (NON-IRRIGATED, USD/HA) | 123.5525
2014 | 21165 | CROPLAND (NON-IRRIGATED, USD/HA) | 86.4868
2024 | 26109 | CROPLAND (NON-IRRIGATED, USD/HA) | 64.2473
2023 | 26109 | CROPLAND (NON-IRRIGATED, USD/HA) | 54.3631
2022 | 26109 | CROPLAND (NON-IRRIGATED, USD/HA) | 79.0736
2021 | 26109 | CROPLAND (NON-IRRIGATED, USD/HA) | 81.5447
2020 | 26109 | CROPLAND (NON-IRRIGATED, USD/HA) | 64.2473
2019 | 26109 | CROPLAND (NON-IRRIGATED, USD/HA) | 64.2473
2017 | 26109 | CROPLAND (NON-IRRIGATED, USD/HA) | 67.9539
2016 | 26109 | CROPLAND (NON-IRRIGATED, USD/HA) | 54.3631
2014 | 26109 | CROPLAND (NON-IRRIGATED, USD/HA) | 59.3052
2013 | 26109 | CROPLAND (NON-IRRIGATED, USD/HA) | 60.5407
2012 | 26109 | CROPLAND (NON-IRRIGATED, USD/HA) | 43.2434
2011 | 26109 | CROPLAND (NON-IRRIGATED, USD/HA) | 43.2434
2010 | 26109 | CROPLAND (NON-IRRIGATED, USD/HA) | 32.1236
2009 | 26109 | CROPLAND (NON-IRRIGATED, USD/HA) | 43.2434
2008 | 26109 | CROPLAND (NON-IRRIGATED, USD/HA) | 59.3052
2024 | 6047 | CROPLAND (NON-IRRIGATED, USD/HA) | 54.3631
2021 | 6047 | CROPLAND (NON-IRRIGATED, USD/HA) | 84.0157
2017 | 6047 | CROPLAND (NON-IRRIGATED, USD/HA) | 147.0275
2014 | 6047 | CROPLAND (NON-IRRIGATED, USD/HA) | 75.367
2011 | 6047 | CROPLAND (NON-IRRIGATED, USD/HA) | 124.788
2009 | 6047 | CROPLAND (NON-IRRIGATED, USD/HA) | 170.5025
2024 | 17131 | CROPLAND (NON-IRRIGATED, USD/HA) | 617.7625
2024 | 29129 | CROPLAND (NON-IRRIGATED, USD/HA) | 321.2365
2024 | 38057 | CROPLAND (NON-IRRIGATED, USD/HA) | 123.5525
2024 | 42085 | CROPLAND (NON-IRRIGATED, USD/HA) | 133.4367
2024 | 54055 | CROPLAND (NON-IRRIGATED, USD/HA) | 71.6604
2023 | 17131 | CROPLAND (NON-IRRIGATED, USD/HA) | 649.8862
2023 | 21167 | CROPLAND (NON-IRRIGATED, USD/HA) | 221.159
2023 | 29129 | CROPLAND (NON-IRRIGATED, USD/HA) | 306.4102
2023 | 34021 | CROPLAND (NON-IRRIGATED, USD/HA) | 158.1472
2023 | 38057 | CROPLAND (NON-IRRIGATED, USD/HA) | 107.4907
2023 | 39107 | CROPLAND (NON-IRRIGATED, USD/HA) | 568.3415
2023 | 42085 | CROPLAND (NON-IRRIGATED, USD/HA) | 148.263
2023 | 54055 | CROPLAND (NON-IRRIGATED, USD/HA) | 84.0157
2022 | 17131 | CROPLAND (NON-IRRIGATED, USD/HA) | 617.7625
2022 | 21167 | CROPLAND (NON-IRRIGATED, USD/HA) | 190.2708
2022 | 29129 | CROPLAND (NON-IRRIGATED, USD/HA) | 294.055
2022 | 34021 | CROPLAND (NON-IRRIGATED, USD/HA) | 165.5603
2022 | 38057 | CROPLAND (NON-IRRIGATED, USD/HA) | 107.4907
2022 | 42085 | CROPLAND (NON-IRRIGATED, USD/HA) | 126.0236
2022 | 54055 | CROPLAND (NON-IRRIGATED, USD/HA) | 74.1315
2021 | 17131 | CROPLAND (NON-IRRIGATED, USD/HA) | 580.6967
2021 | 21167 | CROPLAND (NON-IRRIGATED, USD/HA) | 210.0393
2021 | 29129 | CROPLAND (NON-IRRIGATED, USD/HA) | 218.6879
2021 | 34021 | CROPLAND (NON-IRRIGATED, USD/HA) | 182.8577
2021 | 38057 | CROPLAND (NON-IRRIGATED, USD/HA) | 93.8999
2021 | 39107 | CROPLAND (NON-IRRIGATED, USD/HA) | 526.3337
2021 | 42085 | CROPLAND (NON-IRRIGATED, USD/HA) | 138.3788
2021 | 54055 | CROPLAND (NON-IRRIGATED, USD/HA) | 77.8381
2020 | 17131 | CROPLAND (NON-IRRIGATED, USD/HA) | 541.1599
2020 | 21167 | CROPLAND (NON-IRRIGATED, USD/HA) | 202.6261
2020 | 29129 | CROPLAND (NON-IRRIGATED, USD/HA) | 247.105
2020 | 38057 | CROPLAND (NON-IRRIGATED, USD/HA) | 95.1354
2020 | 39107 | CROPLAND (NON-IRRIGATED, USD/HA) | 513.9784
2020 | 54055 | CROPLAND (NON-IRRIGATED, USD/HA) | 88.9578
2019 | 17131 | CROPLAND (NON-IRRIGATED, USD/HA) | 538.6889
2019 | 21167 | CROPLAND (NON-IRRIGATED, USD/HA) | 227.3366
2019 | 29129 | CROPLAND (NON-IRRIGATED, USD/HA) | 252.0471
2019 | 38057 | CROPLAND (NON-IRRIGATED, USD/HA) | 90.1933
2019 | 42085 | CROPLAND (NON-IRRIGATED, USD/HA) | 148.263
2019 | 54055 | CROPLAND (NON-IRRIGATED, USD/HA) | 80.3091
2017 | 17131 | CROPLAND (NON-IRRIGATED, USD/HA) | 513.9784
2017 | 21167 | CROPLAND (NON-IRRIGATED, USD/HA) | 276.7576
2017 | 38057 | CROPLAND (NON-IRRIGATED, USD/HA) | 90.1933
2017 | 39107 | CROPLAND (NON-IRRIGATED, USD/HA) | 489.2679
2017 | 42085 | CROPLAND (NON-IRRIGATED, USD/HA) | 111.1972
2017 | 54055 | CROPLAND (NON-IRRIGATED, USD/HA) | 79.0736
2016 | 17131 | CROPLAND (NON-IRRIGATED, USD/HA) | 501.6232
2016 | 21167 | CROPLAND (NON-IRRIGATED, USD/HA) | 308.8813
2016 | 29129 | CROPLAND (NON-IRRIGATED, USD/HA) | 279.2287
2016 | 38057 | CROPLAND (NON-IRRIGATED, USD/HA) | 85.2512
2016 | 39107 | CROPLAND (NON-IRRIGATED, USD/HA) | 476.9126
2016 | 42085 | CROPLAND (NON-IRRIGATED, USD/HA) | 112.4328
2016 | 54055 | CROPLAND (NON-IRRIGATED, USD/HA) | 71.6604
2014 | 17131 | CROPLAND (NON-IRRIGATED, USD/HA) | 553.5152
2014 | 21167 | CROPLAND (NON-IRRIGATED, USD/HA) | 271.8155
2014 | 29129 | CROPLAND (NON-IRRIGATED, USD/HA) | 397.839
2014 | 38057 | CROPLAND (NON-IRRIGATED, USD/HA) | 92.6644
2014 | 39107 | CROPLAND (NON-IRRIGATED, USD/HA) | 471.9706
2014 | 42085 | CROPLAND (NON-IRRIGATED, USD/HA) | 113.6683
2013 | 17131 | CROPLAND (NON-IRRIGATED, USD/HA) | 560.9284
2013 | 21167 | CROPLAND (NON-IRRIGATED, USD/HA) | 289.1128
2013 | 29129 | CROPLAND (NON-IRRIGATED, USD/HA) | 345.947
2013 | 38057 | CROPLAND (NON-IRRIGATED, USD/HA) | 82.7802
2013 | 39107 | CROPLAND (NON-IRRIGATED, USD/HA) | 471.9706
2013 | 42085 | CROPLAND (NON-IRRIGATED, USD/HA) | 105.0196
2012 | 17131 | CROPLAND (NON-IRRIGATED, USD/HA) | 533.7468
2012 | 21167 | CROPLAND (NON-IRRIGATED, USD/HA) | 222.3945
2012 | 29129 | CROPLAND (NON-IRRIGATED, USD/HA) | 311.3523
2012 | 38057 | CROPLAND (NON-IRRIGATED, USD/HA) | 72.896
2012 | 39107 | CROPLAND (NON-IRRIGATED, USD/HA) | 422.5496
2012 | 42085 | CROPLAND (NON-IRRIGATED, USD/HA) | 113.6683
2012 | 54055 | CROPLAND (NON-IRRIGATED, USD/HA) | 74.1315
2011 | 17131 | CROPLAND (NON-IRRIGATED, USD/HA) | 442.3179
2011 | 21167 | CROPLAND (NON-IRRIGATED, USD/HA) | 117.3749
2011 | 29129 | CROPLAND (NON-IRRIGATED, USD/HA) | 311.3523
2011 | 38057 | CROPLAND (NON-IRRIGATED, USD/HA) | 75.367
2011 | 39107 | CROPLAND (NON-IRRIGATED, USD/HA) | 363.2443
2011 | 42085 | CROPLAND (NON-IRRIGATED, USD/HA) | 72.896
2010 | 17131 | CROPLAND (NON-IRRIGATED, USD/HA) | 420.0785
2010 | 21167 | CROPLAND (NON-IRRIGATED, USD/HA) | 113.6683
2010 | 29129 | CROPLAND (NON-IRRIGATED, USD/HA) | 242.1629
2010 | 38057 | CROPLAND (NON-IRRIGATED, USD/HA) | 75.367
2010 | 39107 | CROPLAND (NON-IRRIGATED, USD/HA) | 328.6497
2010 | 42085 | CROPLAND (NON-IRRIGATED, USD/HA) | 76.6025
2009 | 17131 | CROPLAND (NON-IRRIGATED, USD/HA) | 434.9048
2009 | 21167 | CROPLAND (NON-IRRIGATED, USD/HA) | 101.3131
2009 | 29129 | CROPLAND (NON-IRRIGATED, USD/HA) | 233.5142
2009 | 38057 | CROPLAND (NON-IRRIGATED, USD/HA) | 71.6604
2009 | 39107 | CROPLAND (NON-IRRIGATED, USD/HA) | 328.6497
2009 | 42085 | CROPLAND (NON-IRRIGATED, USD/HA) | 77.8381
2008 | 17131 | CROPLAND (NON-IRRIGATED, USD/HA) | 405.2522
2008 | 38057 | CROPLAND (NON-IRRIGATED, USD/HA) | 60.5407
2008 | 39107 | CROPLAND (NON-IRRIGATED, USD/HA) | 328.6497
2008 | 42085 | CROPLAND (NON-IRRIGATED, USD/HA) | 60.5407
2023 | 13199 | CROPLAND (NON-IRRIGATED, USD/HA) | 75.367
2022 | 13199 | CROPLAND (NON-IRRIGATED, USD/HA) | 90.1933
2021 | 13199 | CROPLAND (NON-IRRIGATED, USD/HA) | 92.6644
2020 | 13199 | CROPLAND (NON-IRRIGATED, USD/HA) | 74.1315
2019 | 13199 | CROPLAND (NON-IRRIGATED, USD/HA) | 88.9578
2017 | 13199 | CROPLAND (NON-IRRIGATED, USD/HA) | 70.4249
2016 | 13199 | CROPLAND (NON-IRRIGATED, USD/HA) | 96.3709
2014 | 13199 | CROPLAND (NON-IRRIGATED, USD/HA) | 98.842
2013 | 13199 | CROPLAND (NON-IRRIGATED, USD/HA) | 61.7762
2012 | 13199 | CROPLAND (NON-IRRIGATED, USD/HA) | 61.7762
2011 | 13199 | CROPLAND (NON-IRRIGATED, USD/HA) | 81.5447
2009 | 13199 | CROPLAND (NON-IRRIGATED, USD/HA) | 60.5407
2022 | 31121 | CROPLAND (NON-IRRIGATED, USD/HA) | 298.9971
2019 | 31121 | CROPLAND (NON-IRRIGATED, USD/HA) | 286.6418
2017 | 31121 | CROPLAND (NON-IRRIGATED, USD/HA) | 301.4681
2016 | 31121 | CROPLAND (NON-IRRIGATED, USD/HA) | 316.2944
2024 | 33013 | CROPLAND (NON-IRRIGATED, USD/HA) | 189.0353
2023 | 33013 | CROPLAND (NON-IRRIGATED, USD/HA) | 155.6762
2022 | 33013 | CROPLAND (NON-IRRIGATED, USD/HA) | 95.1354
2021 | 33013 | CROPLAND (NON-IRRIGATED, USD/HA) | 117.3749
2020 | 33013 | CROPLAND (NON-IRRIGATED, USD/HA) | 113.6683
2019 | 33013 | CROPLAND (NON-IRRIGATED, USD/HA) | 128.4946
2013 | 33013 | CROPLAND (NON-IRRIGATED, USD/HA) | 75.367
2012 | 33013 | CROPLAND (NON-IRRIGATED, USD/HA) | 71.6604
2011 | 33013 | CROPLAND (NON-IRRIGATED, USD/HA) | 84.0157
2010 | 33013 | CROPLAND (NON-IRRIGATED, USD/HA) | 79.0736
2021 | 8077 | CROPLAND (NON-IRRIGATED, USD/HA) | 103.7841
2019 | 8077 | CROPLAND (NON-IRRIGATED, USD/HA) | 29.6526
2014 | 8077 | CROPLAND (NON-IRRIGATED, USD/HA) | 49.421
2013 | 8077 | CROPLAND (NON-IRRIGATED, USD/HA) | 96.3709
2012 | 8077 | CROPLAND (NON-IRRIGATED, USD/HA) | 70.4249
2009 | 8077 | CROPLAND (NON-IRRIGATED, USD/HA) | 70.4249
2024 | 21169 | CROPLAND (NON-IRRIGATED, USD/HA) | 459.6153
2023 | 21169 | CROPLAND (NON-IRRIGATED, USD/HA) | 442.3179
2022 | 21169 | CROPLAND (NON-IRRIGATED, USD/HA) | 405.2522
2021 | 21169 | CROPLAND (NON-IRRIGATED, USD/HA) | 422.5496
2020 | 21169 | CROPLAND (NON-IRRIGATED, USD/HA) | 400.3101
2019 | 21169 | CROPLAND (NON-IRRIGATED, USD/HA) | 447.26
2016 | 21169 | CROPLAND (NON-IRRIGATED, USD/HA) | 350.8891
2014 | 21169 | CROPLAND (NON-IRRIGATED, USD/HA) | 395.368
2012 | 21169 | CROPLAND (NON-IRRIGATED, USD/HA) | 197.684
2011 | 21169 | CROPLAND (NON-IRRIGATED, USD/HA) | 127.2591
2010 | 21169 | CROPLAND (NON-IRRIGATED, USD/HA) | 145.7919
2009 | 21169 | CROPLAND (NON-IRRIGATED, USD/HA) | 86.4868
2024 | 18103 | CROPLAND (NON-IRRIGATED, USD/HA) | 516.4494
2024 | 20121 | CROPLAND (NON-IRRIGATED, USD/HA) | 214.9813
2023 | 18103 | CROPLAND (NON-IRRIGATED, USD/HA) | 518.9205
2023 | 20121 | CROPLAND (NON-IRRIGATED, USD/HA) | 166.7959
2023 | 39109 | CROPLAND (NON-IRRIGATED, USD/HA) | 533.7468
2022 | 18103 | CROPLAND (NON-IRRIGATED, USD/HA) | 464.5574
2022 | 20121 | CROPLAND (NON-IRRIGATED, USD/HA) | 223.63
2022 | 39109 | CROPLAND (NON-IRRIGATED, USD/HA) | 469.4995
2021 | 18103 | CROPLAND (NON-IRRIGATED, USD/HA) | 467.0285
2021 | 20121 | CROPLAND (NON-IRRIGATED, USD/HA) | 223.63
2021 | 39109 | CROPLAND (NON-IRRIGATED, USD/HA) | 432.4337
2020 | 18103 | CROPLAND (NON-IRRIGATED, USD/HA) | 484.3258
2020 | 20121 | CROPLAND (NON-IRRIGATED, USD/HA) | 218.6879
2020 | 39109 | CROPLAND (NON-IRRIGATED, USD/HA) | 437.3759
2019 | 18103 | CROPLAND (NON-IRRIGATED, USD/HA) | 469.4995
2019 | 20121 | CROPLAND (NON-IRRIGATED, USD/HA) | 205.0971
2019 | 39109 | CROPLAND (NON-IRRIGATED, USD/HA) | 412.6653
2017 | 18103 | CROPLAND (NON-IRRIGATED, USD/HA) | 489.2679
2017 | 20121 | CROPLAND (NON-IRRIGATED, USD/HA) | 205.0971
2017 | 39109 | CROPLAND (NON-IRRIGATED, USD/HA) | 412.6653
2016 | 18103 | CROPLAND (NON-IRRIGATED, USD/HA) | 486.7969
2016 | 39109 | CROPLAND (NON-IRRIGATED, USD/HA) | 400.3101
2014 | 18103 | CROPLAND (NON-IRRIGATED, USD/HA) | 494.21
2014 | 20121 | CROPLAND (NON-IRRIGATED, USD/HA) | 148.263
2014 | 39109 | CROPLAND (NON-IRRIGATED, USD/HA) | 402.7811
2013 | 18103 | CROPLAND (NON-IRRIGATED, USD/HA) | 457.1442
2013 | 39109 | CROPLAND (NON-IRRIGATED, USD/HA) | 402.7811
2012 | 18103 | CROPLAND (NON-IRRIGATED, USD/HA) | 432.4337
2012 | 39109 | CROPLAND (NON-IRRIGATED, USD/HA) | 402.7811
2011 | 18103 | CROPLAND (NON-IRRIGATED, USD/HA) | 397.839
2011 | 20121 | CROPLAND (NON-IRRIGATED, USD/HA) | 112.4328
2011 | 39109 | CROPLAND (NON-IRRIGATED, USD/HA) | 348.418
2010 | 18103 | CROPLAND (NON-IRRIGATED, USD/HA) | 355.8312
2010 | 20121 | CROPLAND (NON-IRRIGATED, USD/HA) | 114.9038
2010 | 39109 | CROPLAND (NON-IRRIGATED, USD/HA) | 321.2365
2009 | 18103 | CROPLAND (NON-IRRIGATED, USD/HA) | 328.6497
2009 | 20121 | CROPLAND (NON-IRRIGATED, USD/HA) | 112.4328
2009 | 39109 | CROPLAND (NON-IRRIGATED, USD/HA) | 326.1786
2008 | 18103 | CROPLAND (NON-IRRIGATED, USD/HA) | 333.5917
2008 | 20121 | CROPLAND (NON-IRRIGATED, USD/HA) | 95.1354
2008 | 39109 | CROPLAND (NON-IRRIGATED, USD/HA) | 328.6497
2020 | 12086 | CROPLAND (NON-IRRIGATED, USD/HA) | 555.9863
2017 | 12086 | CROPLAND (NON-IRRIGATED, USD/HA) | 240.9274
2016 | 12086 | CROPLAND (NON-IRRIGATED, USD/HA) | 224.8655
2014 | 12086 | CROPLAND (NON-IRRIGATED, USD/HA) | 951.3542
2024 | 25017 | CROPLAND (NON-IRRIGATED, USD/HA) | 190.2708
2024 | 34023 | CROPLAND (NON-IRRIGATED, USD/HA) | 155.6762
2024 | 51119 | CROPLAND (NON-IRRIGATED, USD/HA) | 187.7998
2023 | 9007 | CROPLAND (NON-IRRIGATED, USD/HA) | 186.5643
2023 | 25017 | CROPLAND (NON-IRRIGATED, USD/HA) | 191.5064
2023 | 34023 | CROPLAND (NON-IRRIGATED, USD/HA) | 59.3052
2023 | 51119 | CROPLAND (NON-IRRIGATED, USD/HA) | 170.5025
2022 | 9007 | CROPLAND (NON-IRRIGATED, USD/HA) | 150.734
2022 | 25017 | CROPLAND (NON-IRRIGATED, USD/HA) | 166.7959
2021 | 9007 | CROPLAND (NON-IRRIGATED, USD/HA) | 154.4406
2021 | 25017 | CROPLAND (NON-IRRIGATED, USD/HA) | 149.4985
2021 | 34023 | CROPLAND (NON-IRRIGATED, USD/HA) | 172.9735
2021 | 51119 | CROPLAND (NON-IRRIGATED, USD/HA) | 159.3827
2024 | 26111 | CROPLAND (NON-IRRIGATED, USD/HA) | 397.839
2023 | 26111 | CROPLAND (NON-IRRIGATED, USD/HA) | 350.8891
2022 | 26111 | CROPLAND (NON-IRRIGATED, USD/HA) | 350.8891
2021 | 26111 | CROPLAND (NON-IRRIGATED, USD/HA) | 328.6497
2020 | 26111 | CROPLAND (NON-IRRIGATED, USD/HA) | 328.6497
2019 | 26111 | CROPLAND (NON-IRRIGATED, USD/HA) | 323.7075
2017 | 26111 | CROPLAND (NON-IRRIGATED, USD/HA) | 296.526
2016 | 26111 | CROPLAND (NON-IRRIGATED, USD/HA) | 308.8813
2016 | 48329 | CROPLAND (NON-IRRIGATED, USD/HA) | 55.5986
2014 | 26111 | CROPLAND (NON-IRRIGATED, USD/HA) | 259.4602
2013 | 26111 | CROPLAND (NON-IRRIGATED, USD/HA) | 318.7654
2012 | 26111 | CROPLAND (NON-IRRIGATED, USD/HA) | 232.2787
2011 | 26111 | CROPLAND (NON-IRRIGATED, USD/HA) | 210.0393
2011 | 48329 | CROPLAND (NON-IRRIGATED, USD/HA) | 50.6565
2010 | 26111 | CROPLAND (NON-IRRIGATED, USD/HA) | 229.8076
2010 | 48329 | CROPLAND (NON-IRRIGATED, USD/HA) | 49.421
2009 | 26111 | CROPLAND (NON-IRRIGATED, USD/HA) | 200.155
2009 | 48329 | CROPLAND (NON-IRRIGATED, USD/HA) | 49.421
2008 | 26111 | CROPLAND (NON-IRRIGATED, USD/HA) | 211.2748
2024 | 42087 | CROPLAND (NON-IRRIGATED, USD/HA) | 276.7576
2023 | 42087 | CROPLAND (NON-IRRIGATED, USD/HA) | 226.1011
2022 | 42087 | CROPLAND (NON-IRRIGATED, USD/HA) | 232.2787
2021 | 42087 | CROPLAND (NON-IRRIGATED, USD/HA) | 237.2208
2020 | 42087 | CROPLAND (NON-IRRIGATED, USD/HA) | 237.2208
2019 | 42087 | CROPLAND (NON-IRRIGATED, USD/HA) | 216.2169
2017 | 42087 | CROPLAND (NON-IRRIGATED, USD/HA) | 195.213
2016 | 42087 | CROPLAND (NON-IRRIGATED, USD/HA) | 195.213
2014 | 42087 | CROPLAND (NON-IRRIGATED, USD/HA) | 186.5643
2013 | 42087 | CROPLAND (NON-IRRIGATED, USD/HA) | 186.5643
2012 | 42087 | CROPLAND (NON-IRRIGATED, USD/HA) | 175.4445
2011 | 42087 | CROPLAND (NON-IRRIGATED, USD/HA) | 150.734
2010 | 42087 | CROPLAND (NON-IRRIGATED, USD/HA) | 172.9735
2009 | 42087 | CROPLAND (NON-IRRIGATED, USD/HA) | 189.0353
2008 | 42087 | CROPLAND (NON-IRRIGATED, USD/HA) | 185.3287
2024 | 48331 | CROPLAND (NON-IRRIGATED, USD/HA) | 116.1393
2023 | 48331 | CROPLAND (NON-IRRIGATED, USD/HA) | 107.4907
2022 | 48331 | CROPLAND (NON-IRRIGATED, USD/HA) | 82.7802
2021 | 48331 | CROPLAND (NON-IRRIGATED, USD/HA) | 97.6065
2020 | 48331 | CROPLAND (NON-IRRIGATED, USD/HA) | 108.7262
2019 | 48331 | CROPLAND (NON-IRRIGATED, USD/HA) | 103.7841
2017 | 48331 | CROPLAND (NON-IRRIGATED, USD/HA) | 114.9038
2016 | 48331 | CROPLAND (NON-IRRIGATED, USD/HA) | 111.1972
2014 | 48331 | CROPLAND (NON-IRRIGATED, USD/HA) | 86.4868
2013 | 48331 | CROPLAND (NON-IRRIGATED, USD/HA) | 84.0157
2012 | 48331 | CROPLAND (NON-IRRIGATED, USD/HA) | 80.3091
2011 | 48331 | CROPLAND (NON-IRRIGATED, USD/HA) | 82.7802
2010 | 48331 | CROPLAND (NON-IRRIGATED, USD/HA) | 74.1315
2009 | 48331 | CROPLAND (NON-IRRIGATED, USD/HA) | 75.367
2008 | 48331 | CROPLAND (NON-IRRIGATED, USD/HA) | 82.7802
2024 | 49027 | CROPLAND (NON-IRRIGATED, USD/HA) | 49.421
2022 | 49027 | CROPLAND (NON-IRRIGATED, USD/HA) | 29.6526
2021 | 49027 | CROPLAND (NON-IRRIGATED, USD/HA) | 35.8302
2020 | 49027 | CROPLAND (NON-IRRIGATED, USD/HA) | 77.8381
2019 | 49027 | CROPLAND (NON-IRRIGATED, USD/HA) | 34.5947
2009 | 49027 | CROPLAND (NON-IRRIGATED, USD/HA) | 65.4828
2024 | 27095 | CROPLAND (NON-IRRIGATED, USD/HA) | 193.9774
2023 | 27095 | CROPLAND (NON-IRRIGATED, USD/HA) | 238.4563
2022 | 27095 | CROPLAND (NON-IRRIGATED, USD/HA) | 186.5643
2021 | 27095 | CROPLAND (NON-IRRIGATED, USD/HA) | 176.6801
2020 | 27095 | CROPLAND (NON-IRRIGATED, USD/HA) | 179.1511
2019 | 27095 | CROPLAND (NON-IRRIGATED, USD/HA) | 181.6222
2017 | 27095 | CROPLAND (NON-IRRIGATED, USD/HA) | 186.5643
2016 | 27095 | CROPLAND (NON-IRRIGATED, USD/HA) | 168.0314
2014 | 27095 | CROPLAND (NON-IRRIGATED, USD/HA) | 166.7959
2013 | 27095 | CROPLAND (NON-IRRIGATED, USD/HA) | 140.8499
2012 | 27095 | CROPLAND (NON-IRRIGATED, USD/HA) | 142.0854
2011 | 27095 | CROPLAND (NON-IRRIGATED, USD/HA) | 166.7959
2010 | 27095 | CROPLAND (NON-IRRIGATED, USD/HA) | 114.9038
2009 | 27095 | CROPLAND (NON-IRRIGATED, USD/HA) | 101.3131
2008 | 27095 | CROPLAND (NON-IRRIGATED, USD/HA) | 101.3131
2024 | 5091 | CROPLAND (NON-IRRIGATED, USD/HA) | 71.6604
2024 | 13201 | CROPLAND (NON-IRRIGATED, USD/HA) | 247.105
2024 | 29131 | CROPLAND (NON-IRRIGATED, USD/HA) | 122.317
2023 | 5091 | CROPLAND (NON-IRRIGATED, USD/HA) | 81.5447
2023 | 13201 | CROPLAND (NON-IRRIGATED, USD/HA) | 218.6879
2023 | 29131 | CROPLAND (NON-IRRIGATED, USD/HA) | 126.0236
2022 | 5091 | CROPLAND (NON-IRRIGATED, USD/HA) | 133.4367
2022 | 13201 | CROPLAND (NON-IRRIGATED, USD/HA) | 200.155
2022 | 29131 | CROPLAND (NON-IRRIGATED, USD/HA) | 190.2708
2021 | 5091 | CROPLAND (NON-IRRIGATED, USD/HA) | 59.3052
2021 | 13201 | CROPLAND (NON-IRRIGATED, USD/HA) | 221.159
2021 | 29131 | CROPLAND (NON-IRRIGATED, USD/HA) | 172.9735
2020 | 5091 | CROPLAND (NON-IRRIGATED, USD/HA) | 38.3013
2020 | 13201 | CROPLAND (NON-IRRIGATED, USD/HA) | 221.159
2020 | 29131 | CROPLAND (NON-IRRIGATED, USD/HA) | 213.7458
2019 | 5091 | CROPLAND (NON-IRRIGATED, USD/HA) | 35.8302
2019 | 13201 | CROPLAND (NON-IRRIGATED, USD/HA) | 217.4524
2019 | 29131 | CROPLAND (NON-IRRIGATED, USD/HA) | 132.2012
2017 | 5091 | CROPLAND (NON-IRRIGATED, USD/HA) | 40.7723
2017 | 13201 | CROPLAND (NON-IRRIGATED, USD/HA) | 192.7419
2017 | 29131 | CROPLAND (NON-IRRIGATED, USD/HA) | 134.6722
2016 | 5091 | CROPLAND (NON-IRRIGATED, USD/HA) | 48.1855
2016 | 13201 | CROPLAND (NON-IRRIGATED, USD/HA) | 195.213
2016 | 29131 | CROPLAND (NON-IRRIGATED, USD/HA) | 155.6762
2014 | 5091 | CROPLAND (NON-IRRIGATED, USD/HA) | 96.3709
2014 | 13201 | CROPLAND (NON-IRRIGATED, USD/HA) | 182.8577
2014 | 29131 | CROPLAND (NON-IRRIGATED, USD/HA) | 107.4907
2013 | 5091 | CROPLAND (NON-IRRIGATED, USD/HA) | 106.2552
2013 | 13201 | CROPLAND (NON-IRRIGATED, USD/HA) | 172.9735
2012 | 5091 | CROPLAND (NON-IRRIGATED, USD/HA) | 86.4868
2012 | 13201 | CROPLAND (NON-IRRIGATED, USD/HA) | 175.4445
2011 | 5091 | CROPLAND (NON-IRRIGATED, USD/HA) | 96.3709
2011 | 13201 | CROPLAND (NON-IRRIGATED, USD/HA) | 184.0932
2011 | 29131 | CROPLAND (NON-IRRIGATED, USD/HA) | 119.8459
2010 | 13201 | CROPLAND (NON-IRRIGATED, USD/HA) | 155.6762
2010 | 29131 | CROPLAND (NON-IRRIGATED, USD/HA) | 119.8459
2009 | 5091 | CROPLAND (NON-IRRIGATED, USD/HA) | 76.6025
2009 | 13201 | CROPLAND (NON-IRRIGATED, USD/HA) | 158.1472
2009 | 29131 | CROPLAND (NON-IRRIGATED, USD/HA) | 111.1972
2024 | 19129 | CROPLAND (NON-IRRIGATED, USD/HA) | 691.894
2023 | 19129 | CROPLAND (NON-IRRIGATED, USD/HA) | 647.4151
2023 | 48333 | CROPLAND (NON-IRRIGATED, USD/HA) | 30.8881
2022 | 19129 | CROPLAND (NON-IRRIGATED, USD/HA) | 630.1178
2022 | 48333 | CROPLAND (NON-IRRIGATED, USD/HA) | 27.1816
2021 | 19129 | CROPLAND (NON-IRRIGATED, USD/HA) | 568.3415
2021 | 48333 | CROPLAND (NON-IRRIGATED, USD/HA) | 32.1236
2020 | 19129 | CROPLAND (NON-IRRIGATED, USD/HA) | 541.1599
2020 | 48333 | CROPLAND (NON-IRRIGATED, USD/HA) | 28.4171
2019 | 19129 | CROPLAND (NON-IRRIGATED, USD/HA) | 555.9863
2019 | 48333 | CROPLAND (NON-IRRIGATED, USD/HA) | 27.1816
2017 | 19129 | CROPLAND (NON-IRRIGATED, USD/HA) | 551.0441
2016 | 19129 | CROPLAND (NON-IRRIGATED, USD/HA) | 595.5231
2016 | 48333 | CROPLAND (NON-IRRIGATED, USD/HA) | 33.3592
2014 | 19129 | CROPLAND (NON-IRRIGATED, USD/HA) | 657.2993
2013 | 19129 | CROPLAND (NON-IRRIGATED, USD/HA) | 642.473
2013 | 48333 | CROPLAND (NON-IRRIGATED, USD/HA) | 35.8302
2012 | 19129 | CROPLAND (NON-IRRIGATED, USD/HA) | 605.4072
2012 | 48333 | CROPLAND (NON-IRRIGATED, USD/HA) | 34.5947
2011 | 19129 | CROPLAND (NON-IRRIGATED, USD/HA) | 491.7389
2011 | 48333 | CROPLAND (NON-IRRIGATED, USD/HA) | 39.5368
2010 | 19129 | CROPLAND (NON-IRRIGATED, USD/HA) | 437.3759
2010 | 48333 | CROPLAND (NON-IRRIGATED, USD/HA) | 51.892
2009 | 19129 | CROPLAND (NON-IRRIGATED, USD/HA) | 442.3179
2009 | 48333 | CROPLAND (NON-IRRIGATED, USD/HA) | 39.5368
2008 | 19129 | CROPLAND (NON-IRRIGATED, USD/HA) | 375.5996
2024 | 55079 | CROPLAND (NON-IRRIGATED, USD/HA) | 232.2787
2023 | 55079 | CROPLAND (NON-IRRIGATED, USD/HA) | 256.9892
2022 | 55079 | CROPLAND (NON-IRRIGATED, USD/HA) | 249.5761
2021 | 55079 | CROPLAND (NON-IRRIGATED, USD/HA) | 269.3444
2024 | 46097 | CROPLAND (NON-IRRIGATED, USD/HA) | 373.1286
2023 | 46097 | CROPLAND (NON-IRRIGATED, USD/HA) | 355.8312
2022 | 46097 | CROPLAND (NON-IRRIGATED, USD/HA) | 353.3601
2021 | 46097 | CROPLAND (NON-IRRIGATED, USD/HA) | 353.3601
2020 | 46097 | CROPLAND (NON-IRRIGATED, USD/HA) | 313.8234
2019 | 46097 | CROPLAND (NON-IRRIGATED, USD/HA) | 306.4102
2017 | 46097 | CROPLAND (NON-IRRIGATED, USD/HA) | 269.3444
2016 | 46097 | CROPLAND (NON-IRRIGATED, USD/HA) | 298.9971
2014 | 46097 | CROPLAND (NON-IRRIGATED, USD/HA) | 289.1128
2013 | 46097 | CROPLAND (NON-IRRIGATED, USD/HA) | 308.8813
2012 | 46097 | CROPLAND (NON-IRRIGATED, USD/HA) | 311.3523
2011 | 46097 | CROPLAND (NON-IRRIGATED, USD/HA) | 259.4602
2010 | 46097 | CROPLAND (NON-IRRIGATED, USD/HA) | 207.5682
2009 | 46097 | CROPLAND (NON-IRRIGATED, USD/HA) | 208.8037
2008 | 46097 | CROPLAND (NON-IRRIGATED, USD/HA) | 191.5064
2024 | 54057 | CROPLAND (NON-IRRIGATED, USD/HA) | 53.1276
2023 | 54057 | CROPLAND (NON-IRRIGATED, USD/HA) | 59.3052
2022 | 54057 | CROPLAND (NON-IRRIGATED, USD/HA) | 43.2434
2021 | 30061 | CROPLAND (NON-IRRIGATED, USD/HA) | 49.421
2021 | 54057 | CROPLAND (NON-IRRIGATED, USD/HA) | 60.5407
2020 | 54057 | CROPLAND (NON-IRRIGATED, USD/HA) | 40.7723
2019 | 54057 | CROPLAND (NON-IRRIGATED, USD/HA) | 38.3013
2017 | 54057 | CROPLAND (NON-IRRIGATED, USD/HA) | 39.5368
2016 | 54057 | CROPLAND (NON-IRRIGATED, USD/HA) | 64.2473
2013 | 54057 | CROPLAND (NON-IRRIGATED, USD/HA) | 126.0236
2012 | 54057 | CROPLAND (NON-IRRIGATED, USD/HA) | 50.6565
2009 | 54057 | CROPLAND (NON-IRRIGATED, USD/HA) | 49.421
2021 | 16067 | CROPLAND (NON-IRRIGATED, USD/HA) | 46.95
2024 | 46099 | CROPLAND (NON-IRRIGATED, USD/HA) | 521.3915
2023 | 46099 | CROPLAND (NON-IRRIGATED, USD/HA) | 506.5652
2022 | 46099 | CROPLAND (NON-IRRIGATED, USD/HA) | 496.681
2021 | 46099 | CROPLAND (NON-IRRIGATED, USD/HA) | 491.7389
2020 | 46099 | CROPLAND (NON-IRRIGATED, USD/HA) | 459.6153
2019 | 46099 | CROPLAND (NON-IRRIGATED, USD/HA) | 462.0863
2017 | 46099 | CROPLAND (NON-IRRIGATED, USD/HA) | 452.2022
2016 | 46099 | CROPLAND (NON-IRRIGATED, USD/HA) | 442.3179
2014 | 46099 | CROPLAND (NON-IRRIGATED, USD/HA) | 457.1442
2013 | 46099 | CROPLAND (NON-IRRIGATED, USD/HA) | 439.8469
2012 | 46099 | CROPLAND (NON-IRRIGATED, USD/HA) | 397.839
2011 | 46099 | CROPLAND (NON-IRRIGATED, USD/HA) | 353.3601
2010 | 46099 | CROPLAND (NON-IRRIGATED, USD/HA) | 336.0628
2009 | 46099 | CROPLAND (NON-IRRIGATED, USD/HA) | 331.1207
2008 | 46099 | CROPLAND (NON-IRRIGATED, USD/HA) | 284.1707
2024 | 26113 | CROPLAND (NON-IRRIGATED, USD/HA) | 238.4563
2023 | 26113 | CROPLAND (NON-IRRIGATED, USD/HA) | 254.5181
2022 | 26113 | CROPLAND (NON-IRRIGATED, USD/HA) | 216.2169
2021 | 26113 | CROPLAND (NON-IRRIGATED, USD/HA) | 207.5682
2020 | 26113 | CROPLAND (NON-IRRIGATED, USD/HA) | 196.4485
2019 | 26113 | CROPLAND (NON-IRRIGATED, USD/HA) | 200.155
2017 | 26113 | CROPLAND (NON-IRRIGATED, USD/HA) | 190.2708
2016 | 26113 | CROPLAND (NON-IRRIGATED, USD/HA) | 153.2051
2014 | 26113 | CROPLAND (NON-IRRIGATED, USD/HA) | 145.7919
2013 | 26113 | CROPLAND (NON-IRRIGATED, USD/HA) | 148.263
2012 | 26113 | CROPLAND (NON-IRRIGATED, USD/HA) | 150.734
2011 | 26113 | CROPLAND (NON-IRRIGATED, USD/HA) | 128.4946
2010 | 26113 | CROPLAND (NON-IRRIGATED, USD/HA) | 118.6104
2009 | 26113 | CROPLAND (NON-IRRIGATED, USD/HA) | 111.1972
2008 | 26113 | CROPLAND (NON-IRRIGATED, USD/HA) | 91.4288
2024 | 5093 | CROPLAND (NON-IRRIGATED, USD/HA) | 256.9892
2024 | 29133 | CROPLAND (NON-IRRIGATED, USD/HA) | 447.26
2023 | 5093 | CROPLAND (NON-IRRIGATED, USD/HA) | 286.6418
2023 | 29133 | CROPLAND (NON-IRRIGATED, USD/HA) | 464.5574
2022 | 5093 | CROPLAND (NON-IRRIGATED, USD/HA) | 244.6339
2022 | 29133 | CROPLAND (NON-IRRIGATED, USD/HA) | 467.0285
2021 | 5093 | CROPLAND (NON-IRRIGATED, USD/HA) | 298.9971
2021 | 29133 | CROPLAND (NON-IRRIGATED, USD/HA) | 397.839
2020 | 5093 | CROPLAND (NON-IRRIGATED, USD/HA) | 269.3444
2020 | 29133 | CROPLAND (NON-IRRIGATED, USD/HA) | 395.368
2019 | 5093 | CROPLAND (NON-IRRIGATED, USD/HA) | 306.4102
2019 | 29133 | CROPLAND (NON-IRRIGATED, USD/HA) | 363.2443
2017 | 5093 | CROPLAND (NON-IRRIGATED, USD/HA) | 240.9274
2017 | 29133 | CROPLAND (NON-IRRIGATED, USD/HA) | 392.897
2016 | 5093 | CROPLAND (NON-IRRIGATED, USD/HA) | 244.6339
2016 | 29133 | CROPLAND (NON-IRRIGATED, USD/HA) | 373.1286
2014 | 5093 | CROPLAND (NON-IRRIGATED, USD/HA) | 259.4602
2014 | 29133 | CROPLAND (NON-IRRIGATED, USD/HA) | 345.947
2013 | 5093 | CROPLAND (NON-IRRIGATED, USD/HA) | 259.4602
2013 | 29133 | CROPLAND (NON-IRRIGATED, USD/HA) | 345.947
2012 | 5093 | CROPLAND (NON-IRRIGATED, USD/HA) | 223.63
2012 | 29133 | CROPLAND (NON-IRRIGATED, USD/HA) | 289.1128
2011 | 5093 | CROPLAND (NON-IRRIGATED, USD/HA) | 200.155
2011 | 29133 | CROPLAND (NON-IRRIGATED, USD/HA) | 276.7576
2010 | 5093 | CROPLAND (NON-IRRIGATED, USD/HA) | 208.8037
2010 | 29133 | CROPLAND (NON-IRRIGATED, USD/HA) | 245.8695
2009 | 5093 | CROPLAND (NON-IRRIGATED, USD/HA) | 197.684
2009 | 29133 | CROPLAND (NON-IRRIGATED, USD/HA) | 247.105
2008 | 5093 | CROPLAND (NON-IRRIGATED, USD/HA) | 224.8655
2008 | 29133 | CROPLAND (NON-IRRIGATED, USD/HA) | 234.7498
2024 | 30063 | CROPLAND (NON-IRRIGATED, USD/HA) | 70.4249
2023 | 30063 | CROPLAND (NON-IRRIGATED, USD/HA) | 61.7762
2021 | 30063 | CROPLAND (NON-IRRIGATED, USD/HA) | 48.1855
2020 | 30063 | CROPLAND (NON-IRRIGATED, USD/HA) | 49.421
2019 | 30063 | CROPLAND (NON-IRRIGATED, USD/HA) | 37.0658
2017 | 30063 | CROPLAND (NON-IRRIGATED, USD/HA) | 32.1236
2016 | 30063 | CROPLAND (NON-IRRIGATED, USD/HA) | 34.5947
2014 | 30063 | CROPLAND (NON-IRRIGATED, USD/HA) | 45.7144
2024 | 13205 | CROPLAND (NON-IRRIGATED, USD/HA) | 279.2287
2024 | 19131 | CROPLAND (NON-IRRIGATED, USD/HA) | 714.1335
2024 | 20123 | CROPLAND (NON-IRRIGATED, USD/HA) | 187.7998
2024 | 48335 | CROPLAND (NON-IRRIGATED, USD/HA) | 59.3052
2023 | 13205 | CROPLAND (NON-IRRIGATED, USD/HA) | 256.9892
2023 | 19131 | CROPLAND (NON-IRRIGATED, USD/HA) | 684.4809
2023 | 20123 | CROPLAND (NON-IRRIGATED, USD/HA) | 185.3287
2023 | 37121 | CROPLAND (NON-IRRIGATED, USD/HA) | 144.5564
2023 | 48335 | CROPLAND (NON-IRRIGATED, USD/HA) | 49.421
2022 | 13205 | CROPLAND (NON-IRRIGATED, USD/HA) | 195.213
2022 | 19131 | CROPLAND (NON-IRRIGATED, USD/HA) | 617.7625
2022 | 20123 | CROPLAND (NON-IRRIGATED, USD/HA) | 177.9156
2022 | 37121 | CROPLAND (NON-IRRIGATED, USD/HA) | 148.263
2021 | 13205 | CROPLAND (NON-IRRIGATED, USD/HA) | 264.4024
2021 | 19131 | CROPLAND (NON-IRRIGATED, USD/HA) | 570.8125
2021 | 20123 | CROPLAND (NON-IRRIGATED, USD/HA) | 158.1472
2021 | 37121 | CROPLAND (NON-IRRIGATED, USD/HA) | 123.5525
2021 | 48335 | CROPLAND (NON-IRRIGATED, USD/HA) | 55.5986
2020 | 13205 | CROPLAND (NON-IRRIGATED, USD/HA) | 243.3984
2020 | 19131 | CROPLAND (NON-IRRIGATED, USD/HA) | 541.1599
2020 | 20123 | CROPLAND (NON-IRRIGATED, USD/HA) | 171.738
2020 | 48335 | CROPLAND (NON-IRRIGATED, USD/HA) | 56.8342
2019 | 13205 | CROPLAND (NON-IRRIGATED, USD/HA) | 256.9892
2019 | 19131 | CROPLAND (NON-IRRIGATED, USD/HA) | 563.3994
2019 | 20123 | CROPLAND (NON-IRRIGATED, USD/HA) | 171.738
2019 | 48335 | CROPLAND (NON-IRRIGATED, USD/HA) | 50.6565
2017 | 13205 | CROPLAND (NON-IRRIGATED, USD/HA) | 240.9274
2017 | 19131 | CROPLAND (NON-IRRIGATED, USD/HA) | 573.2836
2017 | 20123 | CROPLAND (NON-IRRIGATED, USD/HA) | 153.2051
2017 | 48335 | CROPLAND (NON-IRRIGATED, USD/HA) | 48.1855
2016 | 13205 | CROPLAND (NON-IRRIGATED, USD/HA) | 201.3906
2016 | 19131 | CROPLAND (NON-IRRIGATED, USD/HA) | 612.8204
2016 | 20123 | CROPLAND (NON-IRRIGATED, USD/HA) | 164.3248
2016 | 48335 | CROPLAND (NON-IRRIGATED, USD/HA) | 48.1855
2014 | 13205 | CROPLAND (NON-IRRIGATED, USD/HA) | 212.5103
2014 | 19131 | CROPLAND (NON-IRRIGATED, USD/HA) | 632.5888
2014 | 20123 | CROPLAND (NON-IRRIGATED, USD/HA) | 164.3248
2014 | 48335 | CROPLAND (NON-IRRIGATED, USD/HA) | 44.4789
2013 | 13205 | CROPLAND (NON-IRRIGATED, USD/HA) | 235.9853
2013 | 19131 | CROPLAND (NON-IRRIGATED, USD/HA) | 659.7704
2013 | 20123 | CROPLAND (NON-IRRIGATED, USD/HA) | 154.4406
2013 | 48335 | CROPLAND (NON-IRRIGATED, USD/HA) | 39.5368
2012 | 13205 | CROPLAND (NON-IRRIGATED, USD/HA) | 237.2208
2012 | 19131 | CROPLAND (NON-IRRIGATED, USD/HA) | 568.3415
2012 | 20123 | CROPLAND (NON-IRRIGATED, USD/HA) | 144.5564
2012 | 48335 | CROPLAND (NON-IRRIGATED, USD/HA) | 38.3013
2011 | 13205 | CROPLAND (NON-IRRIGATED, USD/HA) | 198.9195
2011 | 19131 | CROPLAND (NON-IRRIGATED, USD/HA) | 454.6732
2011 | 20123 | CROPLAND (NON-IRRIGATED, USD/HA) | 128.4946
2011 | 48335 | CROPLAND (NON-IRRIGATED, USD/HA) | 30.8881
2010 | 13205 | CROPLAND (NON-IRRIGATED, USD/HA) | 161.8538
2010 | 19131 | CROPLAND (NON-IRRIGATED, USD/HA) | 412.6653
2010 | 20123 | CROPLAND (NON-IRRIGATED, USD/HA) | 127.2591
2010 | 48335 | CROPLAND (NON-IRRIGATED, USD/HA) | 42.0078
2009 | 13205 | CROPLAND (NON-IRRIGATED, USD/HA) | 142.0854
2009 | 19131 | CROPLAND (NON-IRRIGATED, USD/HA) | 407.7233
2009 | 20123 | CROPLAND (NON-IRRIGATED, USD/HA) | 132.2012
2009 | 48335 | CROPLAND (NON-IRRIGATED, USD/HA) | 44.4789
2008 | 19131 | CROPLAND (NON-IRRIGATED, USD/HA) | 402.7811
2008 | 20123 | CROPLAND (NON-IRRIGATED, USD/HA) | 122.317
2024 | 1097 | CROPLAND (NON-IRRIGATED, USD/HA) | 156.9117
2023 | 1097 | CROPLAND (NON-IRRIGATED, USD/HA) | 153.2051
2022 | 1097 | CROPLAND (NON-IRRIGATED, USD/HA) | 140.8499
2021 | 1097 | CROPLAND (NON-IRRIGATED, USD/HA) | 197.684
2020 | 1097 | CROPLAND (NON-IRRIGATED, USD/HA) | 201.3906
2019 | 1097 | CROPLAND (NON-IRRIGATED, USD/HA) | 119.8459
2016 | 1097 | CROPLAND (NON-IRRIGATED, USD/HA) | 108.7262
2014 | 1097 | CROPLAND (NON-IRRIGATED, USD/HA) | 133.4367
2013 | 1097 | CROPLAND (NON-IRRIGATED, USD/HA) | 116.1393
2012 | 1097 | CROPLAND (NON-IRRIGATED, USD/HA) | 119.8459
2011 | 1097 | CROPLAND (NON-IRRIGATED, USD/HA) | 123.5525
2010 | 1097 | CROPLAND (NON-IRRIGATED, USD/HA) | 118.6104
2009 | 1097 | CROPLAND (NON-IRRIGATED, USD/HA) | 113.6683
2024 | 6049 | CROPLAND (NON-IRRIGATED, USD/HA) | 54.3631
2023 | 6049 | CROPLAND (NON-IRRIGATED, USD/HA) | 138.3788
2022 | 6049 | CROPLAND (NON-IRRIGATED, USD/HA) | 151.9696
2021 | 6049 | CROPLAND (NON-IRRIGATED, USD/HA) | 105.0196
2020 | 6049 | CROPLAND (NON-IRRIGATED, USD/HA) | 103.7841
2014 | 6049 | CROPLAND (NON-IRRIGATED, USD/HA) | 69.1894
2024 | 8081 | CROPLAND (NON-IRRIGATED, USD/HA) | 48.1855
2023 | 8081 | CROPLAND (NON-IRRIGATED, USD/HA) | 43.2434
2021 | 8081 | CROPLAND (NON-IRRIGATED, USD/HA) | 32.1236
2020 | 8081 | CROPLAND (NON-IRRIGATED, USD/HA) | 32.1236
2017 | 8081 | CROPLAND (NON-IRRIGATED, USD/HA) | 49.421
2013 | 8081 | CROPLAND (NON-IRRIGATED, USD/HA) | 45.7144
2012 | 8081 | CROPLAND (NON-IRRIGATED, USD/HA) | 50.6565
2009 | 8081 | CROPLAND (NON-IRRIGATED, USD/HA) | 54.3631
2024 | 29135 | CROPLAND (NON-IRRIGATED, USD/HA) | 243.3984
2023 | 29135 | CROPLAND (NON-IRRIGATED, USD/HA) | 279.2287
2022 | 29135 | CROPLAND (NON-IRRIGATED, USD/HA) | 189.0353
2021 | 29135 | CROPLAND (NON-IRRIGATED, USD/HA) | 191.5064
2020 | 29135 | CROPLAND (NON-IRRIGATED, USD/HA) | 216.2169
2019 | 29135 | CROPLAND (NON-IRRIGATED, USD/HA) | 213.7458
2017 | 29135 | CROPLAND (NON-IRRIGATED, USD/HA) | 213.7458
2016 | 29135 | CROPLAND (NON-IRRIGATED, USD/HA) | 198.9195
2013 | 29135 | CROPLAND (NON-IRRIGATED, USD/HA) | 151.9696
2012 | 29135 | CROPLAND (NON-IRRIGATED, USD/HA) | 130.9657
2011 | 29135 | CROPLAND (NON-IRRIGATED, USD/HA) | 135.9077
2010 | 29135 | CROPLAND (NON-IRRIGATED, USD/HA) | 160.6182
2009 | 29135 | CROPLAND (NON-IRRIGATED, USD/HA) | 155.6762
2008 | 29135 | CROPLAND (NON-IRRIGATED, USD/HA) | 127.2591
2024 | 34025 | CROPLAND (NON-IRRIGATED, USD/HA) | 223.63
2023 | 34025 | CROPLAND (NON-IRRIGATED, USD/HA) | 298.9971
2022 | 34025 | CROPLAND (NON-IRRIGATED, USD/HA) | 201.3906
2021 | 34025 | CROPLAND (NON-IRRIGATED, USD/HA) | 151.9696
2020 | 34025 | CROPLAND (NON-IRRIGATED, USD/HA) | 160.6182
2019 | 34025 | CROPLAND (NON-IRRIGATED, USD/HA) | 154.4406
2017 | 34025 | CROPLAND (NON-IRRIGATED, USD/HA) | 179.1511
2014 | 34025 | CROPLAND (NON-IRRIGATED, USD/HA) | 165.5603
2013 | 34025 | CROPLAND (NON-IRRIGATED, USD/HA) | 176.6801
2012 | 34025 | CROPLAND (NON-IRRIGATED, USD/HA) | 165.5603
2011 | 34025 | CROPLAND (NON-IRRIGATED, USD/HA) | 142.0854
2010 | 34025 | CROPLAND (NON-IRRIGATED, USD/HA) | 111.1972
2009 | 34025 | CROPLAND (NON-IRRIGATED, USD/HA) | 111.1972
2024 | 19133 | CROPLAND (NON-IRRIGATED, USD/HA) | 677.0677
2023 | 19133 | CROPLAND (NON-IRRIGATED, USD/HA) | 635.0598
2022 | 19133 | CROPLAND (NON-IRRIGATED, USD/HA) | 637.5309
2021 | 19133 | CROPLAND (NON-IRRIGATED, USD/HA) | 555.9863
2020 | 19133 | CROPLAND (NON-IRRIGATED, USD/HA) | 548.5731
2019 | 19133 | CROPLAND (NON-IRRIGATED, USD/HA) | 541.1599
2017 | 19133 | CROPLAND (NON-IRRIGATED, USD/HA) | 555.9863
2016 | 19133 | CROPLAND (NON-IRRIGATED, USD/HA) | 575.7546
2014 | 19133 | CROPLAND (NON-IRRIGATED, USD/HA) | 622.7046
2013 | 19133 | CROPLAND (NON-IRRIGATED, USD/HA) | 570.8125
2012 | 19133 | CROPLAND (NON-IRRIGATED, USD/HA) | 573.2836
2011 | 19133 | CROPLAND (NON-IRRIGATED, USD/HA) | 454.6732
2010 | 19133 | CROPLAND (NON-IRRIGATED, USD/HA) | 395.368
2009 | 19133 | CROPLAND (NON-IRRIGATED, USD/HA) | 395.368
2008 | 19133 | CROPLAND (NON-IRRIGATED, USD/HA) | 407.7233
2024 | 54061 | CROPLAND (NON-IRRIGATED, USD/HA) | 35.8302
2022 | 54061 | CROPLAND (NON-IRRIGATED, USD/HA) | 29.6526
2021 | 54061 | CROPLAND (NON-IRRIGATED, USD/HA) | 29.6526
2019 | 54061 | CROPLAND (NON-IRRIGATED, USD/HA) | 30.8881
2014 | 54061 | CROPLAND (NON-IRRIGATED, USD/HA) | 27.1816
2013 | 54061 | CROPLAND (NON-IRRIGATED, USD/HA) | 24.7105
2012 | 54061 | CROPLAND (NON-IRRIGATED, USD/HA) | 27.1816
2011 | 54061 | CROPLAND (NON-IRRIGATED, USD/HA) | 25.946
2010 | 54061 | CROPLAND (NON-IRRIGATED, USD/HA) | 25.946
2024 | 1099 | CROPLAND (NON-IRRIGATED, USD/HA) | 155.6762
2024 | 17133 | CROPLAND (NON-IRRIGATED, USD/HA) | 375.5996
2024 | 18105 | CROPLAND (NON-IRRIGATED, USD/HA) | 289.1128
2024 | 19135 | CROPLAND (NON-IRRIGATED, USD/HA) | 454.6732
2024 | 21171 | CROPLAND (NON-IRRIGATED, USD/HA) | 370.6575
2024 | 26115 | CROPLAND (NON-IRRIGATED, USD/HA) | 380.5417
2024 | 28095 | CROPLAND (NON-IRRIGATED, USD/HA) | 198.9195
2024 | 29137 | CROPLAND (NON-IRRIGATED, USD/HA) | 375.5996
2024 | 36055 | CROPLAND (NON-IRRIGATED, USD/HA) | 200.155
2024 | 39111 | CROPLAND (NON-IRRIGATED, USD/HA) | 65.4828
2024 | 42089 | CROPLAND (NON-IRRIGATED, USD/HA) | 122.317
2024 | 47123 | CROPLAND (NON-IRRIGATED, USD/HA) | 127.2591
2024 | 54063 | CROPLAND (NON-IRRIGATED, USD/HA) | 93.8999
2024 | 55081 | CROPLAND (NON-IRRIGATED, USD/HA) | 348.418
2023 | 1099 | CROPLAND (NON-IRRIGATED, USD/HA) | 185.3287
2023 | 5095 | CROPLAND (NON-IRRIGATED, USD/HA) | 196.4485
2023 | 13207 | CROPLAND (NON-IRRIGATED, USD/HA) | 88.9578
2023 | 17133 | CROPLAND (NON-IRRIGATED, USD/HA) | 387.9549
2023 | 18105 | CROPLAND (NON-IRRIGATED, USD/HA) | 331.1207
2023 | 19135 | CROPLAND (NON-IRRIGATED, USD/HA) | 432.4337
2023 | 21171 | CROPLAND (NON-IRRIGATED, USD/HA) | 338.5338
2023 | 26115 | CROPLAND (NON-IRRIGATED, USD/HA) | 380.5417
2023 | 28095 | CROPLAND (NON-IRRIGATED, USD/HA) | 174.209
2023 | 29137 | CROPLAND (NON-IRRIGATED, USD/HA) | 402.7811
2023 | 36055 | CROPLAND (NON-IRRIGATED, USD/HA) | 187.7998
2023 | 39111 | CROPLAND (NON-IRRIGATED, USD/HA) | 82.7802
2023 | 42089 | CROPLAND (NON-IRRIGATED, USD/HA) | 163.0893
2023 | 47123 | CROPLAND (NON-IRRIGATED, USD/HA) | 148.263
2023 | 54063 | CROPLAND (NON-IRRIGATED, USD/HA) | 105.0196
2023 | 55081 | CROPLAND (NON-IRRIGATED, USD/HA) | 313.8234
2022 | 1099 | CROPLAND (NON-IRRIGATED, USD/HA) | 144.5564
2022 | 5095 | CROPLAND (NON-IRRIGATED, USD/HA) | 226.1011
2022 | 13207 | CROPLAND (NON-IRRIGATED, USD/HA) | 112.4328
2022 | 17133 | CROPLAND (NON-IRRIGATED, USD/HA) | 385.4838
2022 | 18105 | CROPLAND (NON-IRRIGATED, USD/HA) | 276.7576
2022 | 19135 | CROPLAND (NON-IRRIGATED, USD/HA) | 434.9048
2022 | 21171 | CROPLAND (NON-IRRIGATED, USD/HA) | 333.5917
2022 | 26115 | CROPLAND (NON-IRRIGATED, USD/HA) | 368.1864
2022 | 28095 | CROPLAND (NON-IRRIGATED, USD/HA) | 180.3867
2022 | 29137 | CROPLAND (NON-IRRIGATED, USD/HA) | 385.4838
2022 | 36055 | CROPLAND (NON-IRRIGATED, USD/HA) | 180.3867
2022 | 39111 | CROPLAND (NON-IRRIGATED, USD/HA) | 63.0118
2022 | 42089 | CROPLAND (NON-IRRIGATED, USD/HA) | 160.6182
2022 | 47123 | CROPLAND (NON-IRRIGATED, USD/HA) | 133.4367
2022 | 54063 | CROPLAND (NON-IRRIGATED, USD/HA) | 98.842
2022 | 55081 | CROPLAND (NON-IRRIGATED, USD/HA) | 321.2365
2021 | 1099 | CROPLAND (NON-IRRIGATED, USD/HA) | 207.5682
2021 | 5095 | CROPLAND (NON-IRRIGATED, USD/HA) | 161.8538
2021 | 13207 | CROPLAND (NON-IRRIGATED, USD/HA) | 45.7144
2021 | 17133 | CROPLAND (NON-IRRIGATED, USD/HA) | 336.0628
2021 | 18105 | CROPLAND (NON-IRRIGATED, USD/HA) | 274.2865
2021 | 19135 | CROPLAND (NON-IRRIGATED, USD/HA) | 417.6074
2021 | 21171 | CROPLAND (NON-IRRIGATED, USD/HA) | 313.8234
2021 | 26115 | CROPLAND (NON-IRRIGATED, USD/HA) | 373.1286
2021 | 28095 | CROPLAND (NON-IRRIGATED, USD/HA) | 153.2051
2021 | 29137 | CROPLAND (NON-IRRIGATED, USD/HA) | 360.7733
2021 | 36055 | CROPLAND (NON-IRRIGATED, USD/HA) | 153.2051
2021 | 39111 | CROPLAND (NON-IRRIGATED, USD/HA) | 106.2552
2021 | 47123 | CROPLAND (NON-IRRIGATED, USD/HA) | 170.5025
2021 | 54063 | CROPLAND (NON-IRRIGATED, USD/HA) | 87.7223
2021 | 55081 | CROPLAND (NON-IRRIGATED, USD/HA) | 316.2944
2020 | 1099 | CROPLAND (NON-IRRIGATED, USD/HA) | 196.4485
2020 | 5095 | CROPLAND (NON-IRRIGATED, USD/HA) | 187.7998
2020 | 17133 | CROPLAND (NON-IRRIGATED, USD/HA) | 323.7075
2020 | 18105 | CROPLAND (NON-IRRIGATED, USD/HA) | 279.2287
2020 | 19135 | CROPLAND (NON-IRRIGATED, USD/HA) | 420.0785
2020 | 21171 | CROPLAND (NON-IRRIGATED, USD/HA) | 311.3523
2020 | 26115 | CROPLAND (NON-IRRIGATED, USD/HA) | 323.7075
2020 | 28095 | CROPLAND (NON-IRRIGATED, USD/HA) | 155.6762
2020 | 29137 | CROPLAND (NON-IRRIGATED, USD/HA) | 345.947
2020 | 36055 | CROPLAND (NON-IRRIGATED, USD/HA) | 163.0893
2020 | 39111 | CROPLAND (NON-IRRIGATED, USD/HA) | 113.6683
2020 | 47123 | CROPLAND (NON-IRRIGATED, USD/HA) | 153.2051
2020 | 54063 | CROPLAND (NON-IRRIGATED, USD/HA) | 87.7223
2020 | 55081 | CROPLAND (NON-IRRIGATED, USD/HA) | 306.4102
2019 | 1099 | CROPLAND (NON-IRRIGATED, USD/HA) | 180.3867
2019 | 5095 | CROPLAND (NON-IRRIGATED, USD/HA) | 150.734
2019 | 17133 | CROPLAND (NON-IRRIGATED, USD/HA) | 363.2443
2019 | 18105 | CROPLAND (NON-IRRIGATED, USD/HA) | 308.8813
2019 | 19135 | CROPLAND (NON-IRRIGATED, USD/HA) | 410.1943
2019 | 21171 | CROPLAND (NON-IRRIGATED, USD/HA) | 348.418
2019 | 26115 | CROPLAND (NON-IRRIGATED, USD/HA) | 323.7075
2019 | 28095 | CROPLAND (NON-IRRIGATED, USD/HA) | 155.6762
2019 | 29137 | CROPLAND (NON-IRRIGATED, USD/HA) | 336.0628
2019 | 36055 | CROPLAND (NON-IRRIGATED, USD/HA) | 169.2669
2019 | 39111 | CROPLAND (NON-IRRIGATED, USD/HA) | 103.7841
2019 | 47123 | CROPLAND (NON-IRRIGATED, USD/HA) | 160.6182
2019 | 54063 | CROPLAND (NON-IRRIGATED, USD/HA) | 88.9578
2019 | 55081 | CROPLAND (NON-IRRIGATED, USD/HA) | 249.5761
2017 | 1099 | CROPLAND (NON-IRRIGATED, USD/HA) | 180.3867
2017 | 17133 | CROPLAND (NON-IRRIGATED, USD/HA) | 303.9391
2017 | 18105 | CROPLAND (NON-IRRIGATED, USD/HA) | 271.8155
2017 | 19135 | CROPLAND (NON-IRRIGATED, USD/HA) | 358.3023
2017 | 21171 | CROPLAND (NON-IRRIGATED, USD/HA) | 286.6418
2017 | 26115 | CROPLAND (NON-IRRIGATED, USD/HA) | 345.947
2017 | 28095 | CROPLAND (NON-IRRIGATED, USD/HA) | 154.4406
2017 | 29137 | CROPLAND (NON-IRRIGATED, USD/HA) | 331.1207
2017 | 36055 | CROPLAND (NON-IRRIGATED, USD/HA) | 137.1433
2017 | 47123 | CROPLAND (NON-IRRIGATED, USD/HA) | 148.263
2017 | 54063 | CROPLAND (NON-IRRIGATED, USD/HA) | 97.6065
2017 | 55081 | CROPLAND (NON-IRRIGATED, USD/HA) | 321.2365
2016 | 1099 | CROPLAND (NON-IRRIGATED, USD/HA) | 184.0932
2016 | 17133 | CROPLAND (NON-IRRIGATED, USD/HA) | 301.4681
2016 | 19135 | CROPLAND (NON-IRRIGATED, USD/HA) | 410.1943
2016 | 21171 | CROPLAND (NON-IRRIGATED, USD/HA) | 316.2944
2016 | 26115 | CROPLAND (NON-IRRIGATED, USD/HA) | 350.8891
2016 | 28095 | CROPLAND (NON-IRRIGATED, USD/HA) | 147.0275
2016 | 29137 | CROPLAND (NON-IRRIGATED, USD/HA) | 341.0049
2016 | 36055 | CROPLAND (NON-IRRIGATED, USD/HA) | 140.8499
2016 | 39111 | CROPLAND (NON-IRRIGATED, USD/HA) | 63.0118
2016 | 47123 | CROPLAND (NON-IRRIGATED, USD/HA) | 98.842
2016 | 54063 | CROPLAND (NON-IRRIGATED, USD/HA) | 86.4868
2016 | 55081 | CROPLAND (NON-IRRIGATED, USD/HA) | 326.1786
2014 | 1099 | CROPLAND (NON-IRRIGATED, USD/HA) | 190.2708
2014 | 5095 | CROPLAND (NON-IRRIGATED, USD/HA) | 185.3287
2014 | 17133 | CROPLAND (NON-IRRIGATED, USD/HA) | 385.4838
2014 | 18105 | CROPLAND (NON-IRRIGATED, USD/HA) | 259.4602
2014 | 19135 | CROPLAND (NON-IRRIGATED, USD/HA) | 481.8547
2014 | 21171 | CROPLAND (NON-IRRIGATED, USD/HA) | 266.8734
2014 | 26115 | CROPLAND (NON-IRRIGATED, USD/HA) | 326.1786
2014 | 28095 | CROPLAND (NON-IRRIGATED, USD/HA) | 135.9077
2014 | 29137 | CROPLAND (NON-IRRIGATED, USD/HA) | 348.418
2014 | 36055 | CROPLAND (NON-IRRIGATED, USD/HA) | 128.4946
2014 | 39111 | CROPLAND (NON-IRRIGATED, USD/HA) | 59.3052
2014 | 47123 | CROPLAND (NON-IRRIGATED, USD/HA) | 117.3749
2014 | 54063 | CROPLAND (NON-IRRIGATED, USD/HA) | 98.842
2014 | 55081 | CROPLAND (NON-IRRIGATED, USD/HA) | 264.4024
2013 | 1099 | CROPLAND (NON-IRRIGATED, USD/HA) | 164.3248
2013 | 5095 | CROPLAND (NON-IRRIGATED, USD/HA) | 150.734
2013 | 17133 | CROPLAND (NON-IRRIGATED, USD/HA) | 395.368
2013 | 19135 | CROPLAND (NON-IRRIGATED, USD/HA) | 410.1943
2013 | 21171 | CROPLAND (NON-IRRIGATED, USD/HA) | 239.6918
2013 | 26115 | CROPLAND (NON-IRRIGATED, USD/HA) | 308.8813
2013 | 28095 | CROPLAND (NON-IRRIGATED, USD/HA) | 130.9657
2013 | 29137 | CROPLAND (NON-IRRIGATED, USD/HA) | 284.1707
2013 | 36055 | CROPLAND (NON-IRRIGATED, USD/HA) | 123.5525
2013 | 39111 | CROPLAND (NON-IRRIGATED, USD/HA) | 60.5407
2013 | 47123 | CROPLAND (NON-IRRIGATED, USD/HA) | 128.4946
2013 | 54063 | CROPLAND (NON-IRRIGATED, USD/HA) | 148.263
2013 | 55081 | CROPLAND (NON-IRRIGATED, USD/HA) | 261.9313
2012 | 1099 | CROPLAND (NON-IRRIGATED, USD/HA) | 155.6762
2012 | 5095 | CROPLAND (NON-IRRIGATED, USD/HA) | 161.8538
2012 | 13207 | CROPLAND (NON-IRRIGATED, USD/HA) | 59.3052
2012 | 17133 | CROPLAND (NON-IRRIGATED, USD/HA) | 345.947
2012 | 19135 | CROPLAND (NON-IRRIGATED, USD/HA) | 412.6653
2012 | 21171 | CROPLAND (NON-IRRIGATED, USD/HA) | 196.4485
2012 | 26115 | CROPLAND (NON-IRRIGATED, USD/HA) | 321.2365
2012 | 28095 | CROPLAND (NON-IRRIGATED, USD/HA) | 163.0893
2012 | 29137 | CROPLAND (NON-IRRIGATED, USD/HA) | 286.6418
2012 | 36055 | CROPLAND (NON-IRRIGATED, USD/HA) | 88.9578
2012 | 39111 | CROPLAND (NON-IRRIGATED, USD/HA) | 60.5407
2012 | 47123 | CROPLAND (NON-IRRIGATED, USD/HA) | 133.4367
2012 | 54063 | CROPLAND (NON-IRRIGATED, USD/HA) | 98.842
2012 | 55081 | CROPLAND (NON-IRRIGATED, USD/HA) | 223.63
2011 | 1099 | CROPLAND (NON-IRRIGATED, USD/HA) | 160.6182
2011 | 5095 | CROPLAND (NON-IRRIGATED, USD/HA) | 128.4946
2011 | 17133 | CROPLAND (NON-IRRIGATED, USD/HA) | 291.5839
2011 | 18105 | CROPLAND (NON-IRRIGATED, USD/HA) | 284.1707
2011 | 19135 | CROPLAND (NON-IRRIGATED, USD/HA) | 336.0628
2011 | 21171 | CROPLAND (NON-IRRIGATED, USD/HA) | 148.263
2011 | 26115 | CROPLAND (NON-IRRIGATED, USD/HA) | 321.2365
2011 | 28095 | CROPLAND (NON-IRRIGATED, USD/HA) | 126.0236
2011 | 29137 | CROPLAND (NON-IRRIGATED, USD/HA) | 261.9313
2011 | 36055 | CROPLAND (NON-IRRIGATED, USD/HA) | 108.7262
2011 | 39111 | CROPLAND (NON-IRRIGATED, USD/HA) | 61.7762
2011 | 47123 | CROPLAND (NON-IRRIGATED, USD/HA) | 133.4367
2011 | 54063 | CROPLAND (NON-IRRIGATED, USD/HA) | 79.0736
2011 | 55081 | CROPLAND (NON-IRRIGATED, USD/HA) | 205.0971
2010 | 1099 | CROPLAND (NON-IRRIGATED, USD/HA) | 163.0893
2010 | 5095 | CROPLAND (NON-IRRIGATED, USD/HA) | 123.5525
2010 | 13207 | CROPLAND (NON-IRRIGATED, USD/HA) | 46.95
2010 | 17133 | CROPLAND (NON-IRRIGATED, USD/HA) | 234.7498
2010 | 18105 | CROPLAND (NON-IRRIGATED, USD/HA) | 223.63
2010 | 19135 | CROPLAND (NON-IRRIGATED, USD/HA) | 345.947
2010 | 26115 | CROPLAND (NON-IRRIGATED, USD/HA) | 239.6918
2010 | 28095 | CROPLAND (NON-IRRIGATED, USD/HA) | 129.7301
2010 | 29137 | CROPLAND (NON-IRRIGATED, USD/HA) | 264.4024
2010 | 36055 | CROPLAND (NON-IRRIGATED, USD/HA) | 93.8999
2010 | 47123 | CROPLAND (NON-IRRIGATED, USD/HA) | 142.0854
2010 | 54063 | CROPLAND (NON-IRRIGATED, USD/HA) | 69.1894
2010 | 55081 | CROPLAND (NON-IRRIGATED, USD/HA) | 190.2708
2009 | 1099 | CROPLAND (NON-IRRIGATED, USD/HA) | 168.0314
2009 | 5095 | CROPLAND (NON-IRRIGATED, USD/HA) | 148.263
2009 | 13207 | CROPLAND (NON-IRRIGATED, USD/HA) | 44.4789
2009 | 17133 | CROPLAND (NON-IRRIGATED, USD/HA) | 243.3984
2009 | 18105 | CROPLAND (NON-IRRIGATED, USD/HA) | 259.4602
2009 | 19135 | CROPLAND (NON-IRRIGATED, USD/HA) | 365.7154
2009 | 21171 | CROPLAND (NON-IRRIGATED, USD/HA) | 86.4868
2009 | 26115 | CROPLAND (NON-IRRIGATED, USD/HA) | 233.5142
2009 | 28095 | CROPLAND (NON-IRRIGATED, USD/HA) | 107.4907
2009 | 29137 | CROPLAND (NON-IRRIGATED, USD/HA) | 254.5181
2009 | 36055 | CROPLAND (NON-IRRIGATED, USD/HA) | 90.1933
2009 | 39111 | CROPLAND (NON-IRRIGATED, USD/HA) | 66.7184
2009 | 47123 | CROPLAND (NON-IRRIGATED, USD/HA) | 144.5564
2009 | 54063 | CROPLAND (NON-IRRIGATED, USD/HA) | 88.9578
2009 | 55081 | CROPLAND (NON-IRRIGATED, USD/HA) | 175.4445
2008 | 1099 | CROPLAND (NON-IRRIGATED, USD/HA) | 159.3827
2008 | 17133 | CROPLAND (NON-IRRIGATED, USD/HA) | 274.2865
2008 | 19135 | CROPLAND (NON-IRRIGATED, USD/HA) | 358.3023
2008 | 21171 | CROPLAND (NON-IRRIGATED, USD/HA) | 82.7802
2008 | 26115 | CROPLAND (NON-IRRIGATED, USD/HA) | 234.7498
2008 | 28095 | CROPLAND (NON-IRRIGATED, USD/HA) | 111.1972
2008 | 29137 | CROPLAND (NON-IRRIGATED, USD/HA) | 214.9813
2008 | 36055 | CROPLAND (NON-IRRIGATED, USD/HA) | 98.842
2008 | 55081 | CROPLAND (NON-IRRIGATED, USD/HA) | 170.5025
2024 | 48337 | CROPLAND (NON-IRRIGATED, USD/HA) | 65.4828
2023 | 48337 | CROPLAND (NON-IRRIGATED, USD/HA) | 50.6565
2022 | 48337 | CROPLAND (NON-IRRIGATED, USD/HA) | 43.2434
2021 | 48337 | CROPLAND (NON-IRRIGATED, USD/HA) | 30.8881
2020 | 48337 | CROPLAND (NON-IRRIGATED, USD/HA) | 53.1276
2019 | 48337 | CROPLAND (NON-IRRIGATED, USD/HA) | 46.95
2017 | 48337 | CROPLAND (NON-IRRIGATED, USD/HA) | 44.4789
2016 | 48337 | CROPLAND (NON-IRRIGATED, USD/HA) | 53.1276
2014 | 48337 | CROPLAND (NON-IRRIGATED, USD/HA) | 43.2434
2013 | 48337 | CROPLAND (NON-IRRIGATED, USD/HA) | 35.8302
2012 | 48337 | CROPLAND (NON-IRRIGATED, USD/HA) | 37.0658
2011 | 48337 | CROPLAND (NON-IRRIGATED, USD/HA) | 34.5947
2010 | 48337 | CROPLAND (NON-IRRIGATED, USD/HA) | 35.8302
2009 | 48337 | CROPLAND (NON-IRRIGATED, USD/HA) | 35.8302
2024 | 26117 | CROPLAND (NON-IRRIGATED, USD/HA) | 235.9853
2023 | 26117 | CROPLAND (NON-IRRIGATED, USD/HA) | 242.1629
2022 | 26117 | CROPLAND (NON-IRRIGATED, USD/HA) | 231.0432
2021 | 26117 | CROPLAND (NON-IRRIGATED, USD/HA) | 219.9235
2020 | 26117 | CROPLAND (NON-IRRIGATED, USD/HA) | 200.155
2019 | 26117 | CROPLAND (NON-IRRIGATED, USD/HA) | 202.6261
2017 | 26117 | CROPLAND (NON-IRRIGATED, USD/HA) | 202.6261
2016 | 26117 | CROPLAND (NON-IRRIGATED, USD/HA) | 205.0971
2014 | 26117 | CROPLAND (NON-IRRIGATED, USD/HA) | 205.0971
2013 | 26117 | CROPLAND (NON-IRRIGATED, USD/HA) | 208.8037
2012 | 26117 | CROPLAND (NON-IRRIGATED, USD/HA) | 159.3827
2011 | 26117 | CROPLAND (NON-IRRIGATED, USD/HA) | 138.3788
2010 | 26117 | CROPLAND (NON-IRRIGATED, USD/HA) | 138.3788
2009 | 26117 | CROPLAND (NON-IRRIGATED, USD/HA) | 138.3788
2008 | 26117 | CROPLAND (NON-IRRIGATED, USD/HA) | 142.0854
2024 | 6053 | CROPLAND (NON-IRRIGATED, USD/HA) | 33.3592
2023 | 6053 | CROPLAND (NON-IRRIGATED, USD/HA) | 48.1855
2021 | 6053 | CROPLAND (NON-IRRIGATED, USD/HA) | 74.1315
2020 | 6053 | CROPLAND (NON-IRRIGATED, USD/HA) | 79.0736
2017 | 6053 | CROPLAND (NON-IRRIGATED, USD/HA) | 67.9539
2016 | 6053 | CROPLAND (NON-IRRIGATED, USD/HA) | 30.8881
2014 | 6053 | CROPLAND (NON-IRRIGATED, USD/HA) | 23.9692
2013 | 6053 | CROPLAND (NON-IRRIGATED, USD/HA) | 61.7762
2011 | 6053 | CROPLAND (NON-IRRIGATED, USD/HA) | 103.7841
2010 | 6053 | CROPLAND (NON-IRRIGATED, USD/HA) | 130.9657
2023 | 8083 | CROPLAND (NON-IRRIGATED, USD/HA) | 35.8302
2020 | 8083 | CROPLAND (NON-IRRIGATED, USD/HA) | 66.7184
2019 | 8083 | CROPLAND (NON-IRRIGATED, USD/HA) | 37.0658
2017 | 8083 | CROPLAND (NON-IRRIGATED, USD/HA) | 51.892
2014 | 8083 | CROPLAND (NON-IRRIGATED, USD/HA) | 61.7762
2013 | 8083 | CROPLAND (NON-IRRIGATED, USD/HA) | 82.7802
2012 | 8083 | CROPLAND (NON-IRRIGATED, USD/HA) | 86.4868
2024 | 1101 | CROPLAND (NON-IRRIGATED, USD/HA) | 117.3749
2024 | 5097 | CROPLAND (NON-IRRIGATED, USD/HA) | 38.3013
2024 | 17135 | CROPLAND (NON-IRRIGATED, USD/HA) | 795.6781
2024 | 18107 | CROPLAND (NON-IRRIGATED, USD/HA) | 684.4809
2024 | 19137 | CROPLAND (NON-IRRIGATED, USD/HA) | 597.9941
2024 | 20125 | CROPLAND (NON-IRRIGATED, USD/HA) | 174.209
2024 | 21173 | CROPLAND (NON-IRRIGATED, USD/HA) | 114.9038
2024 | 24031 | CROPLAND (NON-IRRIGATED, USD/HA) | 279.2287
2024 | 28097 | CROPLAND (NON-IRRIGATED, USD/HA) | 363.2443
2024 | 29139 | CROPLAND (NON-IRRIGATED, USD/HA) | 259.4602
2024 | 36057 | CROPLAND (NON-IRRIGATED, USD/HA) | 145.7919
2024 | 37123 | CROPLAND (NON-IRRIGATED, USD/HA) | 71.6604
2024 | 39113 | CROPLAND (NON-IRRIGATED, USD/HA) | 496.681
2024 | 42091 | CROPLAND (NON-IRRIGATED, USD/HA) | 218.6879
2024 | 47125 | CROPLAND (NON-IRRIGATED, USD/HA) | 341.0049
2024 | 48339 | CROPLAND (NON-IRRIGATED, USD/HA) | 39.5368
2024 | 51121 | CROPLAND (NON-IRRIGATED, USD/HA) | 91.4288
2023 | 1101 | CROPLAND (NON-IRRIGATED, USD/HA) | 49.421
2023 | 5097 | CROPLAND (NON-IRRIGATED, USD/HA) | 37.0658
2023 | 13209 | CROPLAND (NON-IRRIGATED, USD/HA) | 176.6801
2023 | 17135 | CROPLAND (NON-IRRIGATED, USD/HA) | 731.4308
2023 | 18107 | CROPLAND (NON-IRRIGATED, USD/HA) | 672.1256
2023 | 19137 | CROPLAND (NON-IRRIGATED, USD/HA) | 553.5152
2023 | 20125 | CROPLAND (NON-IRRIGATED, USD/HA) | 155.6762
2023 | 21173 | CROPLAND (NON-IRRIGATED, USD/HA) | 148.263
2023 | 24031 | CROPLAND (NON-IRRIGATED, USD/HA) | 259.4602
2023 | 28097 | CROPLAND (NON-IRRIGATED, USD/HA) | 284.1707
2023 | 29139 | CROPLAND (NON-IRRIGATED, USD/HA) | 261.9313
2023 | 36057 | CROPLAND (NON-IRRIGATED, USD/HA) | 151.9696
2023 | 39113 | CROPLAND (NON-IRRIGATED, USD/HA) | 513.9784
2023 | 42091 | CROPLAND (NON-IRRIGATED, USD/HA) | 177.9156
2023 | 47125 | CROPLAND (NON-IRRIGATED, USD/HA) | 331.1207
2023 | 48339 | CROPLAND (NON-IRRIGATED, USD/HA) | 40.7723
2023 | 51121 | CROPLAND (NON-IRRIGATED, USD/HA) | 103.7841
2022 | 1101 | CROPLAND (NON-IRRIGATED, USD/HA) | 60.5407
2022 | 5097 | CROPLAND (NON-IRRIGATED, USD/HA) | 44.4789
2022 | 13209 | CROPLAND (NON-IRRIGATED, USD/HA) | 165.5603
2022 | 18107 | CROPLAND (NON-IRRIGATED, USD/HA) | 642.473
2022 | 19137 | CROPLAND (NON-IRRIGATED, USD/HA) | 536.2178
2022 | 20125 | CROPLAND (NON-IRRIGATED, USD/HA) | 139.6143
2022 | 21173 | CROPLAND (NON-IRRIGATED, USD/HA) | 161.8538
2022 | 24031 | CROPLAND (NON-IRRIGATED, USD/HA) | 207.5682
2022 | 28097 | CROPLAND (NON-IRRIGATED, USD/HA) | 316.2944
2022 | 29139 | CROPLAND (NON-IRRIGATED, USD/HA) | 318.7654
2022 | 36057 | CROPLAND (NON-IRRIGATED, USD/HA) | 150.734
2022 | 37123 | CROPLAND (NON-IRRIGATED, USD/HA) | 88.9578
2022 | 39113 | CROPLAND (NON-IRRIGATED, USD/HA) | 432.4337
2022 | 42091 | CROPLAND (NON-IRRIGATED, USD/HA) | 145.7919
2022 | 47125 | CROPLAND (NON-IRRIGATED, USD/HA) | 269.3444
2022 | 48339 | CROPLAND (NON-IRRIGATED, USD/HA) | 46.95
2022 | 51121 | CROPLAND (NON-IRRIGATED, USD/HA) | 93.8999
2021 | 1101 | CROPLAND (NON-IRRIGATED, USD/HA) | 46.95
2021 | 5097 | CROPLAND (NON-IRRIGATED, USD/HA) | 66.7184
2021 | 17135 | CROPLAND (NON-IRRIGATED, USD/HA) | 605.4072
2021 | 18107 | CROPLAND (NON-IRRIGATED, USD/HA) | 588.1099
2021 | 19137 | CROPLAND (NON-IRRIGATED, USD/HA) | 516.4494
2021 | 20125 | CROPLAND (NON-IRRIGATED, USD/HA) | 121.0815
2021 | 21173 | CROPLAND (NON-IRRIGATED, USD/HA) | 111.1972
2021 | 24031 | CROPLAND (NON-IRRIGATED, USD/HA) | 164.3248
2021 | 28097 | CROPLAND (NON-IRRIGATED, USD/HA) | 276.7576
2021 | 29139 | CROPLAND (NON-IRRIGATED, USD/HA) | 284.1707
2021 | 36057 | CROPLAND (NON-IRRIGATED, USD/HA) | 133.4367
2021 | 37123 | CROPLAND (NON-IRRIGATED, USD/HA) | 121.0815
2021 | 39113 | CROPLAND (NON-IRRIGATED, USD/HA) | 429.9627
2021 | 42091 | CROPLAND (NON-IRRIGATED, USD/HA) | 153.2051
2021 | 47125 | CROPLAND (NON-IRRIGATED, USD/HA) | 294.055
2021 | 48339 | CROPLAND (NON-IRRIGATED, USD/HA) | 43.2434
2021 | 51121 | CROPLAND (NON-IRRIGATED, USD/HA) | 71.6604
2020 | 1101 | CROPLAND (NON-IRRIGATED, USD/HA) | 44.4789
2020 | 5097 | CROPLAND (NON-IRRIGATED, USD/HA) | 43.2434
2020 | 13209 | CROPLAND (NON-IRRIGATED, USD/HA) | 130.9657
2020 | 17135 | CROPLAND (NON-IRRIGATED, USD/HA) | 625.1757
2020 | 18107 | CROPLAND (NON-IRRIGATED, USD/HA) | 595.5231
2020 | 19137 | CROPLAND (NON-IRRIGATED, USD/HA) | 484.3258
2020 | 20125 | CROPLAND (NON-IRRIGATED, USD/HA) | 127.2591
2020 | 21173 | CROPLAND (NON-IRRIGATED, USD/HA) | 135.9077
2020 | 28097 | CROPLAND (NON-IRRIGATED, USD/HA) | 259.4602
2020 | 29139 | CROPLAND (NON-IRRIGATED, USD/HA) | 256.9892
2020 | 36057 | CROPLAND (NON-IRRIGATED, USD/HA) | 119.8459
2020 | 39113 | CROPLAND (NON-IRRIGATED, USD/HA) | 417.6074
2020 | 42091 | CROPLAND (NON-IRRIGATED, USD/HA) | 149.4985
2020 | 47125 | CROPLAND (NON-IRRIGATED, USD/HA) | 296.526
2020 | 48339 | CROPLAND (NON-IRRIGATED, USD/HA) | 55.5986
2020 | 51121 | CROPLAND (NON-IRRIGATED, USD/HA) | 74.1315
2019 | 1101 | CROPLAND (NON-IRRIGATED, USD/HA) | 51.892
2019 | 5097 | CROPLAND (NON-IRRIGATED, USD/HA) | 44.4789
2019 | 13209 | CROPLAND (NON-IRRIGATED, USD/HA) | 103.7841
2019 | 17135 | CROPLAND (NON-IRRIGATED, USD/HA) | 615.2914
2019 | 18107 | CROPLAND (NON-IRRIGATED, USD/HA) | 612.8204
2019 | 19137 | CROPLAND (NON-IRRIGATED, USD/HA) | 521.3915
2019 | 21173 | CROPLAND (NON-IRRIGATED, USD/HA) | 143.3209
2019 | 28097 | CROPLAND (NON-IRRIGATED, USD/HA) | 217.4524
2019 | 29139 | CROPLAND (NON-IRRIGATED, USD/HA) | 252.0471
2019 | 36057 | CROPLAND (NON-IRRIGATED, USD/HA) | 101.3131
2019 | 39113 | CROPLAND (NON-IRRIGATED, USD/HA) | 420.0785
2019 | 47125 | CROPLAND (NON-IRRIGATED, USD/HA) | 291.5839
2019 | 51121 | CROPLAND (NON-IRRIGATED, USD/HA) | 77.8381
2017 | 1101 | CROPLAND (NON-IRRIGATED, USD/HA) | 55.5986
2017 | 5097 | CROPLAND (NON-IRRIGATED, USD/HA) | 29.6526
2017 | 13209 | CROPLAND (NON-IRRIGATED, USD/HA) | 119.8459
2017 | 17135 | CROPLAND (NON-IRRIGATED, USD/HA) | 612.8204
2017 | 18107 | CROPLAND (NON-IRRIGATED, USD/HA) | 595.5231
2017 | 19137 | CROPLAND (NON-IRRIGATED, USD/HA) | 506.5652
2017 | 20125 | CROPLAND (NON-IRRIGATED, USD/HA) | 102.5486
2017 | 21173 | CROPLAND (NON-IRRIGATED, USD/HA) | 168.0314
2017 | 24031 | CROPLAND (NON-IRRIGATED, USD/HA) | 122.317
2017 | 28097 | CROPLAND (NON-IRRIGATED, USD/HA) | 191.5064
2017 | 29139 | CROPLAND (NON-IRRIGATED, USD/HA) | 249.5761
2017 | 36057 | CROPLAND (NON-IRRIGATED, USD/HA) | 123.5525
2017 | 39113 | CROPLAND (NON-IRRIGATED, USD/HA) | 397.839
2017 | 47125 | CROPLAND (NON-IRRIGATED, USD/HA) | 316.2944
2017 | 48339 | CROPLAND (NON-IRRIGATED, USD/HA) | 55.5986
2017 | 51121 | CROPLAND (NON-IRRIGATED, USD/HA) | 88.9578
2016 | 1101 | CROPLAND (NON-IRRIGATED, USD/HA) | 67.9539
2016 | 5097 | CROPLAND (NON-IRRIGATED, USD/HA) | 50.6565
2016 | 13209 | CROPLAND (NON-IRRIGATED, USD/HA) | 118.6104
2016 | 17135 | CROPLAND (NON-IRRIGATED, USD/HA) | 679.5387
2016 | 19137 | CROPLAND (NON-IRRIGATED, USD/HA) | 516.4494
2016 | 21173 | CROPLAND (NON-IRRIGATED, USD/HA) | 172.9735
2016 | 24031 | CROPLAND (NON-IRRIGATED, USD/HA) | 155.6762
2016 | 28097 | CROPLAND (NON-IRRIGATED, USD/HA) | 213.7458
2016 | 29139 | CROPLAND (NON-IRRIGATED, USD/HA) | 239.6918
2016 | 36057 | CROPLAND (NON-IRRIGATED, USD/HA) | 126.0236
2016 | 39113 | CROPLAND (NON-IRRIGATED, USD/HA) | 378.0707
2016 | 47125 | CROPLAND (NON-IRRIGATED, USD/HA) | 291.5839
2016 | 48339 | CROPLAND (NON-IRRIGATED, USD/HA) | 35.8302
2016 | 51121 | CROPLAND (NON-IRRIGATED, USD/HA) | 93.8999
2014 | 1101 | CROPLAND (NON-IRRIGATED, USD/HA) | 66.7184
2014 | 5097 | CROPLAND (NON-IRRIGATED, USD/HA) | 37.0658
2014 | 13209 | CROPLAND (NON-IRRIGATED, USD/HA) | 133.4367
2014 | 17135 | CROPLAND (NON-IRRIGATED, USD/HA) | 533.7468
2014 | 18107 | CROPLAND (NON-IRRIGATED, USD/HA) | 654.8283
2014 | 19137 | CROPLAND (NON-IRRIGATED, USD/HA) | 600.4651
2014 | 20125 | CROPLAND (NON-IRRIGATED, USD/HA) | 103.7841
2014 | 21173 | CROPLAND (NON-IRRIGATED, USD/HA) | 148.263
2014 | 28097 | CROPLAND (NON-IRRIGATED, USD/HA) | 197.684
2014 | 29139 | CROPLAND (NON-IRRIGATED, USD/HA) | 240.9274
2014 | 36057 | CROPLAND (NON-IRRIGATED, USD/HA) | 123.5525
2014 | 39113 | CROPLAND (NON-IRRIGATED, USD/HA) | 378.0707
2014 | 42091 | CROPLAND (NON-IRRIGATED, USD/HA) | 127.2591
2014 | 47125 | CROPLAND (NON-IRRIGATED, USD/HA) | 294.055
2014 | 48339 | CROPLAND (NON-IRRIGATED, USD/HA) | 28.4171
2014 | 51121 | CROPLAND (NON-IRRIGATED, USD/HA) | 76.6025
2013 | 5097 | CROPLAND (NON-IRRIGATED, USD/HA) | 40.7723
2013 | 13209 | CROPLAND (NON-IRRIGATED, USD/HA) | 128.4946
2013 | 17135 | CROPLAND (NON-IRRIGATED, USD/HA) | 546.102
2013 | 18107 | CROPLAND (NON-IRRIGATED, USD/HA) | 662.2414
2013 | 19137 | CROPLAND (NON-IRRIGATED, USD/HA) | 583.1678
2013 | 21173 | CROPLAND (NON-IRRIGATED, USD/HA) | 123.5525
2013 | 24031 | CROPLAND (NON-IRRIGATED, USD/HA) | 198.9195
2013 | 28097 | CROPLAND (NON-IRRIGATED, USD/HA) | 165.5603
2013 | 29139 | CROPLAND (NON-IRRIGATED, USD/HA) | 264.4024
2013 | 36057 | CROPLAND (NON-IRRIGATED, USD/HA) | 107.4907
2013 | 39113 | CROPLAND (NON-IRRIGATED, USD/HA) | 360.7733
2013 | 47125 | CROPLAND (NON-IRRIGATED, USD/HA) | 308.8813
2013 | 48339 | CROPLAND (NON-IRRIGATED, USD/HA) | 29.6526
2013 | 51121 | CROPLAND (NON-IRRIGATED, USD/HA) | 102.5486
2012 | 5097 | CROPLAND (NON-IRRIGATED, USD/HA) | 29.6526
2012 | 13209 | CROPLAND (NON-IRRIGATED, USD/HA) | 124.788
2012 | 17135 | CROPLAND (NON-IRRIGATED, USD/HA) | 551.0441
2012 | 18107 | CROPLAND (NON-IRRIGATED, USD/HA) | 590.581
2012 | 19137 | CROPLAND (NON-IRRIGATED, USD/HA) | 585.6389
2012 | 20125 | CROPLAND (NON-IRRIGATED, USD/HA) | 134.6722
2012 | 21173 | CROPLAND (NON-IRRIGATED, USD/HA) | 123.5525
2012 | 24031 | CROPLAND (NON-IRRIGATED, USD/HA) | 138.3788
2012 | 28097 | CROPLAND (NON-IRRIGATED, USD/HA) | 193.9774
2012 | 29139 | CROPLAND (NON-IRRIGATED, USD/HA) | 291.5839
2012 | 36057 | CROPLAND (NON-IRRIGATED, USD/HA) | 107.4907
2012 | 39113 | CROPLAND (NON-IRRIGATED, USD/HA) | 318.7654
2012 | 47125 | CROPLAND (NON-IRRIGATED, USD/HA) | 296.526
2012 | 48339 | CROPLAND (NON-IRRIGATED, USD/HA) | 30.8881
2012 | 51121 | CROPLAND (NON-IRRIGATED, USD/HA) | 109.9617
2011 | 1101 | CROPLAND (NON-IRRIGATED, USD/HA) | 51.892
2011 | 13209 | CROPLAND (NON-IRRIGATED, USD/HA) | 126.0236
2011 | 17135 | CROPLAND (NON-IRRIGATED, USD/HA) | 523.8626
2011 | 18107 | CROPLAND (NON-IRRIGATED, USD/HA) | 481.8547
2011 | 19137 | CROPLAND (NON-IRRIGATED, USD/HA) | 462.0863
2011 | 20125 | CROPLAND (NON-IRRIGATED, USD/HA) | 112.4328
2011 | 21173 | CROPLAND (NON-IRRIGATED, USD/HA) | 123.5525
2011 | 24031 | CROPLAND (NON-IRRIGATED, USD/HA) | 121.0815
2011 | 28097 | CROPLAND (NON-IRRIGATED, USD/HA) | 198.9195
2011 | 29139 | CROPLAND (NON-IRRIGATED, USD/HA) | 205.0971
2011 | 36057 | CROPLAND (NON-IRRIGATED, USD/HA) | 96.3709
2011 | 39113 | CROPLAND (NON-IRRIGATED, USD/HA) | 271.8155
2011 | 42091 | CROPLAND (NON-IRRIGATED, USD/HA) | 123.5525
2011 | 47125 | CROPLAND (NON-IRRIGATED, USD/HA) | 271.8155
2011 | 48339 | CROPLAND (NON-IRRIGATED, USD/HA) | 32.1236
2011 | 51121 | CROPLAND (NON-IRRIGATED, USD/HA) | 49.421
2010 | 1101 | CROPLAND (NON-IRRIGATED, USD/HA) | 54.3631
2010 | 13209 | CROPLAND (NON-IRRIGATED, USD/HA) | 130.9657
2010 | 17135 | CROPLAND (NON-IRRIGATED, USD/HA) | 439.8469
2010 | 18107 | CROPLAND (NON-IRRIGATED, USD/HA) | 425.0206
2010 | 19137 | CROPLAND (NON-IRRIGATED, USD/HA) | 425.0206
2010 | 20125 | CROPLAND (NON-IRRIGATED, USD/HA) | 107.4907
2010 | 21173 | CROPLAND (NON-IRRIGATED, USD/HA) | 126.0236
2010 | 24031 | CROPLAND (NON-IRRIGATED, USD/HA) | 124.788
2010 | 28097 | CROPLAND (NON-IRRIGATED, USD/HA) | 177.9156
2010 | 29139 | CROPLAND (NON-IRRIGATED, USD/HA) | 206.3327
2010 | 36057 | CROPLAND (NON-IRRIGATED, USD/HA) | 91.4288
2010 | 37123 | CROPLAND (NON-IRRIGATED, USD/HA) | 65.4828
2010 | 39113 | CROPLAND (NON-IRRIGATED, USD/HA) | 256.9892
2010 | 47125 | CROPLAND (NON-IRRIGATED, USD/HA) | 271.8155
2010 | 48339 | CROPLAND (NON-IRRIGATED, USD/HA) | 39.5368
2010 | 51121 | CROPLAND (NON-IRRIGATED, USD/HA) | 65.4828
2009 | 1101 | CROPLAND (NON-IRRIGATED, USD/HA) | 51.892
2009 | 5097 | CROPLAND (NON-IRRIGATED, USD/HA) | 61.7762
2009 | 13209 | CROPLAND (NON-IRRIGATED, USD/HA) | 95.1354
2009 | 17135 | CROPLAND (NON-IRRIGATED, USD/HA) | 405.2522
2009 | 18107 | CROPLAND (NON-IRRIGATED, USD/HA) | 412.6653
2009 | 19137 | CROPLAND (NON-IRRIGATED, USD/HA) | 429.9627
2009 | 20125 | CROPLAND (NON-IRRIGATED, USD/HA) | 118.6104
2009 | 21173 | CROPLAND (NON-IRRIGATED, USD/HA) | 96.3709
2009 | 24031 | CROPLAND (NON-IRRIGATED, USD/HA) | 135.9077
2009 | 28097 | CROPLAND (NON-IRRIGATED, USD/HA) | 171.738
2009 | 29139 | CROPLAND (NON-IRRIGATED, USD/HA) | 197.684
2009 | 36057 | CROPLAND (NON-IRRIGATED, USD/HA) | 101.3131
2009 | 37123 | CROPLAND (NON-IRRIGATED, USD/HA) | 88.9578
2009 | 39113 | CROPLAND (NON-IRRIGATED, USD/HA) | 252.0471
2009 | 47125 | CROPLAND (NON-IRRIGATED, USD/HA) | 269.3444
2009 | 51121 | CROPLAND (NON-IRRIGATED, USD/HA) | 61.7762
2008 | 17135 | CROPLAND (NON-IRRIGATED, USD/HA) | 410.1943
2008 | 18107 | CROPLAND (NON-IRRIGATED, USD/HA) | 410.1943
2008 | 19137 | CROPLAND (NON-IRRIGATED, USD/HA) | 365.7154
2008 | 29139 | CROPLAND (NON-IRRIGATED, USD/HA) | 180.3867
2008 | 36057 | CROPLAND (NON-IRRIGATED, USD/HA) | 93.8999
2008 | 39113 | CROPLAND (NON-IRRIGATED, USD/HA) | 242.1629
2008 | 51121 | CROPLAND (NON-IRRIGATED, USD/HA) | 138.3788
2023 | 26119 | CROPLAND (NON-IRRIGATED, USD/HA) | 93.8999
2022 | 26119 | CROPLAND (NON-IRRIGATED, USD/HA) | 100.0775
2021 | 26119 | CROPLAND (NON-IRRIGATED, USD/HA) | 137.1433
2020 | 26119 | CROPLAND (NON-IRRIGATED, USD/HA) | 102.5486
2024 | 42093 | CROPLAND (NON-IRRIGATED, USD/HA) | 308.8813
2023 | 42093 | CROPLAND (NON-IRRIGATED, USD/HA) | 205.0971
2022 | 42093 | CROPLAND (NON-IRRIGATED, USD/HA) | 254.5181
2021 | 42093 | CROPLAND (NON-IRRIGATED, USD/HA) | 226.1011
2020 | 42093 | CROPLAND (NON-IRRIGATED, USD/HA) | 182.8577
2019 | 42093 | CROPLAND (NON-IRRIGATED, USD/HA) | 216.2169
2017 | 42093 | CROPLAND (NON-IRRIGATED, USD/HA) | 135.9077
2016 | 42093 | CROPLAND (NON-IRRIGATED, USD/HA) | 130.9657
2014 | 42093 | CROPLAND (NON-IRRIGATED, USD/HA) | 139.6143
2013 | 42093 | CROPLAND (NON-IRRIGATED, USD/HA) | 139.6143
2011 | 42093 | CROPLAND (NON-IRRIGATED, USD/HA) | 102.5486
2010 | 42093 | CROPLAND (NON-IRRIGATED, USD/HA) | 103.7841
2020 | 8085 | CROPLAND (NON-IRRIGATED, USD/HA) | 64.2473
2019 | 8085 | CROPLAND (NON-IRRIGATED, USD/HA) | 61.7762
2013 | 8085 | CROPLAND (NON-IRRIGATED, USD/HA) | 77.8381
2024 | 46101 | CROPLAND (NON-IRRIGATED, USD/HA) | 632.5888
2023 | 46101 | CROPLAND (NON-IRRIGATED, USD/HA) | 590.581
2022 | 46101 | CROPLAND (NON-IRRIGATED, USD/HA) | 568.3415
2021 | 46101 | CROPLAND (NON-IRRIGATED, USD/HA) | 558.4573
2020 | 46101 | CROPLAND (NON-IRRIGATED, USD/HA) | 541.1599
2019 | 46101 | CROPLAND (NON-IRRIGATED, USD/HA) | 536.2178
2017 | 46101 | CROPLAND (NON-IRRIGATED, USD/HA) | 570.8125
2016 | 46101 | CROPLAND (NON-IRRIGATED, USD/HA) | 541.1599
2014 | 46101 | CROPLAND (NON-IRRIGATED, USD/HA) | 563.3994
2013 | 46101 | CROPLAND (NON-IRRIGATED, USD/HA) | 471.9706
2012 | 46101 | CROPLAND (NON-IRRIGATED, USD/HA) | 439.8469
2011 | 46101 | CROPLAND (NON-IRRIGATED, USD/HA) | 390.4259
2010 | 46101 | CROPLAND (NON-IRRIGATED, USD/HA) | 370.6575
2009 | 46101 | CROPLAND (NON-IRRIGATED, USD/HA) | 373.1286
2008 | 46101 | CROPLAND (NON-IRRIGATED, USD/HA) | 343.476
2024 | 37125 | CROPLAND (NON-IRRIGATED, USD/HA) | 165.5603
2024 | 47127 | CROPLAND (NON-IRRIGATED, USD/HA) | 133.4367
2024 | 48341 | CROPLAND (NON-IRRIGATED, USD/HA) | 60.5407
2023 | 37125 | CROPLAND (NON-IRRIGATED, USD/HA) | 129.7301
2023 | 48341 | CROPLAND (NON-IRRIGATED, USD/HA) | 63.0118
2022 | 37125 | CROPLAND (NON-IRRIGATED, USD/HA) | 143.3209
2022 | 47127 | CROPLAND (NON-IRRIGATED, USD/HA) | 86.4868
2022 | 48341 | CROPLAND (NON-IRRIGATED, USD/HA) | 82.7802
2021 | 37125 | CROPLAND (NON-IRRIGATED, USD/HA) | 142.0854
2021 | 47127 | CROPLAND (NON-IRRIGATED, USD/HA) | 111.1972
2021 | 48341 | CROPLAND (NON-IRRIGATED, USD/HA) | 58.0697
2020 | 37125 | CROPLAND (NON-IRRIGATED, USD/HA) | 140.8499
2020 | 48341 | CROPLAND (NON-IRRIGATED, USD/HA) | 59.3052
2019 | 37125 | CROPLAND (NON-IRRIGATED, USD/HA) | 121.0815
2019 | 48341 | CROPLAND (NON-IRRIGATED, USD/HA) | 49.421
2017 | 37125 | CROPLAND (NON-IRRIGATED, USD/HA) | 118.6104
2017 | 47127 | CROPLAND (NON-IRRIGATED, USD/HA) | 130.9657
2017 | 48341 | CROPLAND (NON-IRRIGATED, USD/HA) | 56.8342
2016 | 47127 | CROPLAND (NON-IRRIGATED, USD/HA) | 158.1472
2014 | 47127 | CROPLAND (NON-IRRIGATED, USD/HA) | 160.6182
2014 | 48341 | CROPLAND (NON-IRRIGATED, USD/HA) | 55.5986
2013 | 37125 | CROPLAND (NON-IRRIGATED, USD/HA) | 105.0196
2013 | 47127 | CROPLAND (NON-IRRIGATED, USD/HA) | 166.7959
2013 | 48341 | CROPLAND (NON-IRRIGATED, USD/HA) | 53.1276
2012 | 37125 | CROPLAND (NON-IRRIGATED, USD/HA) | 137.1433
2012 | 47127 | CROPLAND (NON-IRRIGATED, USD/HA) | 150.734
2012 | 48341 | CROPLAND (NON-IRRIGATED, USD/HA) | 60.5407
2011 | 37125 | CROPLAND (NON-IRRIGATED, USD/HA) | 105.0196
2011 | 47127 | CROPLAND (NON-IRRIGATED, USD/HA) | 118.6104
2011 | 48341 | CROPLAND (NON-IRRIGATED, USD/HA) | 55.5986
2010 | 37125 | CROPLAND (NON-IRRIGATED, USD/HA) | 101.3131
2010 | 47127 | CROPLAND (NON-IRRIGATED, USD/HA) | 106.2552
2010 | 48341 | CROPLAND (NON-IRRIGATED, USD/HA) | 51.892
2009 | 37125 | CROPLAND (NON-IRRIGATED, USD/HA) | 85.2512
2009 | 47127 | CROPLAND (NON-IRRIGATED, USD/HA) | 88.9578
2009 | 48341 | CROPLAND (NON-IRRIGATED, USD/HA) | 51.892
2008 | 37125 | CROPLAND (NON-IRRIGATED, USD/HA) | 117.3749
2022 | 35033 | CROPLAND (NON-IRRIGATED, USD/HA) | 37.0658
2017 | 35033 | CROPLAND (NON-IRRIGATED, USD/HA) | 43.2434
2016 | 35033 | CROPLAND (NON-IRRIGATED, USD/HA) | 49.421
2011 | 35033 | CROPLAND (NON-IRRIGATED, USD/HA) | 19.7684
2024 | 22067 | CROPLAND (NON-IRRIGATED, USD/HA) | 239.6918
2023 | 22067 | CROPLAND (NON-IRRIGATED, USD/HA) | 242.1629
2022 | 22067 | CROPLAND (NON-IRRIGATED, USD/HA) | 252.0471
2021 | 22067 | CROPLAND (NON-IRRIGATED, USD/HA) | 205.0971
2020 | 22067 | CROPLAND (NON-IRRIGATED, USD/HA) | 226.1011
2019 | 22067 | CROPLAND (NON-IRRIGATED, USD/HA) | 269.3444
2017 | 22067 | CROPLAND (NON-IRRIGATED, USD/HA) | 221.159
2016 | 22067 | CROPLAND (NON-IRRIGATED, USD/HA) | 221.159
2014 | 22067 | CROPLAND (NON-IRRIGATED, USD/HA) | 214.9813
2013 | 22067 | CROPLAND (NON-IRRIGATED, USD/HA) | 218.6879
2012 | 22067 | CROPLAND (NON-IRRIGATED, USD/HA) | 197.684
2011 | 22067 | CROPLAND (NON-IRRIGATED, USD/HA) | 210.0393
2010 | 22067 | CROPLAND (NON-IRRIGATED, USD/HA) | 185.3287
2009 | 22067 | CROPLAND (NON-IRRIGATED, USD/HA) | 214.9813
2024 | 1103 | CROPLAND (NON-IRRIGATED, USD/HA) | 147.0275
2024 | 8087 | CROPLAND (NON-IRRIGATED, USD/HA) | 85.2512
2024 | 13211 | CROPLAND (NON-IRRIGATED, USD/HA) | 97.6065
2024 | 17137 | CROPLAND (NON-IRRIGATED, USD/HA) | 632.5888
2024 | 18109 | CROPLAND (NON-IRRIGATED, USD/HA) | 469.4995
2024 | 21175 | CROPLAND (NON-IRRIGATED, USD/HA) | 71.6604
2024 | 29141 | CROPLAND (NON-IRRIGATED, USD/HA) | 200.155
2024 | 39115 | CROPLAND (NON-IRRIGATED, USD/HA) | 140.8499
2024 | 47129 | CROPLAND (NON-IRRIGATED, USD/HA) | 150.734
2024 | 54065 | CROPLAND (NON-IRRIGATED, USD/HA) | 50.6565
2023 | 1103 | CROPLAND (NON-IRRIGATED, USD/HA) | 150.734
2023 | 13211 | CROPLAND (NON-IRRIGATED, USD/HA) | 90.1933
2023 | 17137 | CROPLAND (NON-IRRIGATED, USD/HA) | 652.3572
2023 | 18109 | CROPLAND (NON-IRRIGATED, USD/HA) | 506.5652
2023 | 21175 | CROPLAND (NON-IRRIGATED, USD/HA) | 87.7223
2023 | 29141 | CROPLAND (NON-IRRIGATED, USD/HA) | 163.0893
2023 | 39115 | CROPLAND (NON-IRRIGATED, USD/HA) | 153.2051
2023 | 47129 | CROPLAND (NON-IRRIGATED, USD/HA) | 133.4367
2023 | 49029 | CROPLAND (NON-IRRIGATED, USD/HA) | 63.0118
2023 | 54065 | CROPLAND (NON-IRRIGATED, USD/HA) | 56.8342
2022 | 1103 | CROPLAND (NON-IRRIGATED, USD/HA) | 132.2012
2022 | 8087 | CROPLAND (NON-IRRIGATED, USD/HA) | 88.9578
2022 | 13211 | CROPLAND (NON-IRRIGATED, USD/HA) | 80.3091
2022 | 17137 | CROPLAND (NON-IRRIGATED, USD/HA) | 568.3415
2022 | 18109 | CROPLAND (NON-IRRIGATED, USD/HA) | 476.9126
2022 | 21175 | CROPLAND (NON-IRRIGATED, USD/HA) | 72.896
2022 | 29141 | CROPLAND (NON-IRRIGATED, USD/HA) | 234.7498
2022 | 39115 | CROPLAND (NON-IRRIGATED, USD/HA) | 140.8499
2022 | 47129 | CROPLAND (NON-IRRIGATED, USD/HA) | 98.842
2022 | 49029 | CROPLAND (NON-IRRIGATED, USD/HA) | 49.421
2022 | 54065 | CROPLAND (NON-IRRIGATED, USD/HA) | 59.3052
2021 | 1103 | CROPLAND (NON-IRRIGATED, USD/HA) | 103.7841
2021 | 8087 | CROPLAND (NON-IRRIGATED, USD/HA) | 82.7802
2021 | 13211 | CROPLAND (NON-IRRIGATED, USD/HA) | 90.1933
2021 | 17137 | CROPLAND (NON-IRRIGATED, USD/HA) | 590.581
2021 | 18109 | CROPLAND (NON-IRRIGATED, USD/HA) | 429.9627
2021 | 21175 | CROPLAND (NON-IRRIGATED, USD/HA) | 63.0118
2021 | 29141 | CROPLAND (NON-IRRIGATED, USD/HA) | 226.1011
2021 | 39115 | CROPLAND (NON-IRRIGATED, USD/HA) | 98.842
2021 | 47129 | CROPLAND (NON-IRRIGATED, USD/HA) | 61.7762
2021 | 49029 | CROPLAND (NON-IRRIGATED, USD/HA) | 69.1894
2021 | 54065 | CROPLAND (NON-IRRIGATED, USD/HA) | 67.9539
2020 | 1103 | CROPLAND (NON-IRRIGATED, USD/HA) | 166.7959
2020 | 13211 | CROPLAND (NON-IRRIGATED, USD/HA) | 86.4868
2020 | 17137 | CROPLAND (NON-IRRIGATED, USD/HA) | 590.581
2020 | 18109 | CROPLAND (NON-IRRIGATED, USD/HA) | 417.6074
2020 | 21175 | CROPLAND (NON-IRRIGATED, USD/HA) | 61.7762
2020 | 29141 | CROPLAND (NON-IRRIGATED, USD/HA) | 229.8076
2020 | 39115 | CROPLAND (NON-IRRIGATED, USD/HA) | 107.4907
2020 | 47129 | CROPLAND (NON-IRRIGATED, USD/HA) | 86.4868
2020 | 49029 | CROPLAND (NON-IRRIGATED, USD/HA) | 67.9539
2019 | 1103 | CROPLAND (NON-IRRIGATED, USD/HA) | 114.9038
2019 | 8087 | CROPLAND (NON-IRRIGATED, USD/HA) | 61.7762
2019 | 13211 | CROPLAND (NON-IRRIGATED, USD/HA) | 76.6025
2019 | 17137 | CROPLAND (NON-IRRIGATED, USD/HA) | 568.3415
2019 | 18109 | CROPLAND (NON-IRRIGATED, USD/HA) | 439.8469
2019 | 21175 | CROPLAND (NON-IRRIGATED, USD/HA) | 69.1894
2019 | 29141 | CROPLAND (NON-IRRIGATED, USD/HA) | 201.3906
2019 | 39115 | CROPLAND (NON-IRRIGATED, USD/HA) | 105.0196
2019 | 47129 | CROPLAND (NON-IRRIGATED, USD/HA) | 111.1972
2019 | 49029 | CROPLAND (NON-IRRIGATED, USD/HA) | 66.7184
2017 | 1103 | CROPLAND (NON-IRRIGATED, USD/HA) | 96.3709
2017 | 8087 | CROPLAND (NON-IRRIGATED, USD/HA) | 79.0736
2017 | 13211 | CROPLAND (NON-IRRIGATED, USD/HA) | 82.7802
2017 | 17137 | CROPLAND (NON-IRRIGATED, USD/HA) | 563.3994
2017 | 18109 | CROPLAND (NON-IRRIGATED, USD/HA) | 452.2022
2017 | 21175 | CROPLAND (NON-IRRIGATED, USD/HA) | 81.5447
2017 | 29141 | CROPLAND (NON-IRRIGATED, USD/HA) | 216.2169
2017 | 39115 | CROPLAND (NON-IRRIGATED, USD/HA) | 106.2552
2017 | 49029 | CROPLAND (NON-IRRIGATED, USD/HA) | 44.4789
2016 | 1103 | CROPLAND (NON-IRRIGATED, USD/HA) | 69.1894
2016 | 8087 | CROPLAND (NON-IRRIGATED, USD/HA) | 49.421
2016 | 13211 | CROPLAND (NON-IRRIGATED, USD/HA) | 70.4249
2016 | 17137 | CROPLAND (NON-IRRIGATED, USD/HA) | 593.052
2016 | 18109 | CROPLAND (NON-IRRIGATED, USD/HA) | 457.1442
2016 | 21175 | CROPLAND (NON-IRRIGATED, USD/HA) | 74.1315
2016 | 29141 | CROPLAND (NON-IRRIGATED, USD/HA) | 217.4524
2016 | 39115 | CROPLAND (NON-IRRIGATED, USD/HA) | 107.4907
2016 | 47129 | CROPLAND (NON-IRRIGATED, USD/HA) | 51.892
2016 | 49029 | CROPLAND (NON-IRRIGATED, USD/HA) | 53.1276
2014 | 1103 | CROPLAND (NON-IRRIGATED, USD/HA) | 81.5447
2014 | 13211 | CROPLAND (NON-IRRIGATED, USD/HA) | 75.367
2014 | 17137 | CROPLAND (NON-IRRIGATED, USD/HA) | 605.4072
2014 | 18109 | CROPLAND (NON-IRRIGATED, USD/HA) | 469.4995
2014 | 21175 | CROPLAND (NON-IRRIGATED, USD/HA) | 61.7762
2014 | 29141 | CROPLAND (NON-IRRIGATED, USD/HA) | 149.4985
2014 | 39115 | CROPLAND (NON-IRRIGATED, USD/HA) | 98.842
2014 | 47129 | CROPLAND (NON-IRRIGATED, USD/HA) | 74.1315
2013 | 1103 | CROPLAND (NON-IRRIGATED, USD/HA) | 82.7802
2013 | 8087 | CROPLAND (NON-IRRIGATED, USD/HA) | 46.95
2013 | 13211 | CROPLAND (NON-IRRIGATED, USD/HA) | 75.367
2013 | 18109 | CROPLAND (NON-IRRIGATED, USD/HA) | 481.8547
2013 | 21175 | CROPLAND (NON-IRRIGATED, USD/HA) | 59.3052
2013 | 29141 | CROPLAND (NON-IRRIGATED, USD/HA) | 210.0393
2013 | 39115 | CROPLAND (NON-IRRIGATED, USD/HA) | 122.317
2013 | 47129 | CROPLAND (NON-IRRIGATED, USD/HA) | 123.5525
2013 | 49029 | CROPLAND (NON-IRRIGATED, USD/HA) | 90.1933
2012 | 1103 | CROPLAND (NON-IRRIGATED, USD/HA) | 84.0157
2012 | 13211 | CROPLAND (NON-IRRIGATED, USD/HA) | 76.6025
2012 | 17137 | CROPLAND (NON-IRRIGATED, USD/HA) | 548.5731
2012 | 18109 | CROPLAND (NON-IRRIGATED, USD/HA) | 454.6732
2012 | 21175 | CROPLAND (NON-IRRIGATED, USD/HA) | 84.0157
2012 | 29141 | CROPLAND (NON-IRRIGATED, USD/HA) | 219.9235
2012 | 39115 | CROPLAND (NON-IRRIGATED, USD/HA) | 122.317
2012 | 47129 | CROPLAND (NON-IRRIGATED, USD/HA) | 140.8499
2012 | 49029 | CROPLAND (NON-IRRIGATED, USD/HA) | 103.7841
2011 | 1103 | CROPLAND (NON-IRRIGATED, USD/HA) | 74.1315
2011 | 13211 | CROPLAND (NON-IRRIGATED, USD/HA) | 95.1354
2011 | 17137 | CROPLAND (NON-IRRIGATED, USD/HA) | 496.681
2011 | 18109 | CROPLAND (NON-IRRIGATED, USD/HA) | 328.6497
2011 | 21175 | CROPLAND (NON-IRRIGATED, USD/HA) | 84.0157
2011 | 29141 | CROPLAND (NON-IRRIGATED, USD/HA) | 189.0353
2011 | 39115 | CROPLAND (NON-IRRIGATED, USD/HA) | 106.2552
2011 | 47129 | CROPLAND (NON-IRRIGATED, USD/HA) | 123.5525
2011 | 49029 | CROPLAND (NON-IRRIGATED, USD/HA) | 105.0196
2010 | 1103 | CROPLAND (NON-IRRIGATED, USD/HA) | 74.1315
2010 | 13211 | CROPLAND (NON-IRRIGATED, USD/HA) | 64.2473
2010 | 17137 | CROPLAND (NON-IRRIGATED, USD/HA) | 499.1521
2010 | 18109 | CROPLAND (NON-IRRIGATED, USD/HA) | 363.2443
2010 | 29141 | CROPLAND (NON-IRRIGATED, USD/HA) | 161.8538
2010 | 39115 | CROPLAND (NON-IRRIGATED, USD/HA) | 76.6025
2010 | 47129 | CROPLAND (NON-IRRIGATED, USD/HA) | 100.0775
2009 | 1103 | CROPLAND (NON-IRRIGATED, USD/HA) | 69.1894
2009 | 8087 | CROPLAND (NON-IRRIGATED, USD/HA) | 53.1276
2009 | 13211 | CROPLAND (NON-IRRIGATED, USD/HA) | 55.5986
2009 | 17137 | CROPLAND (NON-IRRIGATED, USD/HA) | 484.3258
2009 | 21175 | CROPLAND (NON-IRRIGATED, USD/HA) | 96.3709
2009 | 29141 | CROPLAND (NON-IRRIGATED, USD/HA) | 164.3248
2009 | 39115 | CROPLAND (NON-IRRIGATED, USD/HA) | 81.5447
2009 | 49029 | CROPLAND (NON-IRRIGATED, USD/HA) | 49.421
2008 | 1103 | CROPLAND (NON-IRRIGATED, USD/HA) | 90.1933
2008 | 13211 | CROPLAND (NON-IRRIGATED, USD/HA) | 74.1315
2008 | 17137 | CROPLAND (NON-IRRIGATED, USD/HA) | 474.4416
2008 | 29141 | CROPLAND (NON-IRRIGATED, USD/HA) | 121.0815
2020 | 31123 | CROPLAND (NON-IRRIGATED, USD/HA) | 103.7841
2011 | 31123 | CROPLAND (NON-IRRIGATED, USD/HA) | 106.2552
2024 | 20127 | CROPLAND (NON-IRRIGATED, USD/HA) | 140.8499
2024 | 48343 | CROPLAND (NON-IRRIGATED, USD/HA) | 61.7762
2023 | 20127 | CROPLAND (NON-IRRIGATED, USD/HA) | 159.3827
2023 | 48343 | CROPLAND (NON-IRRIGATED, USD/HA) | 45.7144
2022 | 20127 | CROPLAND (NON-IRRIGATED, USD/HA) | 139.6143
2022 | 34027 | CROPLAND (NON-IRRIGATED, USD/HA) | 135.9077
2022 | 48343 | CROPLAND (NON-IRRIGATED, USD/HA) | 28.4171
2021 | 20127 | CROPLAND (NON-IRRIGATED, USD/HA) | 124.788
2021 | 48343 | CROPLAND (NON-IRRIGATED, USD/HA) | 32.1236
2020 | 20127 | CROPLAND (NON-IRRIGATED, USD/HA) | 140.8499
2020 | 48343 | CROPLAND (NON-IRRIGATED, USD/HA) | 32.1236
2019 | 20127 | CROPLAND (NON-IRRIGATED, USD/HA) | 139.6143
2019 | 48343 | CROPLAND (NON-IRRIGATED, USD/HA) | 30.8881
2017 | 20127 | CROPLAND (NON-IRRIGATED, USD/HA) | 135.9077
2017 | 48343 | CROPLAND (NON-IRRIGATED, USD/HA) | 35.8302
2016 | 20127 | CROPLAND (NON-IRRIGATED, USD/HA) | 122.317
2016 | 48343 | CROPLAND (NON-IRRIGATED, USD/HA) | 37.0658
2014 | 20127 | CROPLAND (NON-IRRIGATED, USD/HA) | 114.9038
2014 | 48343 | CROPLAND (NON-IRRIGATED, USD/HA) | 29.6526
2013 | 20127 | CROPLAND (NON-IRRIGATED, USD/HA) | 111.1972
2013 | 48343 | CROPLAND (NON-IRRIGATED, USD/HA) | 29.6526
2012 | 20127 | CROPLAND (NON-IRRIGATED, USD/HA) | 139.6143
2012 | 48343 | CROPLAND (NON-IRRIGATED, USD/HA) | 30.8881
2011 | 20127 | CROPLAND (NON-IRRIGATED, USD/HA) | 107.4907
2011 | 48343 | CROPLAND (NON-IRRIGATED, USD/HA) | 29.6526
2010 | 20127 | CROPLAND (NON-IRRIGATED, USD/HA) | 101.3131
2010 | 48343 | CROPLAND (NON-IRRIGATED, USD/HA) | 32.1236
2009 | 20127 | CROPLAND (NON-IRRIGATED, USD/HA) | 102.5486
2008 | 20127 | CROPLAND (NON-IRRIGATED, USD/HA) | 111.1972
2024 | 27097 | CROPLAND (NON-IRRIGATED, USD/HA) | 221.159
2023 | 27097 | CROPLAND (NON-IRRIGATED, USD/HA) | 197.684
2022 | 27097 | CROPLAND (NON-IRRIGATED, USD/HA) | 184.0932
2021 | 27097 | CROPLAND (NON-IRRIGATED, USD/HA) | 216.2169
2020 | 27097 | CROPLAND (NON-IRRIGATED, USD/HA) | 195.213
2019 | 27097 | CROPLAND (NON-IRRIGATED, USD/HA) | 174.209
2017 | 27097 | CROPLAND (NON-IRRIGATED, USD/HA) | 190.2708
2016 | 27097 | CROPLAND (NON-IRRIGATED, USD/HA) | 159.3827
2014 | 27097 | CROPLAND (NON-IRRIGATED, USD/HA) | 179.1511
2013 | 27097 | CROPLAND (NON-IRRIGATED, USD/HA) | 159.3827
2012 | 27097 | CROPLAND (NON-IRRIGATED, USD/HA) | 160.6182
2011 | 27097 | CROPLAND (NON-IRRIGATED, USD/HA) | 123.5525
2010 | 27097 | CROPLAND (NON-IRRIGATED, USD/HA) | 119.8459
2009 | 27097 | CROPLAND (NON-IRRIGATED, USD/HA) | 117.3749
2008 | 27097 | CROPLAND (NON-IRRIGATED, USD/HA) | 102.5486
2024 | 39117 | CROPLAND (NON-IRRIGATED, USD/HA) | 432.4337
2024 | 41049 | CROPLAND (NON-IRRIGATED, USD/HA) | 111.1972
2023 | 39117 | CROPLAND (NON-IRRIGATED, USD/HA) | 439.8469
2022 | 39117 | CROPLAND (NON-IRRIGATED, USD/HA) | 378.0707
2022 | 41049 | CROPLAND (NON-IRRIGATED, USD/HA) | 91.4288
2021 | 39117 | CROPLAND (NON-IRRIGATED, USD/HA) | 333.5917
2021 | 41049 | CROPLAND (NON-IRRIGATED, USD/HA) | 40.7723
2020 | 39117 | CROPLAND (NON-IRRIGATED, USD/HA) | 345.947
2019 | 39117 | CROPLAND (NON-IRRIGATED, USD/HA) | 343.476
2017 | 39117 | CROPLAND (NON-IRRIGATED, USD/HA) | 343.476
2017 | 41049 | CROPLAND (NON-IRRIGATED, USD/HA) | 103.7841
2016 | 39117 | CROPLAND (NON-IRRIGATED, USD/HA) | 348.418
2016 | 41049 | CROPLAND (NON-IRRIGATED, USD/HA) | 81.5447
2014 | 39117 | CROPLAND (NON-IRRIGATED, USD/HA) | 343.476
2013 | 39117 | CROPLAND (NON-IRRIGATED, USD/HA) | 296.526
2013 | 41049 | CROPLAND (NON-IRRIGATED, USD/HA) | 71.6604
2012 | 39117 | CROPLAND (NON-IRRIGATED, USD/HA) | 266.8734
2012 | 41049 | CROPLAND (NON-IRRIGATED, USD/HA) | 80.3091
2011 | 39117 | CROPLAND (NON-IRRIGATED, USD/HA) | 223.63
2011 | 41049 | CROPLAND (NON-IRRIGATED, USD/HA) | 124.788
2010 | 39117 | CROPLAND (NON-IRRIGATED, USD/HA) | 214.9813
2009 | 39117 | CROPLAND (NON-IRRIGATED, USD/HA) | 210.0393
2008 | 39117 | CROPLAND (NON-IRRIGATED, USD/HA) | 205.0971
2024 | 20129 | CROPLAND (NON-IRRIGATED, USD/HA) | 76.6025
2024 | 38059 | CROPLAND (NON-IRRIGATED, USD/HA) | 114.9038
2023 | 20129 | CROPLAND (NON-IRRIGATED, USD/HA) | 77.8381
2023 | 38059 | CROPLAND (NON-IRRIGATED, USD/HA) | 111.1972
2022 | 20129 | CROPLAND (NON-IRRIGATED, USD/HA) | 76.6025
2022 | 38059 | CROPLAND (NON-IRRIGATED, USD/HA) | 103.7841
2021 | 20129 | CROPLAND (NON-IRRIGATED, USD/HA) | 92.6644
2021 | 38059 | CROPLAND (NON-IRRIGATED, USD/HA) | 95.1354
2020 | 20129 | CROPLAND (NON-IRRIGATED, USD/HA) | 64.2473
2020 | 38059 | CROPLAND (NON-IRRIGATED, USD/HA) | 102.5486
2019 | 20129 | CROPLAND (NON-IRRIGATED, USD/HA) | 80.3091
2017 | 20129 | CROPLAND (NON-IRRIGATED, USD/HA) | 77.8381
2017 | 38059 | CROPLAND (NON-IRRIGATED, USD/HA) | 93.8999
2016 | 20129 | CROPLAND (NON-IRRIGATED, USD/HA) | 58.0697
2016 | 38059 | CROPLAND (NON-IRRIGATED, USD/HA) | 102.5486
2014 | 20129 | CROPLAND (NON-IRRIGATED, USD/HA) | 59.3052
2014 | 38059 | CROPLAND (NON-IRRIGATED, USD/HA) | 79.0736
2013 | 20129 | CROPLAND (NON-IRRIGATED, USD/HA) | 67.9539
2013 | 38059 | CROPLAND (NON-IRRIGATED, USD/HA) | 101.3131
2012 | 20129 | CROPLAND (NON-IRRIGATED, USD/HA) | 64.2473
2012 | 38059 | CROPLAND (NON-IRRIGATED, USD/HA) | 77.8381
2011 | 20129 | CROPLAND (NON-IRRIGATED, USD/HA) | 65.4828
2011 | 38059 | CROPLAND (NON-IRRIGATED, USD/HA) | 88.9578
2010 | 20129 | CROPLAND (NON-IRRIGATED, USD/HA) | 66.7184
2010 | 38059 | CROPLAND (NON-IRRIGATED, USD/HA) | 72.896
2009 | 20129 | CROPLAND (NON-IRRIGATED, USD/HA) | 71.6604
2009 | 38059 | CROPLAND (NON-IRRIGATED, USD/HA) | 71.6604
2008 | 38059 | CROPLAND (NON-IRRIGATED, USD/HA) | 67.9539
2024 | 48345 | CROPLAND (NON-IRRIGATED, USD/HA) | 40.7723
2023 | 48345 | CROPLAND (NON-IRRIGATED, USD/HA) | 40.7723
2022 | 48345 | CROPLAND (NON-IRRIGATED, USD/HA) | 49.421
2021 | 48345 | CROPLAND (NON-IRRIGATED, USD/HA) | 49.421
2020 | 48345 | CROPLAND (NON-IRRIGATED, USD/HA) | 42.0078
2019 | 48345 | CROPLAND (NON-IRRIGATED, USD/HA) | 38.3013
2017 | 48345 | CROPLAND (NON-IRRIGATED, USD/HA) | 37.0658
2013 | 48345 | CROPLAND (NON-IRRIGATED, USD/HA) | 27.1816
2010 | 48345 | CROPLAND (NON-IRRIGATED, USD/HA) | 44.4789
2009 | 48345 | CROPLAND (NON-IRRIGATED, USD/HA) | 35.8302
2024 | 17139 | CROPLAND (NON-IRRIGATED, USD/HA) | 911.8175
2023 | 17139 | CROPLAND (NON-IRRIGATED, USD/HA) | 906.8754
2022 | 17139 | CROPLAND (NON-IRRIGATED, USD/HA) | 817.9176
2021 | 17139 | CROPLAND (NON-IRRIGATED, USD/HA) | 733.9018
2020 | 17139 | CROPLAND (NON-IRRIGATED, USD/HA) | 701.7782
2019 | 17139 | CROPLAND (NON-IRRIGATED, USD/HA) | 733.9018
2017 | 17139 | CROPLAND (NON-IRRIGATED, USD/HA) | 647.4151
2016 | 17139 | CROPLAND (NON-IRRIGATED, USD/HA) | 642.473
2014 | 17139 | CROPLAND (NON-IRRIGATED, USD/HA) | 662.2414
2013 | 17139 | CROPLAND (NON-IRRIGATED, USD/HA) | 719.0756
2012 | 17139 | CROPLAND (NON-IRRIGATED, USD/HA) | 632.5888
2011 | 17139 | CROPLAND (NON-IRRIGATED, USD/HA) | 575.7546
2010 | 17139 | CROPLAND (NON-IRRIGATED, USD/HA) | 484.3258
2009 | 17139 | CROPLAND (NON-IRRIGATED, USD/HA) | 462.0863
2008 | 17139 | CROPLAND (NON-IRRIGATED, USD/HA) | 526.3337
2024 | 38061 | CROPLAND (NON-IRRIGATED, USD/HA) | 105.0196
2023 | 38061 | CROPLAND (NON-IRRIGATED, USD/HA) | 105.0196
2022 | 38061 | CROPLAND (NON-IRRIGATED, USD/HA) | 98.842
2021 | 38061 | CROPLAND (NON-IRRIGATED, USD/HA) | 106.2552
2020 | 38061 | CROPLAND (NON-IRRIGATED, USD/HA) | 97.6065
2019 | 38061 | CROPLAND (NON-IRRIGATED, USD/HA) | 100.0775
2017 | 38061 | CROPLAND (NON-IRRIGATED, USD/HA) | 93.8999
2016 | 38061 | CROPLAND (NON-IRRIGATED, USD/HA) | 96.3709
2014 | 38061 | CROPLAND (NON-IRRIGATED, USD/HA) | 86.4868
2013 | 38061 | CROPLAND (NON-IRRIGATED, USD/HA) | 101.3131
2012 | 38061 | CROPLAND (NON-IRRIGATED, USD/HA) | 84.0157
2011 | 38061 | CROPLAND (NON-IRRIGATED, USD/HA) | 86.4868
2010 | 38061 | CROPLAND (NON-IRRIGATED, USD/HA) | 81.5447
2009 | 38061 | CROPLAND (NON-IRRIGATED, USD/HA) | 80.3091
2008 | 38061 | CROPLAND (NON-IRRIGATED, USD/HA) | 77.8381
2023 | 27099 | CROPLAND (NON-IRRIGATED, USD/HA) | 615.2914
2021 | 27099 | CROPLAND (NON-IRRIGATED, USD/HA) | 565.8705
2020 | 27099 | CROPLAND (NON-IRRIGATED, USD/HA) | 536.2178
2019 | 27099 | CROPLAND (NON-IRRIGATED, USD/HA) | 504.0942
2017 | 27099 | CROPLAND (NON-IRRIGATED, USD/HA) | 491.7389
2016 | 27099 | CROPLAND (NON-IRRIGATED, USD/HA) | 590.581
2014 | 27099 | CROPLAND (NON-IRRIGATED, USD/HA) | 674.5966
2013 | 27099 | CROPLAND (NON-IRRIGATED, USD/HA) | 632.5888
2012 | 27099 | CROPLAND (NON-IRRIGATED, USD/HA) | 496.681
2011 | 27099 | CROPLAND (NON-IRRIGATED, USD/HA) | 457.1442
2010 | 27099 | CROPLAND (NON-IRRIGATED, USD/HA) | 454.6732
2009 | 27099 | CROPLAND (NON-IRRIGATED, USD/HA) | 417.6074
2008 | 27099 | CROPLAND (NON-IRRIGATED, USD/HA) | 395.368
2024 | 21177 | CROPLAND (NON-IRRIGATED, USD/HA) | 383.0127
2023 | 21177 | CROPLAND (NON-IRRIGATED, USD/HA) | 358.3023
2022 | 21177 | CROPLAND (NON-IRRIGATED, USD/HA) | 321.2365
2021 | 21177 | CROPLAND (NON-IRRIGATED, USD/HA) | 331.1207
2020 | 21177 | CROPLAND (NON-IRRIGATED, USD/HA) | 355.8312
2019 | 21177 | CROPLAND (NON-IRRIGATED, USD/HA) | 336.0628
2017 | 21177 | CROPLAND (NON-IRRIGATED, USD/HA) | 343.476
2016 | 21177 | CROPLAND (NON-IRRIGATED, USD/HA) | 281.6997
2014 | 21177 | CROPLAND (NON-IRRIGATED, USD/HA) | 232.2787
2013 | 21177 | CROPLAND (NON-IRRIGATED, USD/HA) | 207.5682
2011 | 21177 | CROPLAND (NON-IRRIGATED, USD/HA) | 203.8616
2010 | 21177 | CROPLAND (NON-IRRIGATED, USD/HA) | 227.3366
2009 | 21177 | CROPLAND (NON-IRRIGATED, USD/HA) | 212.5103
2024 | 41051 | CROPLAND (NON-IRRIGATED, USD/HA) | 363.2443
2023 | 41051 | CROPLAND (NON-IRRIGATED, USD/HA) | 383.0127
2022 | 41051 | CROPLAND (NON-IRRIGATED, USD/HA) | 333.5917
2021 | 41051 | CROPLAND (NON-IRRIGATED, USD/HA) | 284.1707
2017 | 41051 | CROPLAND (NON-IRRIGATED, USD/HA) | 301.4681
2016 | 41051 | CROPLAND (NON-IRRIGATED, USD/HA) | 363.2443
2014 | 41051 | CROPLAND (NON-IRRIGATED, USD/HA) | 360.7733
2013 | 41051 | CROPLAND (NON-IRRIGATED, USD/HA) | 284.1707
2024 | 13213 | CROPLAND (NON-IRRIGATED, USD/HA) | 95.1354
2024 | 40099 | CROPLAND (NON-IRRIGATED, USD/HA) | 72.896
2023 | 13213 | CROPLAND (NON-IRRIGATED, USD/HA) | 97.6065
2023 | 27101 | CROPLAND (NON-IRRIGATED, USD/HA) | 615.2914
2023 | 40099 | CROPLAND (NON-IRRIGATED, USD/HA) | 53.1276
2022 | 13213 | CROPLAND (NON-IRRIGATED, USD/HA) | 87.7223
2022 | 27101 | CROPLAND (NON-IRRIGATED, USD/HA) | 551.0441
2022 | 40099 | CROPLAND (NON-IRRIGATED, USD/HA) | 79.0736
2021 | 13213 | CROPLAND (NON-IRRIGATED, USD/HA) | 87.7223
2021 | 27101 | CROPLAND (NON-IRRIGATED, USD/HA) | 531.2758
2021 | 40099 | CROPLAND (NON-IRRIGATED, USD/HA) | 66.7184
2020 | 13213 | CROPLAND (NON-IRRIGATED, USD/HA) | 80.3091
2020 | 27101 | CROPLAND (NON-IRRIGATED, USD/HA) | 474.4416
2020 | 40099 | CROPLAND (NON-IRRIGATED, USD/HA) | 49.421
2019 | 13213 | CROPLAND (NON-IRRIGATED, USD/HA) | 74.1315
2019 | 27101 | CROPLAND (NON-IRRIGATED, USD/HA) | 467.0285
2019 | 40099 | CROPLAND (NON-IRRIGATED, USD/HA) | 49.421
2017 | 13213 | CROPLAND (NON-IRRIGATED, USD/HA) | 65.4828
2017 | 27101 | CROPLAND (NON-IRRIGATED, USD/HA) | 437.3759
2017 | 40099 | CROPLAND (NON-IRRIGATED, USD/HA) | 49.421
2016 | 13213 | CROPLAND (NON-IRRIGATED, USD/HA) | 79.0736
2016 | 27101 | CROPLAND (NON-IRRIGATED, USD/HA) | 471.9706
2016 | 40099 | CROPLAND (NON-IRRIGATED, USD/HA) | 43.2434
2014 | 13213 | CROPLAND (NON-IRRIGATED, USD/HA) | 117.3749
2014 | 27101 | CROPLAND (NON-IRRIGATED, USD/HA) | 523.8626
2014 | 40099 | CROPLAND (NON-IRRIGATED, USD/HA) | 34.5947
2013 | 13213 | CROPLAND (NON-IRRIGATED, USD/HA) | 96.3709
2013 | 27101 | CROPLAND (NON-IRRIGATED, USD/HA) | 526.3337
2013 | 40099 | CROPLAND (NON-IRRIGATED, USD/HA) | 48.1855
2012 | 13213 | CROPLAND (NON-IRRIGATED, USD/HA) | 66.7184
2012 | 27101 | CROPLAND (NON-IRRIGATED, USD/HA) | 506.5652
2012 | 40099 | CROPLAND (NON-IRRIGATED, USD/HA) | 55.5986
2011 | 13213 | CROPLAND (NON-IRRIGATED, USD/HA) | 82.7802
2011 | 27101 | CROPLAND (NON-IRRIGATED, USD/HA) | 392.897
2011 | 40099 | CROPLAND (NON-IRRIGATED, USD/HA) | 69.1894
2010 | 27101 | CROPLAND (NON-IRRIGATED, USD/HA) | 390.4259
2010 | 40099 | CROPLAND (NON-IRRIGATED, USD/HA) | 42.0078
2009 | 27101 | CROPLAND (NON-IRRIGATED, USD/HA) | 338.5338
2009 | 40099 | CROPLAND (NON-IRRIGATED, USD/HA) | 50.6565
2008 | 27101 | CROPLAND (NON-IRRIGATED, USD/HA) | 331.1207
2024 | 19139 | CROPLAND (NON-IRRIGATED, USD/HA) | 726.4887
2023 | 19139 | CROPLAND (NON-IRRIGATED, USD/HA) | 706.7203
2022 | 19139 | CROPLAND (NON-IRRIGATED, USD/HA) | 652.3572
2021 | 19139 | CROPLAND (NON-IRRIGATED, USD/HA) | 595.5231
2020 | 19139 | CROPLAND (NON-IRRIGATED, USD/HA) | 585.6389
2019 | 19139 | CROPLAND (NON-IRRIGATED, USD/HA) | 533.7468
2017 | 19139 | CROPLAND (NON-IRRIGATED, USD/HA) | 555.9863
2016 | 19139 | CROPLAND (NON-IRRIGATED, USD/HA) | 590.581
2014 | 19139 | CROPLAND (NON-IRRIGATED, USD/HA) | 620.2336
2013 | 19139 | CROPLAND (NON-IRRIGATED, USD/HA) | 588.1099
2012 | 19139 | CROPLAND (NON-IRRIGATED, USD/HA) | 521.3915
2011 | 19139 | CROPLAND (NON-IRRIGATED, USD/HA) | 479.3837
2010 | 19139 | CROPLAND (NON-IRRIGATED, USD/HA) | 434.9048
2009 | 19139 | CROPLAND (NON-IRRIGATED, USD/HA) | 432.4337
2008 | 19139 | CROPLAND (NON-IRRIGATED, USD/HA) | 427.4916
2024 | 26121 | CROPLAND (NON-IRRIGATED, USD/HA) | 244.6339
2023 | 26121 | CROPLAND (NON-IRRIGATED, USD/HA) | 219.9235
2022 | 26121 | CROPLAND (NON-IRRIGATED, USD/HA) | 222.3945
2021 | 26121 | CROPLAND (NON-IRRIGATED, USD/HA) | 190.2708
2020 | 26121 | CROPLAND (NON-IRRIGATED, USD/HA) | 217.4524
2019 | 26121 | CROPLAND (NON-IRRIGATED, USD/HA) | 217.4524
2017 | 26121 | CROPLAND (NON-IRRIGATED, USD/HA) | 219.9235
2016 | 26121 | CROPLAND (NON-IRRIGATED, USD/HA) | 242.1629
2012 | 26121 | CROPLAND (NON-IRRIGATED, USD/HA) | 182.8577
2011 | 26121 | CROPLAND (NON-IRRIGATED, USD/HA) | 153.2051
2008 | 26121 | CROPLAND (NON-IRRIGATED, USD/HA) | 171.738
2024 | 39119 | CROPLAND (NON-IRRIGATED, USD/HA) | 203.8616
2023 | 39119 | CROPLAND (NON-IRRIGATED, USD/HA) | 216.2169
2022 | 39119 | CROPLAND (NON-IRRIGATED, USD/HA) | 144.5564
2021 | 39119 | CROPLAND (NON-IRRIGATED, USD/HA) | 206.3327
2020 | 39119 | CROPLAND (NON-IRRIGATED, USD/HA) | 208.8037
2019 | 39119 | CROPLAND (NON-IRRIGATED, USD/HA) | 210.0393
2017 | 39119 | CROPLAND (NON-IRRIGATED, USD/HA) | 192.7419
2016 | 39119 | CROPLAND (NON-IRRIGATED, USD/HA) | 190.2708
2014 | 39119 | CROPLAND (NON-IRRIGATED, USD/HA) | 181.6222
2013 | 39119 | CROPLAND (NON-IRRIGATED, USD/HA) | 171.738
2012 | 39119 | CROPLAND (NON-IRRIGATED, USD/HA) | 168.0314
2011 | 39119 | CROPLAND (NON-IRRIGATED, USD/HA) | 139.6143
2010 | 39119 | CROPLAND (NON-IRRIGATED, USD/HA) | 147.0275
2009 | 39119 | CROPLAND (NON-IRRIGATED, USD/HA) | 135.9077
2008 | 39119 | CROPLAND (NON-IRRIGATED, USD/HA) | 133.4367
2023 | 40101 | CROPLAND (NON-IRRIGATED, USD/HA) | 55.5986
2022 | 40101 | CROPLAND (NON-IRRIGATED, USD/HA) | 67.9539
2021 | 40101 | CROPLAND (NON-IRRIGATED, USD/HA) | 90.1933
2020 | 40101 | CROPLAND (NON-IRRIGATED, USD/HA) | 86.4868
2019 | 40101 | CROPLAND (NON-IRRIGATED, USD/HA) | 102.5486
2017 | 40101 | CROPLAND (NON-IRRIGATED, USD/HA) | 75.367
2016 | 40101 | CROPLAND (NON-IRRIGATED, USD/HA) | 72.896
2014 | 40101 | CROPLAND (NON-IRRIGATED, USD/HA) | 63.0118
2013 | 40101 | CROPLAND (NON-IRRIGATED, USD/HA) | 44.4789
2012 | 40101 | CROPLAND (NON-IRRIGATED, USD/HA) | 65.4828
2011 | 40101 | CROPLAND (NON-IRRIGATED, USD/HA) | 70.4249
2010 | 40101 | CROPLAND (NON-IRRIGATED, USD/HA) | 88.9578
2009 | 40101 | CROPLAND (NON-IRRIGATED, USD/HA) | 74.1315
2024 | 30065 | CROPLAND (NON-IRRIGATED, USD/HA) | 65.4828
2021 | 30065 | CROPLAND (NON-IRRIGATED, USD/HA) | 37.0658
2020 | 30065 | CROPLAND (NON-IRRIGATED, USD/HA) | 46.95
2019 | 30065 | CROPLAND (NON-IRRIGATED, USD/HA) | 42.0078
2017 | 30065 | CROPLAND (NON-IRRIGATED, USD/HA) | 32.1236
2016 | 30065 | CROPLAND (NON-IRRIGATED, USD/HA) | 34.5947
2010 | 30065 | CROPLAND (NON-IRRIGATED, USD/HA) | 46.95
2009 | 30065 | CROPLAND (NON-IRRIGATED, USD/HA) | 49.421
2024 | 48347 | CROPLAND (NON-IRRIGATED, USD/HA) | 29.6526
2023 | 48347 | CROPLAND (NON-IRRIGATED, USD/HA) | 39.5368
2022 | 48347 | CROPLAND (NON-IRRIGATED, USD/HA) | 55.5986
2021 | 48347 | CROPLAND (NON-IRRIGATED, USD/HA) | 48.1855
2020 | 48347 | CROPLAND (NON-IRRIGATED, USD/HA) | 40.7723
2019 | 48347 | CROPLAND (NON-IRRIGATED, USD/HA) | 33.3592
2017 | 48347 | CROPLAND (NON-IRRIGATED, USD/HA) | 40.7723
2016 | 48347 | CROPLAND (NON-IRRIGATED, USD/HA) | 40.7723
2014 | 48347 | CROPLAND (NON-IRRIGATED, USD/HA) | 44.4789
2013 | 48347 | CROPLAND (NON-IRRIGATED, USD/HA) | 35.8302
2012 | 48347 | CROPLAND (NON-IRRIGATED, USD/HA) | 37.0658
2011 | 48347 | CROPLAND (NON-IRRIGATED, USD/HA) | 29.6526
2010 | 48347 | CROPLAND (NON-IRRIGATED, USD/HA) | 28.4171
2024 | 31125 | CROPLAND (NON-IRRIGATED, USD/HA) | 415.1364
2023 | 31125 | CROPLAND (NON-IRRIGATED, USD/HA) | 427.4916
2022 | 31125 | CROPLAND (NON-IRRIGATED, USD/HA) | 407.7233
2021 | 31125 | CROPLAND (NON-IRRIGATED, USD/HA) | 387.9549
2020 | 31125 | CROPLAND (NON-IRRIGATED, USD/HA) | 373.1286
2019 | 31125 | CROPLAND (NON-IRRIGATED, USD/HA) | 365.7154
2017 | 31125 | CROPLAND (NON-IRRIGATED, USD/HA) | 360.7733
2016 | 31125 | CROPLAND (NON-IRRIGATED, USD/HA) | 360.7733
2014 | 31125 | CROPLAND (NON-IRRIGATED, USD/HA) | 313.8234
2013 | 31125 | CROPLAND (NON-IRRIGATED, USD/HA) | 353.3601
2012 | 31125 | CROPLAND (NON-IRRIGATED, USD/HA) | 296.526
2011 | 31125 | CROPLAND (NON-IRRIGATED, USD/HA) | 252.0471
2010 | 31125 | CROPLAND (NON-IRRIGATED, USD/HA) | 242.1629
2009 | 31125 | CROPLAND (NON-IRRIGATED, USD/HA) | 244.6339
2008 | 31125 | CROPLAND (NON-IRRIGATED, USD/HA) | 244.6339
2024 | 6055 | CROPLAND (NON-IRRIGATED, USD/HA) | 51.892
2011 | 6055 | CROPLAND (NON-IRRIGATED, USD/HA) | 118.6104
2009 | 6055 | CROPLAND (NON-IRRIGATED, USD/HA) | 158.1472
2024 | 37127 | CROPLAND (NON-IRRIGATED, USD/HA) | 291.5839
2023 | 37127 | CROPLAND (NON-IRRIGATED, USD/HA) | 296.526
2022 | 37127 | CROPLAND (NON-IRRIGATED, USD/HA) | 264.4024
2021 | 37127 | CROPLAND (NON-IRRIGATED, USD/HA) | 252.0471
2020 | 37127 | CROPLAND (NON-IRRIGATED, USD/HA) | 247.105
2019 | 37127 | CROPLAND (NON-IRRIGATED, USD/HA) | 284.1707
2017 | 37127 | CROPLAND (NON-IRRIGATED, USD/HA) | 266.8734
2016 | 37127 | CROPLAND (NON-IRRIGATED, USD/HA) | 252.0471
2014 | 37127 | CROPLAND (NON-IRRIGATED, USD/HA) | 224.8655
2013 | 37127 | CROPLAND (NON-IRRIGATED, USD/HA) | 223.63
2012 | 37127 | CROPLAND (NON-IRRIGATED, USD/HA) | 219.9235
2011 | 37127 | CROPLAND (NON-IRRIGATED, USD/HA) | 179.1511
2010 | 37127 | CROPLAND (NON-IRRIGATED, USD/HA) | 158.1472
2009 | 37127 | CROPLAND (NON-IRRIGATED, USD/HA) | 156.9117
2008 | 37127 | CROPLAND (NON-IRRIGATED, USD/HA) | 143.3209
2024 | 22069 | CROPLAND (NON-IRRIGATED, USD/HA) | 185.3287
2023 | 22069 | CROPLAND (NON-IRRIGATED, USD/HA) | 160.6182
2022 | 22069 | CROPLAND (NON-IRRIGATED, USD/HA) | 130.9657
2021 | 22069 | CROPLAND (NON-IRRIGATED, USD/HA) | 118.6104
2020 | 22069 | CROPLAND (NON-IRRIGATED, USD/HA) | 139.6143
2019 | 22069 | CROPLAND (NON-IRRIGATED, USD/HA) | 100.0775
2017 | 22069 | CROPLAND (NON-IRRIGATED, USD/HA) | 121.0815
2016 | 22069 | CROPLAND (NON-IRRIGATED, USD/HA) | 130.9657
2014 | 22069 | CROPLAND (NON-IRRIGATED, USD/HA) | 133.4367
2013 | 22069 | CROPLAND (NON-IRRIGATED, USD/HA) | 135.9077
2012 | 22069 | CROPLAND (NON-IRRIGATED, USD/HA) | 140.8499
2011 | 22069 | CROPLAND (NON-IRRIGATED, USD/HA) | 118.6104
2010 | 22069 | CROPLAND (NON-IRRIGATED, USD/HA) | 158.1472
2009 | 22069 | CROPLAND (NON-IRRIGATED, USD/HA) | 145.7919
2012 | 56025 | CROPLAND (NON-IRRIGATED, USD/HA) | 30.8881
2023 | 48349 | CROPLAND (NON-IRRIGATED, USD/HA) | 80.3091
2022 | 48349 | CROPLAND (NON-IRRIGATED, USD/HA) | 70.4249
2021 | 48349 | CROPLAND (NON-IRRIGATED, USD/HA) | 70.4249
2020 | 48349 | CROPLAND (NON-IRRIGATED, USD/HA) | 65.4828
2017 | 48349 | CROPLAND (NON-IRRIGATED, USD/HA) | 74.1315
2016 | 48349 | CROPLAND (NON-IRRIGATED, USD/HA) | 65.4828
2013 | 48349 | CROPLAND (NON-IRRIGATED, USD/HA) | 56.8342
2010 | 48349 | CROPLAND (NON-IRRIGATED, USD/HA) | 86.4868
2009 | 48349 | CROPLAND (NON-IRRIGATED, USD/HA) | 60.5407
2008 | 48349 | CROPLAND (NON-IRRIGATED, USD/HA) | 63.0118
2024 | 21179 | CROPLAND (NON-IRRIGATED, USD/HA) | 471.9706
2024 | 38063 | CROPLAND (NON-IRRIGATED, USD/HA) | 163.0893
2024 | 51125 | CROPLAND (NON-IRRIGATED, USD/HA) | 82.7802
2023 | 21179 | CROPLAND (NON-IRRIGATED, USD/HA) | 397.839
2023 | 38063 | CROPLAND (NON-IRRIGATED, USD/HA) | 155.6762
2022 | 21179 | CROPLAND (NON-IRRIGATED, USD/HA) | 353.3601
2022 | 38063 | CROPLAND (NON-IRRIGATED, USD/HA) | 154.4406
2022 | 51125 | CROPLAND (NON-IRRIGATED, USD/HA) | 79.0736
2021 | 21179 | CROPLAND (NON-IRRIGATED, USD/HA) | 350.8891
2021 | 38063 | CROPLAND (NON-IRRIGATED, USD/HA) | 137.1433
2021 | 51125 | CROPLAND (NON-IRRIGATED, USD/HA) | 91.4288
2020 | 21179 | CROPLAND (NON-IRRIGATED, USD/HA) | 355.8312
2020 | 38063 | CROPLAND (NON-IRRIGATED, USD/HA) | 139.6143
2019 | 21179 | CROPLAND (NON-IRRIGATED, USD/HA) | 363.2443
2019 | 38063 | CROPLAND (NON-IRRIGATED, USD/HA) | 143.3209
2017 | 21179 | CROPLAND (NON-IRRIGATED, USD/HA) | 380.5417
2017 | 38063 | CROPLAND (NON-IRRIGATED, USD/HA) | 123.5525
2017 | 51125 | CROPLAND (NON-IRRIGATED, USD/HA) | 80.3091
2016 | 21179 | CROPLAND (NON-IRRIGATED, USD/HA) | 360.7733
2016 | 38063 | CROPLAND (NON-IRRIGATED, USD/HA) | 139.6143
2016 | 51125 | CROPLAND (NON-IRRIGATED, USD/HA) | 87.7223
2014 | 21179 | CROPLAND (NON-IRRIGATED, USD/HA) | 378.0707
2014 | 38063 | CROPLAND (NON-IRRIGATED, USD/HA) | 130.9657
2013 | 38063 | CROPLAND (NON-IRRIGATED, USD/HA) | 137.1433
2013 | 51125 | CROPLAND (NON-IRRIGATED, USD/HA) | 71.6604
2012 | 38063 | CROPLAND (NON-IRRIGATED, USD/HA) | 113.6683
2012 | 51125 | CROPLAND (NON-IRRIGATED, USD/HA) | 72.896
2011 | 21179 | CROPLAND (NON-IRRIGATED, USD/HA) | 271.8155
2011 | 38063 | CROPLAND (NON-IRRIGATED, USD/HA) | 100.0775
2011 | 51125 | CROPLAND (NON-IRRIGATED, USD/HA) | 77.8381
2010 | 21179 | CROPLAND (NON-IRRIGATED, USD/HA) | 237.2208
2010 | 38063 | CROPLAND (NON-IRRIGATED, USD/HA) | 93.8999
2010 | 51125 | CROPLAND (NON-IRRIGATED, USD/HA) | 70.4249
2009 | 21179 | CROPLAND (NON-IRRIGATED, USD/HA) | 197.684
2009 | 38063 | CROPLAND (NON-IRRIGATED, USD/HA) | 91.4288
2009 | 51125 | CROPLAND (NON-IRRIGATED, USD/HA) | 37.0658
2008 | 21179 | CROPLAND (NON-IRRIGATED, USD/HA) | 171.738
2008 | 38063 | CROPLAND (NON-IRRIGATED, USD/HA) | 90.1933
2024 | 20131 | CROPLAND (NON-IRRIGATED, USD/HA) | 370.6575
2024 | 31127 | CROPLAND (NON-IRRIGATED, USD/HA) | 555.9863
2023 | 20131 | CROPLAND (NON-IRRIGATED, USD/HA) | 343.476
2023 | 31127 | CROPLAND (NON-IRRIGATED, USD/HA) | 533.7468
2022 | 20131 | CROPLAND (NON-IRRIGATED, USD/HA) | 343.476
2022 | 31127 | CROPLAND (NON-IRRIGATED, USD/HA) | 476.9126
2021 | 20131 | CROPLAND (NON-IRRIGATED, USD/HA) | 350.8891
2021 | 31127 | CROPLAND (NON-IRRIGATED, USD/HA) | 452.2022
2020 | 20131 | CROPLAND (NON-IRRIGATED, USD/HA) | 308.8813
2020 | 31127 | CROPLAND (NON-IRRIGATED, USD/HA) | 444.789
2019 | 20131 | CROPLAND (NON-IRRIGATED, USD/HA) | 333.5917
2019 | 31127 | CROPLAND (NON-IRRIGATED, USD/HA) | 442.3179
2017 | 20131 | CROPLAND (NON-IRRIGATED, USD/HA) | 350.8891
2017 | 31127 | CROPLAND (NON-IRRIGATED, USD/HA) | 496.681
2016 | 20131 | CROPLAND (NON-IRRIGATED, USD/HA) | 326.1786
2016 | 31127 | CROPLAND (NON-IRRIGATED, USD/HA) | 501.6232
2014 | 20131 | CROPLAND (NON-IRRIGATED, USD/HA) | 301.4681
2014 | 31127 | CROPLAND (NON-IRRIGATED, USD/HA) | 467.0285
2013 | 20131 | CROPLAND (NON-IRRIGATED, USD/HA) | 313.8234
2013 | 31127 | CROPLAND (NON-IRRIGATED, USD/HA) | 467.0285
2012 | 20131 | CROPLAND (NON-IRRIGATED, USD/HA) | 294.055
2012 | 31127 | CROPLAND (NON-IRRIGATED, USD/HA) | 427.4916
2011 | 20131 | CROPLAND (NON-IRRIGATED, USD/HA) | 244.6339
2011 | 31127 | CROPLAND (NON-IRRIGATED, USD/HA) | 353.3601
2010 | 20131 | CROPLAND (NON-IRRIGATED, USD/HA) | 227.3366
2010 | 31127 | CROPLAND (NON-IRRIGATED, USD/HA) | 316.2944
2009 | 20131 | CROPLAND (NON-IRRIGATED, USD/HA) | 205.0971
2009 | 31127 | CROPLAND (NON-IRRIGATED, USD/HA) | 338.5338
2008 | 20131 | CROPLAND (NON-IRRIGATED, USD/HA) | 203.8616
2008 | 31127 | CROPLAND (NON-IRRIGATED, USD/HA) | 323.7075
2024 | 20133 | CROPLAND (NON-IRRIGATED, USD/HA) | 135.9077
2023 | 20133 | CROPLAND (NON-IRRIGATED, USD/HA) | 122.317
2022 | 20133 | CROPLAND (NON-IRRIGATED, USD/HA) | 114.9038
2021 | 20133 | CROPLAND (NON-IRRIGATED, USD/HA) | 124.788
2020 | 20133 | CROPLAND (NON-IRRIGATED, USD/HA) | 126.0236
2019 | 20133 | CROPLAND (NON-IRRIGATED, USD/HA) | 128.4946
2017 | 20133 | CROPLAND (NON-IRRIGATED, USD/HA) | 129.7301
2016 | 20133 | CROPLAND (NON-IRRIGATED, USD/HA) | 121.0815
2014 | 20133 | CROPLAND (NON-IRRIGATED, USD/HA) | 123.5525
2013 | 20133 | CROPLAND (NON-IRRIGATED, USD/HA) | 121.0815
2012 | 20133 | CROPLAND (NON-IRRIGATED, USD/HA) | 97.6065
2011 | 20133 | CROPLAND (NON-IRRIGATED, USD/HA) | 98.842
2010 | 20133 | CROPLAND (NON-IRRIGATED, USD/HA) | 97.6065
2009 | 20133 | CROPLAND (NON-IRRIGATED, USD/HA) | 91.4288
2008 | 20133 | CROPLAND (NON-IRRIGATED, USD/HA) | 130.9657
2024 | 28099 | CROPLAND (NON-IRRIGATED, USD/HA) | 60.5407
2023 | 28099 | CROPLAND (NON-IRRIGATED, USD/HA) | 53.1276
2022 | 28099 | CROPLAND (NON-IRRIGATED, USD/HA) | 40.7723
2021 | 28099 | CROPLAND (NON-IRRIGATED, USD/HA) | 39.5368
2020 | 28099 | CROPLAND (NON-IRRIGATED, USD/HA) | 38.3013
2019 | 28099 | CROPLAND (NON-IRRIGATED, USD/HA) | 49.421
2017 | 28099 | CROPLAND (NON-IRRIGATED, USD/HA) | 40.7723
2016 | 28099 | CROPLAND (NON-IRRIGATED, USD/HA) | 48.1855
2014 | 28099 | CROPLAND (NON-IRRIGATED, USD/HA) | 44.4789
2013 | 28099 | CROPLAND (NON-IRRIGATED, USD/HA) | 37.0658
2009 | 28099 | CROPLAND (NON-IRRIGATED, USD/HA) | 27.1816
2024 | 20135 | CROPLAND (NON-IRRIGATED, USD/HA) | 91.4288
2023 | 20135 | CROPLAND (NON-IRRIGATED, USD/HA) | 95.1354
2022 | 20135 | CROPLAND (NON-IRRIGATED, USD/HA) | 113.6683
2021 | 20135 | CROPLAND (NON-IRRIGATED, USD/HA) | 87.7223
2020 | 20135 | CROPLAND (NON-IRRIGATED, USD/HA) | 81.5447
2019 | 20135 | CROPLAND (NON-IRRIGATED, USD/HA) | 84.0157
2017 | 20135 | CROPLAND (NON-IRRIGATED, USD/HA) | 74.1315
2016 | 20135 | CROPLAND (NON-IRRIGATED, USD/HA) | 75.367
2014 | 20135 | CROPLAND (NON-IRRIGATED, USD/HA) | 87.7223
2013 | 20135 | CROPLAND (NON-IRRIGATED, USD/HA) | 70.4249
2012 | 20135 | CROPLAND (NON-IRRIGATED, USD/HA) | 66.7184
2011 | 20135 | CROPLAND (NON-IRRIGATED, USD/HA) | 66.7184
2010 | 20135 | CROPLAND (NON-IRRIGATED, USD/HA) | 72.896
2009 | 20135 | CROPLAND (NON-IRRIGATED, USD/HA) | 67.9539
2024 | 5099 | CROPLAND (NON-IRRIGATED, USD/HA) | 67.9539
2024 | 6057 | CROPLAND (NON-IRRIGATED, USD/HA) | 48.1855
2023 | 5099 | CROPLAND (NON-IRRIGATED, USD/HA) | 65.4828
2022 | 5099 | CROPLAND (NON-IRRIGATED, USD/HA) | 30.8881
2021 | 5099 | CROPLAND (NON-IRRIGATED, USD/HA) | 75.367
2019 | 5099 | CROPLAND (NON-IRRIGATED, USD/HA) | 64.2473
2017 | 5099 | CROPLAND (NON-IRRIGATED, USD/HA) | 46.95
2017 | 6057 | CROPLAND (NON-IRRIGATED, USD/HA) | 15.5676
2016 | 5099 | CROPLAND (NON-IRRIGATED, USD/HA) | 42.0078
2014 | 5099 | CROPLAND (NON-IRRIGATED, USD/HA) | 49.421
2013 | 5099 | CROPLAND (NON-IRRIGATED, USD/HA) | 28.4171
2012 | 5099 | CROPLAND (NON-IRRIGATED, USD/HA) | 33.3592
2011 | 5099 | CROPLAND (NON-IRRIGATED, USD/HA) | 43.2434
2010 | 5099 | CROPLAND (NON-IRRIGATED, USD/HA) | 44.4789
2009 | 5099 | CROPLAND (NON-IRRIGATED, USD/HA) | 49.421
2024 | 10003 | CROPLAND (NON-IRRIGATED, USD/HA) | 291.5839
2022 | 10003 | CROPLAND (NON-IRRIGATED, USD/HA) | 274.2865
2021 | 10003 | CROPLAND (NON-IRRIGATED, USD/HA) | 202.6261
2020 | 10003 | CROPLAND (NON-IRRIGATED, USD/HA) | 234.7498
2017 | 10003 | CROPLAND (NON-IRRIGATED, USD/HA) | 218.6879
2016 | 10003 | CROPLAND (NON-IRRIGATED, USD/HA) | 232.2787
2014 | 10003 | CROPLAND (NON-IRRIGATED, USD/HA) | 211.2748
2013 | 10003 | CROPLAND (NON-IRRIGATED, USD/HA) | 192.7419
2012 | 10003 | CROPLAND (NON-IRRIGATED, USD/HA) | 169.2669
2011 | 10003 | CROPLAND (NON-IRRIGATED, USD/HA) | 182.8577
2010 | 10003 | CROPLAND (NON-IRRIGATED, USD/HA) | 177.9156
2009 | 10003 | CROPLAND (NON-IRRIGATED, USD/HA) | 187.7998
2008 | 10003 | CROPLAND (NON-IRRIGATED, USD/HA) | 150.734
2024 | 9009 | CROPLAND (NON-IRRIGATED, USD/HA) | 239.6918
2023 | 9009 | CROPLAND (NON-IRRIGATED, USD/HA) | 239.6918
2022 | 9009 | CROPLAND (NON-IRRIGATED, USD/HA) | 197.684
2024 | 51127 | CROPLAND (NON-IRRIGATED, USD/HA) | 208.8037
2023 | 51127 | CROPLAND (NON-IRRIGATED, USD/HA) | 184.0932
2022 | 51127 | CROPLAND (NON-IRRIGATED, USD/HA) | 185.3287
2021 | 51127 | CROPLAND (NON-IRRIGATED, USD/HA) | 161.8538
2024 | 9011 | CROPLAND (NON-IRRIGATED, USD/HA) | 203.8616
2023 | 9011 | CROPLAND (NON-IRRIGATED, USD/HA) | 207.5682
2022 | 9011 | CROPLAND (NON-IRRIGATED, USD/HA) | 179.1511
2021 | 9011 | CROPLAND (NON-IRRIGATED, USD/HA) | 180.3867
2019 | 9011 | CROPLAND (NON-IRRIGATED, USD/HA) | 150.734
2017 | 9011 | CROPLAND (NON-IRRIGATED, USD/HA) | 119.8459
2016 | 9011 | CROPLAND (NON-IRRIGATED, USD/HA) | 119.8459
2014 | 9011 | CROPLAND (NON-IRRIGATED, USD/HA) | 148.263
2013 | 9011 | CROPLAND (NON-IRRIGATED, USD/HA) | 123.5525
2012 | 9011 | CROPLAND (NON-IRRIGATED, USD/HA) | 138.3788
2011 | 9011 | CROPLAND (NON-IRRIGATED, USD/HA) | 116.1393
2010 | 9011 | CROPLAND (NON-IRRIGATED, USD/HA) | 124.788
2023 | 29143 | CROPLAND (NON-IRRIGATED, USD/HA) | 365.7154
2022 | 29143 | CROPLAND (NON-IRRIGATED, USD/HA) | 343.476
2021 | 29143 | CROPLAND (NON-IRRIGATED, USD/HA) | 333.5917
2020 | 29143 | CROPLAND (NON-IRRIGATED, USD/HA) | 363.2443
2017 | 29143 | CROPLAND (NON-IRRIGATED, USD/HA) | 313.8234
2016 | 29143 | CROPLAND (NON-IRRIGATED, USD/HA) | 303.9391
2014 | 29143 | CROPLAND (NON-IRRIGATED, USD/HA) | 303.9391
2013 | 29143 | CROPLAND (NON-IRRIGATED, USD/HA) | 269.3444
2012 | 29143 | CROPLAND (NON-IRRIGATED, USD/HA) | 216.2169
2011 | 29143 | CROPLAND (NON-IRRIGATED, USD/HA) | 281.6997
2010 | 29143 | CROPLAND (NON-IRRIGATED, USD/HA) | 252.0471
2009 | 29143 | CROPLAND (NON-IRRIGATED, USD/HA) | 244.6339
2024 | 26123 | CROPLAND (NON-IRRIGATED, USD/HA) | 233.5142
2023 | 26123 | CROPLAND (NON-IRRIGATED, USD/HA) | 206.3327
2022 | 26123 | CROPLAND (NON-IRRIGATED, USD/HA) | 201.3906
2021 | 26123 | CROPLAND (NON-IRRIGATED, USD/HA) | 168.0314
2020 | 26123 | CROPLAND (NON-IRRIGATED, USD/HA) | 179.1511
2019 | 26123 | CROPLAND (NON-IRRIGATED, USD/HA) | 187.7998
2017 | 26123 | CROPLAND (NON-IRRIGATED, USD/HA) | 172.9735
2016 | 26123 | CROPLAND (NON-IRRIGATED, USD/HA) | 143.3209
2014 | 26123 | CROPLAND (NON-IRRIGATED, USD/HA) | 163.0893
2013 | 26123 | CROPLAND (NON-IRRIGATED, USD/HA) | 165.5603
2010 | 26123 | CROPLAND (NON-IRRIGATED, USD/HA) | 106.2552
2009 | 26123 | CROPLAND (NON-IRRIGATED, USD/HA) | 126.0236
2008 | 26123 | CROPLAND (NON-IRRIGATED, USD/HA) | 123.5525
2024 | 45071 | CROPLAND (NON-IRRIGATED, USD/HA) | 98.842
2023 | 45071 | CROPLAND (NON-IRRIGATED, USD/HA) | 108.7262
2022 | 45071 | CROPLAND (NON-IRRIGATED, USD/HA) | 79.0736
2021 | 45071 | CROPLAND (NON-IRRIGATED, USD/HA) | 80.3091
2020 | 45071 | CROPLAND (NON-IRRIGATED, USD/HA) | 91.4288
2019 | 45071 | CROPLAND (NON-IRRIGATED, USD/HA) | 91.4288
2017 | 45071 | CROPLAND (NON-IRRIGATED, USD/HA) | 80.3091
2016 | 45071 | CROPLAND (NON-IRRIGATED, USD/HA) | 66.7184
2014 | 45071 | CROPLAND (NON-IRRIGATED, USD/HA) | 72.896
2013 | 45071 | CROPLAND (NON-IRRIGATED, USD/HA) | 66.7184
2012 | 45071 | CROPLAND (NON-IRRIGATED, USD/HA) | 65.4828
2011 | 45071 | CROPLAND (NON-IRRIGATED, USD/HA) | 67.9539
2010 | 45071 | CROPLAND (NON-IRRIGATED, USD/HA) | 58.0697
2009 | 45071 | CROPLAND (NON-IRRIGATED, USD/HA) | 61.7762
2024 | 5101 | CROPLAND (NON-IRRIGATED, USD/HA) | 76.6025
2024 | 13217 | CROPLAND (NON-IRRIGATED, USD/HA) | 58.0697
2024 | 18111 | CROPLAND (NON-IRRIGATED, USD/HA) | 649.8862
2024 | 28101 | CROPLAND (NON-IRRIGATED, USD/HA) | 65.4828
2024 | 29145 | CROPLAND (NON-IRRIGATED, USD/HA) | 133.4367
2023 | 13217 | CROPLAND (NON-IRRIGATED, USD/HA) | 54.3631
2023 | 18111 | CROPLAND (NON-IRRIGATED, USD/HA) | 600.4651
2023 | 28101 | CROPLAND (NON-IRRIGATED, USD/HA) | 67.9539
2023 | 29145 | CROPLAND (NON-IRRIGATED, USD/HA) | 128.4946
2022 | 5101 | CROPLAND (NON-IRRIGATED, USD/HA) | 55.5986
2022 | 13217 | CROPLAND (NON-IRRIGATED, USD/HA) | 63.0118
2022 | 18111 | CROPLAND (NON-IRRIGATED, USD/HA) | 551.0441
2022 | 28101 | CROPLAND (NON-IRRIGATED, USD/HA) | 48.1855
2022 | 29145 | CROPLAND (NON-IRRIGATED, USD/HA) | 150.734
2021 | 5101 | CROPLAND (NON-IRRIGATED, USD/HA) | 53.1276
2021 | 13217 | CROPLAND (NON-IRRIGATED, USD/HA) | 76.6025
2021 | 18111 | CROPLAND (NON-IRRIGATED, USD/HA) | 553.5152
2021 | 28101 | CROPLAND (NON-IRRIGATED, USD/HA) | 70.4249
2021 | 29145 | CROPLAND (NON-IRRIGATED, USD/HA) | 145.7919
2020 | 5101 | CROPLAND (NON-IRRIGATED, USD/HA) | 49.421
2020 | 13217 | CROPLAND (NON-IRRIGATED, USD/HA) | 75.367
2020 | 18111 | CROPLAND (NON-IRRIGATED, USD/HA) | 516.4494
2020 | 28101 | CROPLAND (NON-IRRIGATED, USD/HA) | 53.1276
2020 | 29145 | CROPLAND (NON-IRRIGATED, USD/HA) | 128.4946
2019 | 5101 | CROPLAND (NON-IRRIGATED, USD/HA) | 72.896
2019 | 13217 | CROPLAND (NON-IRRIGATED, USD/HA) | 64.2473
2019 | 18111 | CROPLAND (NON-IRRIGATED, USD/HA) | 513.9784
2019 | 28101 | CROPLAND (NON-IRRIGATED, USD/HA) | 51.892
2019 | 29145 | CROPLAND (NON-IRRIGATED, USD/HA) | 128.4946
2017 | 5101 | CROPLAND (NON-IRRIGATED, USD/HA) | 53.1276
2017 | 13217 | CROPLAND (NON-IRRIGATED, USD/HA) | 61.7762
2017 | 18111 | CROPLAND (NON-IRRIGATED, USD/HA) | 494.21
2017 | 28101 | CROPLAND (NON-IRRIGATED, USD/HA) | 58.0697
2017 | 29145 | CROPLAND (NON-IRRIGATED, USD/HA) | 113.6683
2017 | 48351 | CROPLAND (NON-IRRIGATED, USD/HA) | 35.8302
2016 | 13217 | CROPLAND (NON-IRRIGATED, USD/HA) | 64.2473
2016 | 18111 | CROPLAND (NON-IRRIGATED, USD/HA) | 509.0363
2016 | 28101 | CROPLAND (NON-IRRIGATED, USD/HA) | 46.95
2016 | 29145 | CROPLAND (NON-IRRIGATED, USD/HA) | 116.1393
2014 | 5101 | CROPLAND (NON-IRRIGATED, USD/HA) | 49.421
2014 | 13217 | CROPLAND (NON-IRRIGATED, USD/HA) | 75.367
2014 | 18111 | CROPLAND (NON-IRRIGATED, USD/HA) | 593.052
2014 | 28101 | CROPLAND (NON-IRRIGATED, USD/HA) | 49.421
2014 | 29145 | CROPLAND (NON-IRRIGATED, USD/HA) | 137.1433
2014 | 48351 | CROPLAND (NON-IRRIGATED, USD/HA) | 37.0658
2013 | 5101 | CROPLAND (NON-IRRIGATED, USD/HA) | 51.892
2013 | 13217 | CROPLAND (NON-IRRIGATED, USD/HA) | 63.0118
2013 | 18111 | CROPLAND (NON-IRRIGATED, USD/HA) | 555.9863
2013 | 28101 | CROPLAND (NON-IRRIGATED, USD/HA) | 37.0658
2013 | 29145 | CROPLAND (NON-IRRIGATED, USD/HA) | 105.0196
2012 | 5101 | CROPLAND (NON-IRRIGATED, USD/HA) | 55.5986
2012 | 13217 | CROPLAND (NON-IRRIGATED, USD/HA) | 59.3052
2012 | 18111 | CROPLAND (NON-IRRIGATED, USD/HA) | 531.2758
2012 | 28101 | CROPLAND (NON-IRRIGATED, USD/HA) | 55.5986
2012 | 29145 | CROPLAND (NON-IRRIGATED, USD/HA) | 129.7301
2012 | 48351 | CROPLAND (NON-IRRIGATED, USD/HA) | 30.8881
2011 | 5101 | CROPLAND (NON-IRRIGATED, USD/HA) | 46.95
2011 | 13217 | CROPLAND (NON-IRRIGATED, USD/HA) | 65.4828
2011 | 28101 | CROPLAND (NON-IRRIGATED, USD/HA) | 58.0697
2011 | 29145 | CROPLAND (NON-IRRIGATED, USD/HA) | 135.9077
2011 | 48351 | CROPLAND (NON-IRRIGATED, USD/HA) | 33.3592
2010 | 13217 | CROPLAND (NON-IRRIGATED, USD/HA) | 80.3091
2010 | 18111 | CROPLAND (NON-IRRIGATED, USD/HA) | 383.0127
2010 | 28101 | CROPLAND (NON-IRRIGATED, USD/HA) | 43.2434
2010 | 29145 | CROPLAND (NON-IRRIGATED, USD/HA) | 145.7919
2010 | 48351 | CROPLAND (NON-IRRIGATED, USD/HA) | 35.8302
2009 | 13217 | CROPLAND (NON-IRRIGATED, USD/HA) | 60.5407
2009 | 18111 | CROPLAND (NON-IRRIGATED, USD/HA) | 378.0707
2009 | 28101 | CROPLAND (NON-IRRIGATED, USD/HA) | 37.0658
2009 | 29145 | CROPLAND (NON-IRRIGATED, USD/HA) | 135.9077
2009 | 48351 | CROPLAND (NON-IRRIGATED, USD/HA) | 39.5368
2008 | 18111 | CROPLAND (NON-IRRIGATED, USD/HA) | 368.1864
2024 | 16069 | CROPLAND (NON-IRRIGATED, USD/HA) | 205.0971
2023 | 16069 | CROPLAND (NON-IRRIGATED, USD/HA) | 216.2169
2022 | 16069 | CROPLAND (NON-IRRIGATED, USD/HA) | 205.0971
2021 | 16069 | CROPLAND (NON-IRRIGATED, USD/HA) | 205.0971
2020 | 16069 | CROPLAND (NON-IRRIGATED, USD/HA) | 206.3327
2019 | 16069 | CROPLAND (NON-IRRIGATED, USD/HA) | 187.7998
2017 | 16069 | CROPLAND (NON-IRRIGATED, USD/HA) | 189.0353
2016 | 16069 | CROPLAND (NON-IRRIGATED, USD/HA) | 190.2708
2014 | 16069 | CROPLAND (NON-IRRIGATED, USD/HA) | 205.0971
2013 | 16069 | CROPLAND (NON-IRRIGATED, USD/HA) | 191.5064
2012 | 16069 | CROPLAND (NON-IRRIGATED, USD/HA) | 182.8577
2011 | 16069 | CROPLAND (NON-IRRIGATED, USD/HA) | 201.3906
2010 | 16069 | CROPLAND (NON-IRRIGATED, USD/HA) | 202.6261
2009 | 16069 | CROPLAND (NON-IRRIGATED, USD/HA) | 180.3867
2024 | 36063 | CROPLAND (NON-IRRIGATED, USD/HA) | 147.0275
2023 | 36063 | CROPLAND (NON-IRRIGATED, USD/HA) | 148.263
2022 | 36063 | CROPLAND (NON-IRRIGATED, USD/HA) | 142.0854
2021 | 36063 | CROPLAND (NON-IRRIGATED, USD/HA) | 142.0854
2020 | 36063 | CROPLAND (NON-IRRIGATED, USD/HA) | 132.2012
2019 | 36063 | CROPLAND (NON-IRRIGATED, USD/HA) | 119.8459
2017 | 36063 | CROPLAND (NON-IRRIGATED, USD/HA) | 128.4946
2016 | 36063 | CROPLAND (NON-IRRIGATED, USD/HA) | 111.1972
2014 | 36063 | CROPLAND (NON-IRRIGATED, USD/HA) | 98.842
2013 | 36063 | CROPLAND (NON-IRRIGATED, USD/HA) | 85.2512
2012 | 36063 | CROPLAND (NON-IRRIGATED, USD/HA) | 87.7223
2011 | 36063 | CROPLAND (NON-IRRIGATED, USD/HA) | 84.0157
2010 | 36063 | CROPLAND (NON-IRRIGATED, USD/HA) | 66.7184
2009 | 36063 | CROPLAND (NON-IRRIGATED, USD/HA) | 71.6604
2008 | 36063 | CROPLAND (NON-IRRIGATED, USD/HA) | 103.7841
2024 | 21181 | CROPLAND (NON-IRRIGATED, USD/HA) | 256.9892
2023 | 21181 | CROPLAND (NON-IRRIGATED, USD/HA) | 286.6418
2023 | 54067 | CROPLAND (NON-IRRIGATED, USD/HA) | 66.7184
2021 | 54067 | CROPLAND (NON-IRRIGATED, USD/HA) | 51.892
2020 | 54067 | CROPLAND (NON-IRRIGATED, USD/HA) | 64.2473
2019 | 54067 | CROPLAND (NON-IRRIGATED, USD/HA) | 59.3052
2017 | 21181 | CROPLAND (NON-IRRIGATED, USD/HA) | 271.8155
2017 | 54067 | CROPLAND (NON-IRRIGATED, USD/HA) | 84.0157
2016 | 21181 | CROPLAND (NON-IRRIGATED, USD/HA) | 247.105
2016 | 54067 | CROPLAND (NON-IRRIGATED, USD/HA) | 59.3052
2014 | 54067 | CROPLAND (NON-IRRIGATED, USD/HA) | 61.7762
2013 | 21181 | CROPLAND (NON-IRRIGATED, USD/HA) | 195.213
2013 | 54067 | CROPLAND (NON-IRRIGATED, USD/HA) | 74.1315
2012 | 21181 | CROPLAND (NON-IRRIGATED, USD/HA) | 206.3327
2012 | 54067 | CROPLAND (NON-IRRIGATED, USD/HA) | 81.5447
2011 | 21181 | CROPLAND (NON-IRRIGATED, USD/HA) | 190.2708
2011 | 54067 | CROPLAND (NON-IRRIGATED, USD/HA) | 82.7802
2010 | 54067 | CROPLAND (NON-IRRIGATED, USD/HA) | 92.6644
2009 | 21181 | CROPLAND (NON-IRRIGATED, USD/HA) | 165.5603
2009 | 54067 | CROPLAND (NON-IRRIGATED, USD/HA) | 29.6526
2024 | 27103 | CROPLAND (NON-IRRIGATED, USD/HA) | 625.1757
2023 | 27103 | CROPLAND (NON-IRRIGATED, USD/HA) | 575.7546
2021 | 27103 | CROPLAND (NON-IRRIGATED, USD/HA) | 560.9284
2020 | 27103 | CROPLAND (NON-IRRIGATED, USD/HA) | 513.9784
2019 | 27103 | CROPLAND (NON-IRRIGATED, USD/HA) | 513.9784
2017 | 27103 | CROPLAND (NON-IRRIGATED, USD/HA) | 531.2758
2016 | 27103 | CROPLAND (NON-IRRIGATED, USD/HA) | 578.2257
2014 | 27103 | CROPLAND (NON-IRRIGATED, USD/HA) | 682.0098
2013 | 27103 | CROPLAND (NON-IRRIGATED, USD/HA) | 602.9362
2012 | 27103 | CROPLAND (NON-IRRIGATED, USD/HA) | 578.2257
2011 | 27103 | CROPLAND (NON-IRRIGATED, USD/HA) | 452.2022
2010 | 27103 | CROPLAND (NON-IRRIGATED, USD/HA) | 395.368
2009 | 27103 | CROPLAND (NON-IRRIGATED, USD/HA) | 355.8312
2008 | 27103 | CROPLAND (NON-IRRIGATED, USD/HA) | 363.2443
2013 | 56027 | CROPLAND (NON-IRRIGATED, USD/HA) | 29.6526
2012 | 56027 | CROPLAND (NON-IRRIGATED, USD/HA) | 30.8881
2024 | 18113 | CROPLAND (NON-IRRIGATED, USD/HA) | 476.9126
2024 | 39121 | CROPLAND (NON-IRRIGATED, USD/HA) | 143.3209
2024 | 40103 | CROPLAND (NON-IRRIGATED, USD/HA) | 90.1933
2023 | 18113 | CROPLAND (NON-IRRIGATED, USD/HA) | 420.0785
2023 | 39121 | CROPLAND (NON-IRRIGATED, USD/HA) | 109.9617
2023 | 40103 | CROPLAND (NON-IRRIGATED, USD/HA) | 76.6025
2022 | 18113 | CROPLAND (NON-IRRIGATED, USD/HA) | 420.0785
2022 | 39121 | CROPLAND (NON-IRRIGATED, USD/HA) | 114.9038
2022 | 40103 | CROPLAND (NON-IRRIGATED, USD/HA) | 84.0157
2021 | 18113 | CROPLAND (NON-IRRIGATED, USD/HA) | 402.7811
2021 | 39121 | CROPLAND (NON-IRRIGATED, USD/HA) | 82.7802
2021 | 40103 | CROPLAND (NON-IRRIGATED, USD/HA) | 86.4868
2020 | 18113 | CROPLAND (NON-IRRIGATED, USD/HA) | 385.4838
2020 | 39121 | CROPLAND (NON-IRRIGATED, USD/HA) | 64.2473
2020 | 40103 | CROPLAND (NON-IRRIGATED, USD/HA) | 86.4868
2019 | 18113 | CROPLAND (NON-IRRIGATED, USD/HA) | 370.6575
2019 | 39121 | CROPLAND (NON-IRRIGATED, USD/HA) | 65.4828
2019 | 40103 | CROPLAND (NON-IRRIGATED, USD/HA) | 88.9578
2017 | 18113 | CROPLAND (NON-IRRIGATED, USD/HA) | 395.368
2017 | 39121 | CROPLAND (NON-IRRIGATED, USD/HA) | 67.9539
2017 | 40103 | CROPLAND (NON-IRRIGATED, USD/HA) | 87.7223
2016 | 18113 | CROPLAND (NON-IRRIGATED, USD/HA) | 370.6575
2016 | 39121 | CROPLAND (NON-IRRIGATED, USD/HA) | 69.1894
2016 | 40103 | CROPLAND (NON-IRRIGATED, USD/HA) | 86.4868
2014 | 18113 | CROPLAND (NON-IRRIGATED, USD/HA) | 358.3023
2014 | 39121 | CROPLAND (NON-IRRIGATED, USD/HA) | 70.4249
2014 | 40103 | CROPLAND (NON-IRRIGATED, USD/HA) | 88.9578
2013 | 18113 | CROPLAND (NON-IRRIGATED, USD/HA) | 341.0049
2013 | 39121 | CROPLAND (NON-IRRIGATED, USD/HA) | 60.5407
2013 | 40103 | CROPLAND (NON-IRRIGATED, USD/HA) | 90.1933
2012 | 18113 | CROPLAND (NON-IRRIGATED, USD/HA) | 343.476
2011 | 18113 | CROPLAND (NON-IRRIGATED, USD/HA) | 311.3523
2011 | 39121 | CROPLAND (NON-IRRIGATED, USD/HA) | 58.0697
2011 | 40103 | CROPLAND (NON-IRRIGATED, USD/HA) | 85.2512
2010 | 18113 | CROPLAND (NON-IRRIGATED, USD/HA) | 276.7576
2010 | 39121 | CROPLAND (NON-IRRIGATED, USD/HA) | 59.3052
2010 | 40103 | CROPLAND (NON-IRRIGATED, USD/HA) | 84.0157
2009 | 18113 | CROPLAND (NON-IRRIGATED, USD/HA) | 269.3444
2009 | 40103 | CROPLAND (NON-IRRIGATED, USD/HA) | 79.0736
2008 | 18113 | CROPLAND (NON-IRRIGATED, USD/HA) | 264.4024
2008 | 40103 | CROPLAND (NON-IRRIGATED, USD/HA) | 79.0736
2023 | 27105 | CROPLAND (NON-IRRIGATED, USD/HA) | 548.5731
2022 | 27105 | CROPLAND (NON-IRRIGATED, USD/HA) | 573.2836
2021 | 27105 | CROPLAND (NON-IRRIGATED, USD/HA) | 509.0363
2020 | 27105 | CROPLAND (NON-IRRIGATED, USD/HA) | 454.6732
2019 | 27105 | CROPLAND (NON-IRRIGATED, USD/HA) | 501.6232
2017 | 27105 | CROPLAND (NON-IRRIGATED, USD/HA) | 467.0285
2016 | 27105 | CROPLAND (NON-IRRIGATED, USD/HA) | 511.5073
2014 | 27105 | CROPLAND (NON-IRRIGATED, USD/HA) | 521.3915
2013 | 27105 | CROPLAND (NON-IRRIGATED, USD/HA) | 523.8626
2012 | 27105 | CROPLAND (NON-IRRIGATED, USD/HA) | 457.1442
2011 | 27105 | CROPLAND (NON-IRRIGATED, USD/HA) | 420.0785
2010 | 27105 | CROPLAND (NON-IRRIGATED, USD/HA) | 365.7154
2009 | 27105 | CROPLAND (NON-IRRIGATED, USD/HA) | 348.418
2008 | 27105 | CROPLAND (NON-IRRIGATED, USD/HA) | 331.1207
2024 | 29147 | CROPLAND (NON-IRRIGATED, USD/HA) | 420.0785
2023 | 29147 | CROPLAND (NON-IRRIGATED, USD/HA) | 425.0206
2022 | 29147 | CROPLAND (NON-IRRIGATED, USD/HA) | 432.4337
2021 | 29147 | CROPLAND (NON-IRRIGATED, USD/HA) | 425.0206
2020 | 29147 | CROPLAND (NON-IRRIGATED, USD/HA) | 420.0785
2019 | 29147 | CROPLAND (NON-IRRIGATED, USD/HA) | 422.5496
2017 | 29147 | CROPLAND (NON-IRRIGATED, USD/HA) | 422.5496
2016 | 29147 | CROPLAND (NON-IRRIGATED, USD/HA) | 437.3759
2014 | 29147 | CROPLAND (NON-IRRIGATED, USD/HA) | 551.0441
2013 | 29147 | CROPLAND (NON-IRRIGATED, USD/HA) | 365.7154
2012 | 29147 | CROPLAND (NON-IRRIGATED, USD/HA) | 341.0049
2011 | 29147 | CROPLAND (NON-IRRIGATED, USD/HA) | 341.0049
2010 | 29147 | CROPLAND (NON-IRRIGATED, USD/HA) | 276.7576
2009 | 29147 | CROPLAND (NON-IRRIGATED, USD/HA) | 274.2865
2008 | 29147 | CROPLAND (NON-IRRIGATED, USD/HA) | 243.3984
2024 | 48353 | CROPLAND (NON-IRRIGATED, USD/HA) | 74.1315
2023 | 48353 | CROPLAND (NON-IRRIGATED, USD/HA) | 59.3052
2022 | 48353 | CROPLAND (NON-IRRIGATED, USD/HA) | 35.8302
2021 | 48353 | CROPLAND (NON-IRRIGATED, USD/HA) | 70.4249
2020 | 48353 | CROPLAND (NON-IRRIGATED, USD/HA) | 67.9539
2019 | 48353 | CROPLAND (NON-IRRIGATED, USD/HA) | 61.7762
2017 | 48353 | CROPLAND (NON-IRRIGATED, USD/HA) | 64.2473
2013 | 48353 | CROPLAND (NON-IRRIGATED, USD/HA) | 51.892
2012 | 48353 | CROPLAND (NON-IRRIGATED, USD/HA) | 61.7762
2011 | 48353 | CROPLAND (NON-IRRIGATED, USD/HA) | 44.4789
2010 | 48353 | CROPLAND (NON-IRRIGATED, USD/HA) | 51.892
2009 | 48353 | CROPLAND (NON-IRRIGATED, USD/HA) | 51.892
2021 | 25021 | CROPLAND (NON-IRRIGATED, USD/HA) | 180.3867
2024 | 27107 | CROPLAND (NON-IRRIGATED, USD/HA) | 373.1286
2023 | 27107 | CROPLAND (NON-IRRIGATED, USD/HA) | 368.1864
2022 | 27107 | CROPLAND (NON-IRRIGATED, USD/HA) | 326.1786
2021 | 27107 | CROPLAND (NON-IRRIGATED, USD/HA) | 306.4102
2020 | 27107 | CROPLAND (NON-IRRIGATED, USD/HA) | 306.4102
2019 | 27107 | CROPLAND (NON-IRRIGATED, USD/HA) | 298.9971
2017 | 27107 | CROPLAND (NON-IRRIGATED, USD/HA) | 271.8155
2016 | 27107 | CROPLAND (NON-IRRIGATED, USD/HA) | 298.9971
2014 | 27107 | CROPLAND (NON-IRRIGATED, USD/HA) | 286.6418
2013 | 27107 | CROPLAND (NON-IRRIGATED, USD/HA) | 291.5839
2012 | 27107 | CROPLAND (NON-IRRIGATED, USD/HA) | 291.5839
2011 | 27107 | CROPLAND (NON-IRRIGATED, USD/HA) | 218.6879
2010 | 27107 | CROPLAND (NON-IRRIGATED, USD/HA) | 180.3867
2009 | 27107 | CROPLAND (NON-IRRIGATED, USD/HA) | 174.209
2008 | 27107 | CROPLAND (NON-IRRIGATED, USD/HA) | 181.6222
2024 | 37131 | CROPLAND (NON-IRRIGATED, USD/HA) | 276.7576
2024 | 42095 | CROPLAND (NON-IRRIGATED, USD/HA) | 175.4445
2024 | 51131 | CROPLAND (NON-IRRIGATED, USD/HA) | 185.3287
2023 | 37131 | CROPLAND (NON-IRRIGATED, USD/HA) | 284.1707
2023 | 42095 | CROPLAND (NON-IRRIGATED, USD/HA) | 192.7419
2023 | 51131 | CROPLAND (NON-IRRIGATED, USD/HA) | 213.7458
2022 | 37131 | CROPLAND (NON-IRRIGATED, USD/HA) | 264.4024
2022 | 42095 | CROPLAND (NON-IRRIGATED, USD/HA) | 175.4445
2022 | 51131 | CROPLAND (NON-IRRIGATED, USD/HA) | 213.7458
2021 | 37131 | CROPLAND (NON-IRRIGATED, USD/HA) | 264.4024
2021 | 42095 | CROPLAND (NON-IRRIGATED, USD/HA) | 201.3906
2021 | 51131 | CROPLAND (NON-IRRIGATED, USD/HA) | 181.6222
2020 | 37131 | CROPLAND (NON-IRRIGATED, USD/HA) | 256.9892
2020 | 42095 | CROPLAND (NON-IRRIGATED, USD/HA) | 182.8577
2020 | 51131 | CROPLAND (NON-IRRIGATED, USD/HA) | 195.213
2019 | 37131 | CROPLAND (NON-IRRIGATED, USD/HA) | 244.6339
2019 | 42095 | CROPLAND (NON-IRRIGATED, USD/HA) | 216.2169
2019 | 51131 | CROPLAND (NON-IRRIGATED, USD/HA) | 197.684
2017 | 37131 | CROPLAND (NON-IRRIGATED, USD/HA) | 247.105
2017 | 42095 | CROPLAND (NON-IRRIGATED, USD/HA) | 227.3366
2017 | 51131 | CROPLAND (NON-IRRIGATED, USD/HA) | 227.3366
2016 | 37131 | CROPLAND (NON-IRRIGATED, USD/HA) | 237.2208
2016 | 42095 | CROPLAND (NON-IRRIGATED, USD/HA) | 197.684
2016 | 51131 | CROPLAND (NON-IRRIGATED, USD/HA) | 205.0971
2014 | 37131 | CROPLAND (NON-IRRIGATED, USD/HA) | 234.7498
2014 | 42095 | CROPLAND (NON-IRRIGATED, USD/HA) | 197.684
2014 | 51131 | CROPLAND (NON-IRRIGATED, USD/HA) | 185.3287
2013 | 37131 | CROPLAND (NON-IRRIGATED, USD/HA) | 231.0432
2013 | 42095 | CROPLAND (NON-IRRIGATED, USD/HA) | 168.0314
2013 | 51131 | CROPLAND (NON-IRRIGATED, USD/HA) | 176.6801
2012 | 37131 | CROPLAND (NON-IRRIGATED, USD/HA) | 214.9813
2012 | 42095 | CROPLAND (NON-IRRIGATED, USD/HA) | 151.9696
2012 | 51131 | CROPLAND (NON-IRRIGATED, USD/HA) | 180.3867
2011 | 37131 | CROPLAND (NON-IRRIGATED, USD/HA) | 221.159
2011 | 42095 | CROPLAND (NON-IRRIGATED, USD/HA) | 147.0275
2011 | 51131 | CROPLAND (NON-IRRIGATED, USD/HA) | 171.738
2010 | 37131 | CROPLAND (NON-IRRIGATED, USD/HA) | 197.684
2010 | 42095 | CROPLAND (NON-IRRIGATED, USD/HA) | 142.0854
2010 | 51131 | CROPLAND (NON-IRRIGATED, USD/HA) | 150.734
2009 | 37131 | CROPLAND (NON-IRRIGATED, USD/HA) | 195.213
2009 | 42095 | CROPLAND (NON-IRRIGATED, USD/HA) | 124.788
2009 | 51131 | CROPLAND (NON-IRRIGATED, USD/HA) | 153.2051
2008 | 37131 | CROPLAND (NON-IRRIGATED, USD/HA) | 169.2669
2008 | 42095 | CROPLAND (NON-IRRIGATED, USD/HA) | 124.788
2024 | 42097 | CROPLAND (NON-IRRIGATED, USD/HA) | 286.6418
2024 | 51133 | CROPLAND (NON-IRRIGATED, USD/HA) | 219.9235
2023 | 42097 | CROPLAND (NON-IRRIGATED, USD/HA) | 231.0432
2023 | 51133 | CROPLAND (NON-IRRIGATED, USD/HA) | 217.4524
2022 | 42097 | CROPLAND (NON-IRRIGATED, USD/HA) | 279.2287
2022 | 51133 | CROPLAND (NON-IRRIGATED, USD/HA) | 207.5682
2021 | 42097 | CROPLAND (NON-IRRIGATED, USD/HA) | 242.1629
2021 | 51133 | CROPLAND (NON-IRRIGATED, USD/HA) | 198.9195
2020 | 42097 | CROPLAND (NON-IRRIGATED, USD/HA) | 252.0471
2020 | 51133 | CROPLAND (NON-IRRIGATED, USD/HA) | 182.8577
2019 | 42097 | CROPLAND (NON-IRRIGATED, USD/HA) | 256.9892
2019 | 51133 | CROPLAND (NON-IRRIGATED, USD/HA) | 195.213
2017 | 42097 | CROPLAND (NON-IRRIGATED, USD/HA) | 177.9156
2017 | 51133 | CROPLAND (NON-IRRIGATED, USD/HA) | 182.8577
2016 | 42097 | CROPLAND (NON-IRRIGATED, USD/HA) | 189.0353
2016 | 51133 | CROPLAND (NON-IRRIGATED, USD/HA) | 185.3287
2014 | 42097 | CROPLAND (NON-IRRIGATED, USD/HA) | 190.2708
2014 | 51133 | CROPLAND (NON-IRRIGATED, USD/HA) | 185.3287
2013 | 42097 | CROPLAND (NON-IRRIGATED, USD/HA) | 190.2708
2013 | 51133 | CROPLAND (NON-IRRIGATED, USD/HA) | 168.0314
2012 | 42097 | CROPLAND (NON-IRRIGATED, USD/HA) | 159.3827
2012 | 51133 | CROPLAND (NON-IRRIGATED, USD/HA) | 177.9156
2011 | 42097 | CROPLAND (NON-IRRIGATED, USD/HA) | 190.2708
2011 | 51133 | CROPLAND (NON-IRRIGATED, USD/HA) | 164.3248
2010 | 42097 | CROPLAND (NON-IRRIGATED, USD/HA) | 128.4946
2010 | 51133 | CROPLAND (NON-IRRIGATED, USD/HA) | 133.4367
2009 | 42097 | CROPLAND (NON-IRRIGATED, USD/HA) | 133.4367
2009 | 51133 | CROPLAND (NON-IRRIGATED, USD/HA) | 160.6182
2008 | 42097 | CROPLAND (NON-IRRIGATED, USD/HA) | 124.788
2024 | 20137 | CROPLAND (NON-IRRIGATED, USD/HA) | 127.2591
2023 | 20137 | CROPLAND (NON-IRRIGATED, USD/HA) | 133.4367
2022 | 20137 | CROPLAND (NON-IRRIGATED, USD/HA) | 119.8459
2021 | 20137 | CROPLAND (NON-IRRIGATED, USD/HA) | 114.9038
2020 | 20137 | CROPLAND (NON-IRRIGATED, USD/HA) | 118.6104
2019 | 20137 | CROPLAND (NON-IRRIGATED, USD/HA) | 116.1393
2017 | 20137 | CROPLAND (NON-IRRIGATED, USD/HA) | 113.6683
2016 | 20137 | CROPLAND (NON-IRRIGATED, USD/HA) | 100.0775
2014 | 20137 | CROPLAND (NON-IRRIGATED, USD/HA) | 101.3131
2013 | 20137 | CROPLAND (NON-IRRIGATED, USD/HA) | 106.2552
2012 | 20137 | CROPLAND (NON-IRRIGATED, USD/HA) | 100.0775
2011 | 20137 | CROPLAND (NON-IRRIGATED, USD/HA) | 88.9578
2010 | 20137 | CROPLAND (NON-IRRIGATED, USD/HA) | 87.7223
2009 | 20137 | CROPLAND (NON-IRRIGATED, USD/HA) | 88.9578
2008 | 20137 | CROPLAND (NON-IRRIGATED, USD/HA) | 91.4288
2024 | 51135 | CROPLAND (NON-IRRIGATED, USD/HA) | 85.2512
2023 | 51135 | CROPLAND (NON-IRRIGATED, USD/HA) | 97.6065
2022 | 51135 | CROPLAND (NON-IRRIGATED, USD/HA) | 93.8999
2021 | 51135 | CROPLAND (NON-IRRIGATED, USD/HA) | 79.0736
2020 | 51135 | CROPLAND (NON-IRRIGATED, USD/HA) | 70.4249
2019 | 51135 | CROPLAND (NON-IRRIGATED, USD/HA) | 76.6025
2017 | 51135 | CROPLAND (NON-IRRIGATED, USD/HA) | 84.0157
2014 | 51135 | CROPLAND (NON-IRRIGATED, USD/HA) | 55.5986
2013 | 51135 | CROPLAND (NON-IRRIGATED, USD/HA) | 56.8342
2012 | 51135 | CROPLAND (NON-IRRIGATED, USD/HA) | 48.1855
2011 | 51135 | CROPLAND (NON-IRRIGATED, USD/HA) | 48.1855
2010 | 51135 | CROPLAND (NON-IRRIGATED, USD/HA) | 48.1855
2009 | 51135 | CROPLAND (NON-IRRIGATED, USD/HA) | 66.7184
2024 | 40105 | CROPLAND (NON-IRRIGATED, USD/HA) | 46.95
2023 | 40105 | CROPLAND (NON-IRRIGATED, USD/HA) | 37.0658
2022 | 40105 | CROPLAND (NON-IRRIGATED, USD/HA) | 49.421
2021 | 40105 | CROPLAND (NON-IRRIGATED, USD/HA) | 65.4828
2020 | 40105 | CROPLAND (NON-IRRIGATED, USD/HA) | 65.4828
2019 | 40105 | CROPLAND (NON-IRRIGATED, USD/HA) | 66.7184
2017 | 40105 | CROPLAND (NON-IRRIGATED, USD/HA) | 60.5407
2016 | 40105 | CROPLAND (NON-IRRIGATED, USD/HA) | 59.3052
2014 | 40105 | CROPLAND (NON-IRRIGATED, USD/HA) | 50.6565
2013 | 40105 | CROPLAND (NON-IRRIGATED, USD/HA) | 51.892
2010 | 40105 | CROPLAND (NON-IRRIGATED, USD/HA) | 42.0078
2024 | 28103 | CROPLAND (NON-IRRIGATED, USD/HA) | 224.8655
2023 | 28103 | CROPLAND (NON-IRRIGATED, USD/HA) | 177.9156
2022 | 28103 | CROPLAND (NON-IRRIGATED, USD/HA) | 218.6879
2021 | 28103 | CROPLAND (NON-IRRIGATED, USD/HA) | 190.2708
2020 | 28103 | CROPLAND (NON-IRRIGATED, USD/HA) | 177.9156
2019 | 28103 | CROPLAND (NON-IRRIGATED, USD/HA) | 170.5025
2017 | 28103 | CROPLAND (NON-IRRIGATED, USD/HA) | 139.6143
2016 | 28103 | CROPLAND (NON-IRRIGATED, USD/HA) | 154.4406
2014 | 28103 | CROPLAND (NON-IRRIGATED, USD/HA) | 160.6182
2013 | 28103 | CROPLAND (NON-IRRIGATED, USD/HA) | 121.0815
2012 | 28103 | CROPLAND (NON-IRRIGATED, USD/HA) | 144.5564
2011 | 28103 | CROPLAND (NON-IRRIGATED, USD/HA) | 126.0236
2010 | 28103 | CROPLAND (NON-IRRIGATED, USD/HA) | 127.2591
2009 | 28103 | CROPLAND (NON-IRRIGATED, USD/HA) | 123.5525
2008 | 28103 | CROPLAND (NON-IRRIGATED, USD/HA) | 111.1972
2024 | 31129 | CROPLAND (NON-IRRIGATED, USD/HA) | 390.4259
2023 | 31129 | CROPLAND (NON-IRRIGATED, USD/HA) | 365.7154
2022 | 31129 | CROPLAND (NON-IRRIGATED, USD/HA) | 355.8312
2021 | 31129 | CROPLAND (NON-IRRIGATED, USD/HA) | 338.5338
2020 | 31129 | CROPLAND (NON-IRRIGATED, USD/HA) | 331.1207
2019 | 31129 | CROPLAND (NON-IRRIGATED, USD/HA) | 308.8813
2017 | 31129 | CROPLAND (NON-IRRIGATED, USD/HA) | 326.1786
2016 | 31129 | CROPLAND (NON-IRRIGATED, USD/HA) | 333.5917
2014 | 31129 | CROPLAND (NON-IRRIGATED, USD/HA) | 333.5917
2013 | 31129 | CROPLAND (NON-IRRIGATED, USD/HA) | 298.9971
2012 | 31129 | CROPLAND (NON-IRRIGATED, USD/HA) | 213.7458
2011 | 31129 | CROPLAND (NON-IRRIGATED, USD/HA) | 175.4445
2010 | 31129 | CROPLAND (NON-IRRIGATED, USD/HA) | 165.5603
2009 | 31129 | CROPLAND (NON-IRRIGATED, USD/HA) | 165.5603
2008 | 31129 | CROPLAND (NON-IRRIGATED, USD/HA) | 166.7959
2023 | 48355 | CROPLAND (NON-IRRIGATED, USD/HA) | 184.0932
2022 | 48355 | CROPLAND (NON-IRRIGATED, USD/HA) | 170.5025
2021 | 48355 | CROPLAND (NON-IRRIGATED, USD/HA) | 165.5603
2020 | 48355 | CROPLAND (NON-IRRIGATED, USD/HA) | 155.6762
2019 | 48355 | CROPLAND (NON-IRRIGATED, USD/HA) | 161.8538
2017 | 48355 | CROPLAND (NON-IRRIGATED, USD/HA) | 161.8538
2016 | 48355 | CROPLAND (NON-IRRIGATED, USD/HA) | 150.734
2014 | 48355 | CROPLAND (NON-IRRIGATED, USD/HA) | 140.8499
2013 | 48355 | CROPLAND (NON-IRRIGATED, USD/HA) | 139.6143
2012 | 48355 | CROPLAND (NON-IRRIGATED, USD/HA) | 144.5564
2011 | 48355 | CROPLAND (NON-IRRIGATED, USD/HA) | 148.263
2010 | 48355 | CROPLAND (NON-IRRIGATED, USD/HA) | 130.9657
2009 | 48355 | CROPLAND (NON-IRRIGATED, USD/HA) | 124.788
2008 | 48355 | CROPLAND (NON-IRRIGATED, USD/HA) | 149.4985
2024 | 19141 | CROPLAND (NON-IRRIGATED, USD/HA) | 793.207
2023 | 19141 | CROPLAND (NON-IRRIGATED, USD/HA) | 738.8439
2022 | 19141 | CROPLAND (NON-IRRIGATED, USD/HA) | 706.7203
2021 | 19141 | CROPLAND (NON-IRRIGATED, USD/HA) | 642.473
2020 | 19141 | CROPLAND (NON-IRRIGATED, USD/HA) | 620.2336
2019 | 19141 | CROPLAND (NON-IRRIGATED, USD/HA) | 642.473
2017 | 19141 | CROPLAND (NON-IRRIGATED, USD/HA) | 615.2914
2016 | 19141 | CROPLAND (NON-IRRIGATED, USD/HA) | 595.5231
2014 | 19141 | CROPLAND (NON-IRRIGATED, USD/HA) | 674.5966
2013 | 19141 | CROPLAND (NON-IRRIGATED, USD/HA) | 679.5387
2012 | 19141 | CROPLAND (NON-IRRIGATED, USD/HA) | 630.1178
2011 | 19141 | CROPLAND (NON-IRRIGATED, USD/HA) | 501.6232
2010 | 19141 | CROPLAND (NON-IRRIGATED, USD/HA) | 457.1442
2009 | 19141 | CROPLAND (NON-IRRIGATED, USD/HA) | 434.9048
2008 | 19141 | CROPLAND (NON-IRRIGATED, USD/HA) | 439.8469
2024 | 26125 | CROPLAND (NON-IRRIGATED, USD/HA) | 170.5025
2023 | 26125 | CROPLAND (NON-IRRIGATED, USD/HA) | 145.7919
2022 | 26125 | CROPLAND (NON-IRRIGATED, USD/HA) | 135.9077
2021 | 26125 | CROPLAND (NON-IRRIGATED, USD/HA) | 168.0314
2019 | 26125 | CROPLAND (NON-IRRIGATED, USD/HA) | 138.3788
2017 | 26125 | CROPLAND (NON-IRRIGATED, USD/HA) | 135.9077
2016 | 26125 | CROPLAND (NON-IRRIGATED, USD/HA) | 148.263
2014 | 26125 | CROPLAND (NON-IRRIGATED, USD/HA) | 108.7262
2024 | 47131 | CROPLAND (NON-IRRIGATED, USD/HA) | 417.6074
2023 | 47131 | CROPLAND (NON-IRRIGATED, USD/HA) | 432.4337
2022 | 47131 | CROPLAND (NON-IRRIGATED, USD/HA) | 383.0127
2021 | 47131 | CROPLAND (NON-IRRIGATED, USD/HA) | 355.8312
2019 | 47131 | CROPLAND (NON-IRRIGATED, USD/HA) | 383.0127
2016 | 47131 | CROPLAND (NON-IRRIGATED, USD/HA) | 370.6575
2014 | 47131 | CROPLAND (NON-IRRIGATED, USD/HA) | 360.7733
2013 | 47131 | CROPLAND (NON-IRRIGATED, USD/HA) | 328.6497
2012 | 47131 | CROPLAND (NON-IRRIGATED, USD/HA) | 316.2944
2011 | 47131 | CROPLAND (NON-IRRIGATED, USD/HA) | 266.8734
2010 | 47131 | CROPLAND (NON-IRRIGATED, USD/HA) | 239.6918
2009 | 47131 | CROPLAND (NON-IRRIGATED, USD/HA) | 239.6918
2008 | 47131 | CROPLAND (NON-IRRIGATED, USD/HA) | 247.105
2024 | 26127 | CROPLAND (NON-IRRIGATED, USD/HA) | 155.6762
2023 | 26127 | CROPLAND (NON-IRRIGATED, USD/HA) | 175.4445
2022 | 26127 | CROPLAND (NON-IRRIGATED, USD/HA) | 206.3327
2021 | 26127 | CROPLAND (NON-IRRIGATED, USD/HA) | 197.684
2017 | 26127 | CROPLAND (NON-IRRIGATED, USD/HA) | 185.3287
2016 | 26127 | CROPLAND (NON-IRRIGATED, USD/HA) | 140.8499
2014 | 26127 | CROPLAND (NON-IRRIGATED, USD/HA) | 165.5603
2013 | 26127 | CROPLAND (NON-IRRIGATED, USD/HA) | 158.1472
2012 | 26127 | CROPLAND (NON-IRRIGATED, USD/HA) | 153.2051
2011 | 26127 | CROPLAND (NON-IRRIGATED, USD/HA) | 153.2051
2010 | 26127 | CROPLAND (NON-IRRIGATED, USD/HA) | 129.7301
2009 | 26127 | CROPLAND (NON-IRRIGATED, USD/HA) | 153.2051
2008 | 26127 | CROPLAND (NON-IRRIGATED, USD/HA) | 140.8499
2024 | 48357 | CROPLAND (NON-IRRIGATED, USD/HA) | 58.0697
2023 | 48357 | CROPLAND (NON-IRRIGATED, USD/HA) | 76.6025
2022 | 48357 | CROPLAND (NON-IRRIGATED, USD/HA) | 64.2473
2021 | 48357 | CROPLAND (NON-IRRIGATED, USD/HA) | 64.2473
2020 | 48357 | CROPLAND (NON-IRRIGATED, USD/HA) | 66.7184
2019 | 48357 | CROPLAND (NON-IRRIGATED, USD/HA) | 56.8342
2017 | 48357 | CROPLAND (NON-IRRIGATED, USD/HA) | 46.95
2016 | 48357 | CROPLAND (NON-IRRIGATED, USD/HA) | 51.892
2014 | 48357 | CROPLAND (NON-IRRIGATED, USD/HA) | 51.892
2013 | 48357 | CROPLAND (NON-IRRIGATED, USD/HA) | 51.892
2012 | 48357 | CROPLAND (NON-IRRIGATED, USD/HA) | 54.3631
2011 | 48357 | CROPLAND (NON-IRRIGATED, USD/HA) | 55.5986
2010 | 48357 | CROPLAND (NON-IRRIGATED, USD/HA) | 51.892
2009 | 48357 | CROPLAND (NON-IRRIGATED, USD/HA) | 46.95
2024 | 45073 | CROPLAND (NON-IRRIGATED, USD/HA) | 67.9539
2023 | 13219 | CROPLAND (NON-IRRIGATED, USD/HA) | 84.0157
2023 | 45073 | CROPLAND (NON-IRRIGATED, USD/HA) | 59.3052
2022 | 13219 | CROPLAND (NON-IRRIGATED, USD/HA) | 65.4828
2022 | 45073 | CROPLAND (NON-IRRIGATED, USD/HA) | 59.3052
2021 | 13219 | CROPLAND (NON-IRRIGATED, USD/HA) | 55.5986
2021 | 45073 | CROPLAND (NON-IRRIGATED, USD/HA) | 53.1276
2020 | 13219 | CROPLAND (NON-IRRIGATED, USD/HA) | 74.1315
2020 | 45073 | CROPLAND (NON-IRRIGATED, USD/HA) | 56.8342
2019 | 13219 | CROPLAND (NON-IRRIGATED, USD/HA) | 74.1315
2019 | 45073 | CROPLAND (NON-IRRIGATED, USD/HA) | 63.0118
2017 | 13219 | CROPLAND (NON-IRRIGATED, USD/HA) | 91.4288
2017 | 45073 | CROPLAND (NON-IRRIGATED, USD/HA) | 77.8381
2016 | 13219 | CROPLAND (NON-IRRIGATED, USD/HA) | 65.4828
2016 | 45073 | CROPLAND (NON-IRRIGATED, USD/HA) | 56.8342
2014 | 13219 | CROPLAND (NON-IRRIGATED, USD/HA) | 71.6604
2014 | 45073 | CROPLAND (NON-IRRIGATED, USD/HA) | 46.95
2013 | 13219 | CROPLAND (NON-IRRIGATED, USD/HA) | 64.2473
2013 | 45073 | CROPLAND (NON-IRRIGATED, USD/HA) | 51.892
2012 | 13219 | CROPLAND (NON-IRRIGATED, USD/HA) | 69.1894
2012 | 45073 | CROPLAND (NON-IRRIGATED, USD/HA) | 55.5986
2010 | 13219 | CROPLAND (NON-IRRIGATED, USD/HA) | 69.1894
2010 | 45073 | CROPLAND (NON-IRRIGATED, USD/HA) | 53.1276
2009 | 13219 | CROPLAND (NON-IRRIGATED, USD/HA) | 60.5407
2009 | 45073 | CROPLAND (NON-IRRIGATED, USD/HA) | 64.2473
2024 | 55083 | CROPLAND (NON-IRRIGATED, USD/HA) | 355.8312
2023 | 55083 | CROPLAND (NON-IRRIGATED, USD/HA) | 331.1207
2022 | 55083 | CROPLAND (NON-IRRIGATED, USD/HA) | 294.055
2021 | 55083 | CROPLAND (NON-IRRIGATED, USD/HA) | 306.4102
2020 | 55083 | CROPLAND (NON-IRRIGATED, USD/HA) | 291.5839
2019 | 55083 | CROPLAND (NON-IRRIGATED, USD/HA) | 279.2287
2017 | 55083 | CROPLAND (NON-IRRIGATED, USD/HA) | 294.055
2016 | 55083 | CROPLAND (NON-IRRIGATED, USD/HA) | 271.8155
2014 | 55083 | CROPLAND (NON-IRRIGATED, USD/HA) | 228.5721
2013 | 55083 | CROPLAND (NON-IRRIGATED, USD/HA) | 219.9235
2012 | 55083 | CROPLAND (NON-IRRIGATED, USD/HA) | 216.2169
2011 | 55083 | CROPLAND (NON-IRRIGATED, USD/HA) | 175.4445
2010 | 55083 | CROPLAND (NON-IRRIGATED, USD/HA) | 140.8499
2009 | 55083 | CROPLAND (NON-IRRIGATED, USD/HA) | 138.3788
2008 | 55083 | CROPLAND (NON-IRRIGATED, USD/HA) | 134.6722
2024 | 26129 | CROPLAND (NON-IRRIGATED, USD/HA) | 153.2051
2023 | 26129 | CROPLAND (NON-IRRIGATED, USD/HA) | 128.4946
2022 | 26129 | CROPLAND (NON-IRRIGATED, USD/HA) | 100.0775
2021 | 26129 | CROPLAND (NON-IRRIGATED, USD/HA) | 111.1972
2020 | 26129 | CROPLAND (NON-IRRIGATED, USD/HA) | 98.842
2019 | 26129 | CROPLAND (NON-IRRIGATED, USD/HA) | 95.1354
2017 | 26129 | CROPLAND (NON-IRRIGATED, USD/HA) | 91.4288
2016 | 26129 | CROPLAND (NON-IRRIGATED, USD/HA) | 91.4288
2014 | 26129 | CROPLAND (NON-IRRIGATED, USD/HA) | 92.6644
2013 | 26129 | CROPLAND (NON-IRRIGATED, USD/HA) | 85.2512
2012 | 26129 | CROPLAND (NON-IRRIGATED, USD/HA) | 80.3091
2011 | 26129 | CROPLAND (NON-IRRIGATED, USD/HA) | 71.6604
2010 | 26129 | CROPLAND (NON-IRRIGATED, USD/HA) | 63.0118
2009 | 26129 | CROPLAND (NON-IRRIGATED, USD/HA) | 79.0736
2008 | 26129 | CROPLAND (NON-IRRIGATED, USD/HA) | 70.4249
2024 | 46102 | CROPLAND (NON-IRRIGATED, USD/HA) | 82.7802
2023 | 46102 | CROPLAND (NON-IRRIGATED, USD/HA) | 82.7802
2022 | 46102 | CROPLAND (NON-IRRIGATED, USD/HA) | 75.367
2020 | 46102 | CROPLAND (NON-IRRIGATED, USD/HA) | 63.0118
2019 | 46102 | CROPLAND (NON-IRRIGATED, USD/HA) | 51.892
2017 | 46102 | CROPLAND (NON-IRRIGATED, USD/HA) | 54.3631
2012 | 46102 | CROPLAND (NON-IRRIGATED, USD/HA) | 59.3052
2011 | 46102 | CROPLAND (NON-IRRIGATED, USD/HA) | 45.7144
2010 | 46102 | CROPLAND (NON-IRRIGATED, USD/HA) | 48.1855
2009 | 46102 | CROPLAND (NON-IRRIGATED, USD/HA) | 51.892
2024 | 17141 | CROPLAND (NON-IRRIGATED, USD/HA) | 733.9018
2023 | 17141 | CROPLAND (NON-IRRIGATED, USD/HA) | 704.2492
2022 | 17141 | CROPLAND (NON-IRRIGATED, USD/HA) | 627.6467
2021 | 17141 | CROPLAND (NON-IRRIGATED, USD/HA) | 617.7625
2020 | 17141 | CROPLAND (NON-IRRIGATED, USD/HA) | 612.8204
2019 | 17141 | CROPLAND (NON-IRRIGATED, USD/HA) | 642.473
2017 | 17141 | CROPLAND (NON-IRRIGATED, USD/HA) | 610.3493
2016 | 17141 | CROPLAND (NON-IRRIGATED, USD/HA) | 597.9941
2014 | 17141 | CROPLAND (NON-IRRIGATED, USD/HA) | 741.315
2013 | 17141 | CROPLAND (NON-IRRIGATED, USD/HA) | 590.581
2012 | 17141 | CROPLAND (NON-IRRIGATED, USD/HA) | 615.2914
2011 | 17141 | CROPLAND (NON-IRRIGATED, USD/HA) | 506.5652
2010 | 17141 | CROPLAND (NON-IRRIGATED, USD/HA) | 469.4995
2009 | 17141 | CROPLAND (NON-IRRIGATED, USD/HA) | 442.3179
2008 | 17141 | CROPLAND (NON-IRRIGATED, USD/HA) | 444.789
2024 | 13221 | CROPLAND (NON-IRRIGATED, USD/HA) | 70.4249
2023 | 13221 | CROPLAND (NON-IRRIGATED, USD/HA) | 87.7223
2022 | 13221 | CROPLAND (NON-IRRIGATED, USD/HA) | 75.367
2021 | 13221 | CROPLAND (NON-IRRIGATED, USD/HA) | 75.367
2020 | 13221 | CROPLAND (NON-IRRIGATED, USD/HA) | 70.4249
2019 | 13221 | CROPLAND (NON-IRRIGATED, USD/HA) | 66.7184
2017 | 13221 | CROPLAND (NON-IRRIGATED, USD/HA) | 69.1894
2016 | 13221 | CROPLAND (NON-IRRIGATED, USD/HA) | 51.892
2014 | 13221 | CROPLAND (NON-IRRIGATED, USD/HA) | 65.4828
2013 | 13221 | CROPLAND (NON-IRRIGATED, USD/HA) | 59.3052
2012 | 13221 | CROPLAND (NON-IRRIGATED, USD/HA) | 69.1894
2011 | 13221 | CROPLAND (NON-IRRIGATED, USD/HA) | 71.6604
2010 | 13221 | CROPLAND (NON-IRRIGATED, USD/HA) | 51.892
2009 | 13221 | CROPLAND (NON-IRRIGATED, USD/HA) | 46.95
2024 | 18115 | CROPLAND (NON-IRRIGATED, USD/HA) | 249.5761
2024 | 21183 | CROPLAND (NON-IRRIGATED, USD/HA) | 415.1364
2023 | 18115 | CROPLAND (NON-IRRIGATED, USD/HA) | 294.055
2023 | 21183 | CROPLAND (NON-IRRIGATED, USD/HA) | 405.2522
2022 | 18115 | CROPLAND (NON-IRRIGATED, USD/HA) | 259.4602
2022 | 21183 | CROPLAND (NON-IRRIGATED, USD/HA) | 390.4259
2021 | 18115 | CROPLAND (NON-IRRIGATED, USD/HA) | 245.8695
2021 | 21183 | CROPLAND (NON-IRRIGATED, USD/HA) | 392.897
2020 | 21183 | CROPLAND (NON-IRRIGATED, USD/HA) | 395.368
2019 | 21183 | CROPLAND (NON-IRRIGATED, USD/HA) | 383.0127
2016 | 21183 | CROPLAND (NON-IRRIGATED, USD/HA) | 259.4602
2014 | 21183 | CROPLAND (NON-IRRIGATED, USD/HA) | 306.4102
2014 | 54069 | CROPLAND (NON-IRRIGATED, USD/HA) | 49.421
2012 | 21183 | CROPLAND (NON-IRRIGATED, USD/HA) | 216.2169
2010 | 21183 | CROPLAND (NON-IRRIGATED, USD/HA) | 210.0393
2009 | 21183 | CROPLAND (NON-IRRIGATED, USD/HA) | 207.5682
2024 | 12091 | CROPLAND (NON-IRRIGATED, USD/HA) | 107.4907
2023 | 12091 | CROPLAND (NON-IRRIGATED, USD/HA) | 132.2012
2022 | 12091 | CROPLAND (NON-IRRIGATED, USD/HA) | 161.8538
2021 | 12091 | CROPLAND (NON-IRRIGATED, USD/HA) | 98.842
2020 | 12091 | CROPLAND (NON-IRRIGATED, USD/HA) | 92.6644
2016 | 12091 | CROPLAND (NON-IRRIGATED, USD/HA) | 155.6762
2014 | 12091 | CROPLAND (NON-IRRIGATED, USD/HA) | 175.4445
2013 | 12091 | CROPLAND (NON-IRRIGATED, USD/HA) | 135.9077
2011 | 12091 | CROPLAND (NON-IRRIGATED, USD/HA) | 164.3248
2009 | 12091 | CROPLAND (NON-IRRIGATED, USD/HA) | 100.0775
2024 | 53047 | CROPLAND (NON-IRRIGATED, USD/HA) | 82.7802
2023 | 53047 | CROPLAND (NON-IRRIGATED, USD/HA) | 72.896
2021 | 53047 | CROPLAND (NON-IRRIGATED, USD/HA) | 80.3091
2019 | 53047 | CROPLAND (NON-IRRIGATED, USD/HA) | 86.4868
2021 | 12093 | CROPLAND (NON-IRRIGATED, USD/HA) | 92.6644
2020 | 12093 | CROPLAND (NON-IRRIGATED, USD/HA) | 56.8342
2023 | 40107 | CROPLAND (NON-IRRIGATED, USD/HA) | 38.3013
2022 | 40107 | CROPLAND (NON-IRRIGATED, USD/HA) | 54.3631
2021 | 40107 | CROPLAND (NON-IRRIGATED, USD/HA) | 72.896
2020 | 40107 | CROPLAND (NON-IRRIGATED, USD/HA) | 67.9539
2019 | 40107 | CROPLAND (NON-IRRIGATED, USD/HA) | 61.7762
2017 | 40107 | CROPLAND (NON-IRRIGATED, USD/HA) | 49.421
2016 | 40107 | CROPLAND (NON-IRRIGATED, USD/HA) | 56.8342
2014 | 40107 | CROPLAND (NON-IRRIGATED, USD/HA) | 42.0078
2013 | 40107 | CROPLAND (NON-IRRIGATED, USD/HA) | 43.2434
2009 | 40107 | CROPLAND (NON-IRRIGATED, USD/HA) | 37.0658
2024 | 40109 | CROPLAND (NON-IRRIGATED, USD/HA) | 103.7841
2023 | 40109 | CROPLAND (NON-IRRIGATED, USD/HA) | 90.1933
2022 | 40109 | CROPLAND (NON-IRRIGATED, USD/HA) | 90.1933
2021 | 40109 | CROPLAND (NON-IRRIGATED, USD/HA) | 130.9657
2020 | 40109 | CROPLAND (NON-IRRIGATED, USD/HA) | 123.5525
2019 | 40109 | CROPLAND (NON-IRRIGATED, USD/HA) | 108.7262
2017 | 40109 | CROPLAND (NON-IRRIGATED, USD/HA) | 114.9038
2016 | 40109 | CROPLAND (NON-IRRIGATED, USD/HA) | 88.9578
2014 | 40109 | CROPLAND (NON-IRRIGATED, USD/HA) | 82.7802
2013 | 40109 | CROPLAND (NON-IRRIGATED, USD/HA) | 75.367
2011 | 40109 | CROPLAND (NON-IRRIGATED, USD/HA) | 65.4828
2009 | 40109 | CROPLAND (NON-IRRIGATED, USD/HA) | 51.892
2024 | 40111 | CROPLAND (NON-IRRIGATED, USD/HA) | 53.1276
2023 | 40111 | CROPLAND (NON-IRRIGATED, USD/HA) | 33.3592
2022 | 40111 | CROPLAND (NON-IRRIGATED, USD/HA) | 43.2434
2021 | 40111 | CROPLAND (NON-IRRIGATED, USD/HA) | 58.0697
2020 | 40111 | CROPLAND (NON-IRRIGATED, USD/HA) | 43.2434
2019 | 40111 | CROPLAND (NON-IRRIGATED, USD/HA) | 38.3013
2017 | 40111 | CROPLAND (NON-IRRIGATED, USD/HA) | 45.7144
2014 | 40111 | CROPLAND (NON-IRRIGATED, USD/HA) | 64.2473
2013 | 40111 | CROPLAND (NON-IRRIGATED, USD/HA) | 56.8342
2012 | 40111 | CROPLAND (NON-IRRIGATED, USD/HA) | 32.1236
2011 | 40111 | CROPLAND (NON-IRRIGATED, USD/HA) | 48.1855
2010 | 40111 | CROPLAND (NON-IRRIGATED, USD/HA) | 49.421
2009 | 40111 | CROPLAND (NON-IRRIGATED, USD/HA) | 42.0078
2023 | 28105 | CROPLAND (NON-IRRIGATED, USD/HA) | 98.842
2022 | 28105 | CROPLAND (NON-IRRIGATED, USD/HA) | 50.6565
2021 | 28105 | CROPLAND (NON-IRRIGATED, USD/HA) | 44.4789
2020 | 28105 | CROPLAND (NON-IRRIGATED, USD/HA) | 44.4789
2019 | 28105 | CROPLAND (NON-IRRIGATED, USD/HA) | 50.6565
2017 | 28105 | CROPLAND (NON-IRRIGATED, USD/HA) | 64.2473
2016 | 28105 | CROPLAND (NON-IRRIGATED, USD/HA) | 74.1315
2014 | 28105 | CROPLAND (NON-IRRIGATED, USD/HA) | 46.95
2013 | 28105 | CROPLAND (NON-IRRIGATED, USD/HA) | 39.5368
2012 | 28105 | CROPLAND (NON-IRRIGATED, USD/HA) | 39.5368
2010 | 28105 | CROPLAND (NON-IRRIGATED, USD/HA) | 40.7723
2009 | 28105 | CROPLAND (NON-IRRIGATED, USD/HA) | 40.7723
2023 | 21185 | CROPLAND (NON-IRRIGATED, USD/HA) | 254.5181
2023 | 48359 | CROPLAND (NON-IRRIGATED, USD/HA) | 51.892
2022 | 21185 | CROPLAND (NON-IRRIGATED, USD/HA) | 276.7576
2021 | 21185 | CROPLAND (NON-IRRIGATED, USD/HA) | 254.5181
2021 | 48359 | CROPLAND (NON-IRRIGATED, USD/HA) | 48.1855
2020 | 21185 | CROPLAND (NON-IRRIGATED, USD/HA) | 227.3366
2020 | 48359 | CROPLAND (NON-IRRIGATED, USD/HA) | 43.2434
2019 | 21185 | CROPLAND (NON-IRRIGATED, USD/HA) | 232.2787
2019 | 48359 | CROPLAND (NON-IRRIGATED, USD/HA) | 42.0078
2017 | 48359 | CROPLAND (NON-IRRIGATED, USD/HA) | 46.95
2016 | 21185 | CROPLAND (NON-IRRIGATED, USD/HA) | 229.8076
2016 | 48359 | CROPLAND (NON-IRRIGATED, USD/HA) | 44.4789
2014 | 21185 | CROPLAND (NON-IRRIGATED, USD/HA) | 197.684
2012 | 48359 | CROPLAND (NON-IRRIGATED, USD/HA) | 39.5368
2011 | 21185 | CROPLAND (NON-IRRIGATED, USD/HA) | 168.0314
2011 | 48359 | CROPLAND (NON-IRRIGATED, USD/HA) | 39.5368
2010 | 21185 | CROPLAND (NON-IRRIGATED, USD/HA) | 168.0314
2010 | 48359 | CROPLAND (NON-IRRIGATED, USD/HA) | 43.2434
2009 | 21185 | CROPLAND (NON-IRRIGATED, USD/HA) | 190.2708
2009 | 48359 | CROPLAND (NON-IRRIGATED, USD/HA) | 34.5947
2024 | 38065 | CROPLAND (NON-IRRIGATED, USD/HA) | 111.1972
2023 | 38065 | CROPLAND (NON-IRRIGATED, USD/HA) | 98.842
2022 | 38065 | CROPLAND (NON-IRRIGATED, USD/HA) | 103.7841
2021 | 38065 | CROPLAND (NON-IRRIGATED, USD/HA) | 102.5486
2020 | 38065 | CROPLAND (NON-IRRIGATED, USD/HA) | 100.0775
2017 | 38065 | CROPLAND (NON-IRRIGATED, USD/HA) | 88.9578
2016 | 38065 | CROPLAND (NON-IRRIGATED, USD/HA) | 92.6644
2014 | 38065 | CROPLAND (NON-IRRIGATED, USD/HA) | 93.8999
2013 | 38065 | CROPLAND (NON-IRRIGATED, USD/HA) | 88.9578
2012 | 38065 | CROPLAND (NON-IRRIGATED, USD/HA) | 75.367
2011 | 38065 | CROPLAND (NON-IRRIGATED, USD/HA) | 81.5447
2010 | 38065 | CROPLAND (NON-IRRIGATED, USD/HA) | 69.1894
2009 | 38065 | CROPLAND (NON-IRRIGATED, USD/HA) | 64.2473
2008 | 38065 | CROPLAND (NON-IRRIGATED, USD/HA) | 63.0118
2024 | 27109 | CROPLAND (NON-IRRIGATED, USD/HA) | 625.1757
2023 | 27109 | CROPLAND (NON-IRRIGATED, USD/HA) | 612.8204
2022 | 27109 | CROPLAND (NON-IRRIGATED, USD/HA) | 555.9863
2021 | 27109 | CROPLAND (NON-IRRIGATED, USD/HA) | 531.2758
2020 | 27109 | CROPLAND (NON-IRRIGATED, USD/HA) | 501.6232
2019 | 27109 | CROPLAND (NON-IRRIGATED, USD/HA) | 516.4494
2017 | 27109 | CROPLAND (NON-IRRIGATED, USD/HA) | 479.3837
2016 | 27109 | CROPLAND (NON-IRRIGATED, USD/HA) | 528.8047
2014 | 27109 | CROPLAND (NON-IRRIGATED, USD/HA) | 607.8783
2013 | 27109 | CROPLAND (NON-IRRIGATED, USD/HA) | 543.631
2012 | 27109 | CROPLAND (NON-IRRIGATED, USD/HA) | 464.5574
2011 | 27109 | CROPLAND (NON-IRRIGATED, USD/HA) | 397.839
2010 | 27109 | CROPLAND (NON-IRRIGATED, USD/HA) | 373.1286
2009 | 27109 | CROPLAND (NON-IRRIGATED, USD/HA) | 345.947
2008 | 27109 | CROPLAND (NON-IRRIGATED, USD/HA) | 341.0049
2024 | 16071 | CROPLAND (NON-IRRIGATED, USD/HA) | 53.1276
2024 | 36065 | CROPLAND (NON-IRRIGATED, USD/HA) | 138.3788
2024 | 55085 | CROPLAND (NON-IRRIGATED, USD/HA) | 103.7841
2023 | 16071 | CROPLAND (NON-IRRIGATED, USD/HA) | 65.4828
2023 | 36065 | CROPLAND (NON-IRRIGATED, USD/HA) | 123.5525
2023 | 55085 | CROPLAND (NON-IRRIGATED, USD/HA) | 107.4907
2022 | 16071 | CROPLAND (NON-IRRIGATED, USD/HA) | 74.1315
2022 | 36065 | CROPLAND (NON-IRRIGATED, USD/HA) | 126.0236
2022 | 55085 | CROPLAND (NON-IRRIGATED, USD/HA) | 128.4946
2021 | 16071 | CROPLAND (NON-IRRIGATED, USD/HA) | 61.7762
2021 | 36065 | CROPLAND (NON-IRRIGATED, USD/HA) | 129.7301
2020 | 16071 | CROPLAND (NON-IRRIGATED, USD/HA) | 55.5986
2020 | 36065 | CROPLAND (NON-IRRIGATED, USD/HA) | 137.1433
2019 | 16071 | CROPLAND (NON-IRRIGATED, USD/HA) | 66.7184
2019 | 36065 | CROPLAND (NON-IRRIGATED, USD/HA) | 121.0815
2017 | 16071 | CROPLAND (NON-IRRIGATED, USD/HA) | 55.5986
2017 | 36065 | CROPLAND (NON-IRRIGATED, USD/HA) | 116.1393
2016 | 16071 | CROPLAND (NON-IRRIGATED, USD/HA) | 93.8999
2016 | 36065 | CROPLAND (NON-IRRIGATED, USD/HA) | 130.9657
2014 | 16071 | CROPLAND (NON-IRRIGATED, USD/HA) | 69.1894
2014 | 36065 | CROPLAND (NON-IRRIGATED, USD/HA) | 116.1393
2013 | 16071 | CROPLAND (NON-IRRIGATED, USD/HA) | 76.6025
2013 | 36065 | CROPLAND (NON-IRRIGATED, USD/HA) | 105.0196
2012 | 16071 | CROPLAND (NON-IRRIGATED, USD/HA) | 60.5407
2012 | 36065 | CROPLAND (NON-IRRIGATED, USD/HA) | 79.0736
2011 | 16071 | CROPLAND (NON-IRRIGATED, USD/HA) | 58.0697
2011 | 36065 | CROPLAND (NON-IRRIGATED, USD/HA) | 96.3709
2010 | 16071 | CROPLAND (NON-IRRIGATED, USD/HA) | 77.8381
2010 | 36065 | CROPLAND (NON-IRRIGATED, USD/HA) | 93.8999
2009 | 16071 | CROPLAND (NON-IRRIGATED, USD/HA) | 84.0157
2009 | 36065 | CROPLAND (NON-IRRIGATED, USD/HA) | 81.5447
2008 | 36065 | CROPLAND (NON-IRRIGATED, USD/HA) | 91.4288
2024 | 36067 | CROPLAND (NON-IRRIGATED, USD/HA) | 200.155
2023 | 36067 | CROPLAND (NON-IRRIGATED, USD/HA) | 207.5682
2022 | 36067 | CROPLAND (NON-IRRIGATED, USD/HA) | 207.5682
2021 | 36067 | CROPLAND (NON-IRRIGATED, USD/HA) | 175.4445
2020 | 36067 | CROPLAND (NON-IRRIGATED, USD/HA) | 182.8577
2019 | 36067 | CROPLAND (NON-IRRIGATED, USD/HA) | 184.0932
2017 | 36067 | CROPLAND (NON-IRRIGATED, USD/HA) | 158.1472
2016 | 36067 | CROPLAND (NON-IRRIGATED, USD/HA) | 159.3827
2014 | 36067 | CROPLAND (NON-IRRIGATED, USD/HA) | 129.7301
2013 | 36067 | CROPLAND (NON-IRRIGATED, USD/HA) | 151.9696
2012 | 36067 | CROPLAND (NON-IRRIGATED, USD/HA) | 130.9657
2011 | 36067 | CROPLAND (NON-IRRIGATED, USD/HA) | 126.0236
2010 | 36067 | CROPLAND (NON-IRRIGATED, USD/HA) | 107.4907
2009 | 36067 | CROPLAND (NON-IRRIGATED, USD/HA) | 97.6065
2008 | 36067 | CROPLAND (NON-IRRIGATED, USD/HA) | 101.3131
2024 | 37133 | CROPLAND (NON-IRRIGATED, USD/HA) | 242.1629
2023 | 37133 | CROPLAND (NON-IRRIGATED, USD/HA) | 205.0971
2022 | 37133 | CROPLAND (NON-IRRIGATED, USD/HA) | 228.5721
2021 | 37133 | CROPLAND (NON-IRRIGATED, USD/HA) | 198.9195
2020 | 37133 | CROPLAND (NON-IRRIGATED, USD/HA) | 210.0393
2019 | 37133 | CROPLAND (NON-IRRIGATED, USD/HA) | 187.7998
2014 | 37133 | CROPLAND (NON-IRRIGATED, USD/HA) | 195.213
2013 | 37133 | CROPLAND (NON-IRRIGATED, USD/HA) | 159.3827
2012 | 37133 | CROPLAND (NON-IRRIGATED, USD/HA) | 156.9117
2011 | 37133 | CROPLAND (NON-IRRIGATED, USD/HA) | 148.263
2010 | 37133 | CROPLAND (NON-IRRIGATED, USD/HA) | 135.9077
2009 | 37133 | CROPLAND (NON-IRRIGATED, USD/HA) | 127.2591
2008 | 37133 | CROPLAND (NON-IRRIGATED, USD/HA) | 134.6722
2024 | 36069 | CROPLAND (NON-IRRIGATED, USD/HA) | 237.2208
2023 | 36069 | CROPLAND (NON-IRRIGATED, USD/HA) | 191.5064
2022 | 36069 | CROPLAND (NON-IRRIGATED, USD/HA) | 226.1011
2021 | 36069 | CROPLAND (NON-IRRIGATED, USD/HA) | 169.2669
2020 | 36069 | CROPLAND (NON-IRRIGATED, USD/HA) | 180.3867
2017 | 36069 | CROPLAND (NON-IRRIGATED, USD/HA) | 182.8577
2016 | 36069 | CROPLAND (NON-IRRIGATED, USD/HA) | 159.3827
2014 | 36069 | CROPLAND (NON-IRRIGATED, USD/HA) | 166.7959
2013 | 36069 | CROPLAND (NON-IRRIGATED, USD/HA) | 166.7959
2012 | 36069 | CROPLAND (NON-IRRIGATED, USD/HA) | 132.2012
2011 | 36069 | CROPLAND (NON-IRRIGATED, USD/HA) | 133.4367
2010 | 36069 | CROPLAND (NON-IRRIGATED, USD/HA) | 128.4946
2009 | 36069 | CROPLAND (NON-IRRIGATED, USD/HA) | 107.4907
2008 | 36069 | CROPLAND (NON-IRRIGATED, USD/HA) | 126.0236
2021 | 26131 | CROPLAND (NON-IRRIGATED, USD/HA) | 42.0078
2014 | 26131 | CROPLAND (NON-IRRIGATED, USD/HA) | 71.6604
2010 | 26131 | CROPLAND (NON-IRRIGATED, USD/HA) | 18.5329
2009 | 26131 | CROPLAND (NON-IRRIGATED, USD/HA) | 42.0078
2024 | 18117 | CROPLAND (NON-IRRIGATED, USD/HA) | 588.1099
2024 | 36071 | CROPLAND (NON-IRRIGATED, USD/HA) | 87.7223
2024 | 37135 | CROPLAND (NON-IRRIGATED, USD/HA) | 109.9617
2024 | 50017 | CROPLAND (NON-IRRIGATED, USD/HA) | 174.209
2024 | 51137 | CROPLAND (NON-IRRIGATED, USD/HA) | 153.2051
2023 | 18117 | CROPLAND (NON-IRRIGATED, USD/HA) | 486.7969
2023 | 36071 | CROPLAND (NON-IRRIGATED, USD/HA) | 205.0971
2023 | 37135 | CROPLAND (NON-IRRIGATED, USD/HA) | 92.6644
2023 | 50017 | CROPLAND (NON-IRRIGATED, USD/HA) | 169.2669
2023 | 51137 | CROPLAND (NON-IRRIGATED, USD/HA) | 171.738
2022 | 18117 | CROPLAND (NON-IRRIGATED, USD/HA) | 447.26
2022 | 36071 | CROPLAND (NON-IRRIGATED, USD/HA) | 175.4445
2022 | 37135 | CROPLAND (NON-IRRIGATED, USD/HA) | 81.5447
2022 | 48361 | CROPLAND (NON-IRRIGATED, USD/HA) | 59.3052
2022 | 50017 | CROPLAND (NON-IRRIGATED, USD/HA) | 145.7919
2022 | 51137 | CROPLAND (NON-IRRIGATED, USD/HA) | 172.9735
2021 | 18117 | CROPLAND (NON-IRRIGATED, USD/HA) | 397.839
2021 | 36071 | CROPLAND (NON-IRRIGATED, USD/HA) | 203.8616
2021 | 37135 | CROPLAND (NON-IRRIGATED, USD/HA) | 88.9578
2021 | 48361 | CROPLAND (NON-IRRIGATED, USD/HA) | 51.892
2021 | 50017 | CROPLAND (NON-IRRIGATED, USD/HA) | 102.5486
2021 | 51137 | CROPLAND (NON-IRRIGATED, USD/HA) | 160.6182
2020 | 18117 | CROPLAND (NON-IRRIGATED, USD/HA) | 405.2522
2020 | 36071 | CROPLAND (NON-IRRIGATED, USD/HA) | 169.2669
2020 | 37135 | CROPLAND (NON-IRRIGATED, USD/HA) | 98.842
2020 | 50017 | CROPLAND (NON-IRRIGATED, USD/HA) | 126.0236
2020 | 51137 | CROPLAND (NON-IRRIGATED, USD/HA) | 135.9077
2019 | 18117 | CROPLAND (NON-IRRIGATED, USD/HA) | 395.368
2019 | 36071 | CROPLAND (NON-IRRIGATED, USD/HA) | 195.213
2019 | 37135 | CROPLAND (NON-IRRIGATED, USD/HA) | 86.4868
2019 | 50017 | CROPLAND (NON-IRRIGATED, USD/HA) | 114.9038
2019 | 51137 | CROPLAND (NON-IRRIGATED, USD/HA) | 123.5525
2017 | 18117 | CROPLAND (NON-IRRIGATED, USD/HA) | 328.6497
2017 | 36071 | CROPLAND (NON-IRRIGATED, USD/HA) | 102.5486
2017 | 37135 | CROPLAND (NON-IRRIGATED, USD/HA) | 84.0157
2017 | 48361 | CROPLAND (NON-IRRIGATED, USD/HA) | 20.5097
2017 | 50017 | CROPLAND (NON-IRRIGATED, USD/HA) | 119.8459
2017 | 51137 | CROPLAND (NON-IRRIGATED, USD/HA) | 143.3209
2016 | 18117 | CROPLAND (NON-IRRIGATED, USD/HA) | 345.947
2016 | 36071 | CROPLAND (NON-IRRIGATED, USD/HA) | 119.8459
2016 | 37135 | CROPLAND (NON-IRRIGATED, USD/HA) | 72.896
2016 | 50017 | CROPLAND (NON-IRRIGATED, USD/HA) | 181.6222
2016 | 51137 | CROPLAND (NON-IRRIGATED, USD/HA) | 107.4907
2014 | 36071 | CROPLAND (NON-IRRIGATED, USD/HA) | 148.263
2014 | 37135 | CROPLAND (NON-IRRIGATED, USD/HA) | 72.896
2014 | 50017 | CROPLAND (NON-IRRIGATED, USD/HA) | 106.2552
2014 | 51137 | CROPLAND (NON-IRRIGATED, USD/HA) | 111.1972
2013 | 36071 | CROPLAND (NON-IRRIGATED, USD/HA) | 93.8999
2013 | 37135 | CROPLAND (NON-IRRIGATED, USD/HA) | 71.6604
2013 | 50017 | CROPLAND (NON-IRRIGATED, USD/HA) | 108.7262
2013 | 51137 | CROPLAND (NON-IRRIGATED, USD/HA) | 86.4868
2012 | 18117 | CROPLAND (NON-IRRIGATED, USD/HA) | 298.9971
2012 | 36071 | CROPLAND (NON-IRRIGATED, USD/HA) | 111.1972
2012 | 37135 | CROPLAND (NON-IRRIGATED, USD/HA) | 69.1894
2012 | 50017 | CROPLAND (NON-IRRIGATED, USD/HA) | 101.3131
2012 | 51137 | CROPLAND (NON-IRRIGATED, USD/HA) | 93.8999
2011 | 18117 | CROPLAND (NON-IRRIGATED, USD/HA) | 281.6997
2011 | 36071 | CROPLAND (NON-IRRIGATED, USD/HA) | 135.9077
2011 | 37135 | CROPLAND (NON-IRRIGATED, USD/HA) | 59.3052
2011 | 50017 | CROPLAND (NON-IRRIGATED, USD/HA) | 65.4828
2011 | 51137 | CROPLAND (NON-IRRIGATED, USD/HA) | 91.4288
2010 | 18117 | CROPLAND (NON-IRRIGATED, USD/HA) | 269.3444
2010 | 36071 | CROPLAND (NON-IRRIGATED, USD/HA) | 88.9578
2010 | 37135 | CROPLAND (NON-IRRIGATED, USD/HA) | 61.7762
2010 | 48361 | CROPLAND (NON-IRRIGATED, USD/HA) | 24.7105
2010 | 50017 | CROPLAND (NON-IRRIGATED, USD/HA) | 74.1315
2010 | 51137 | CROPLAND (NON-IRRIGATED, USD/HA) | 88.9578
2009 | 18117 | CROPLAND (NON-IRRIGATED, USD/HA) | 269.3444
2009 | 36071 | CROPLAND (NON-IRRIGATED, USD/HA) | 135.9077
2009 | 37135 | CROPLAND (NON-IRRIGATED, USD/HA) | 59.3052
2009 | 48361 | CROPLAND (NON-IRRIGATED, USD/HA) | 33.3592
2009 | 51137 | CROPLAND (NON-IRRIGATED, USD/HA) | 75.367
2008 | 18117 | CROPLAND (NON-IRRIGATED, USD/HA) | 238.4563
2008 | 36071 | CROPLAND (NON-IRRIGATED, USD/HA) | 98.842
2008 | 37135 | CROPLAND (NON-IRRIGATED, USD/HA) | 106.2552
2024 | 45075 | CROPLAND (NON-IRRIGATED, USD/HA) | 123.5525
2023 | 45075 | CROPLAND (NON-IRRIGATED, USD/HA) | 114.9038
2022 | 45075 | CROPLAND (NON-IRRIGATED, USD/HA) | 119.8459
2021 | 45075 | CROPLAND (NON-IRRIGATED, USD/HA) | 105.0196
2020 | 45075 | CROPLAND (NON-IRRIGATED, USD/HA) | 97.6065
2019 | 45075 | CROPLAND (NON-IRRIGATED, USD/HA) | 100.0775
2017 | 45075 | CROPLAND (NON-IRRIGATED, USD/HA) | 97.6065
2016 | 45075 | CROPLAND (NON-IRRIGATED, USD/HA) | 97.6065
2014 | 45075 | CROPLAND (NON-IRRIGATED, USD/HA) | 95.1354
2013 | 45075 | CROPLAND (NON-IRRIGATED, USD/HA) | 96.3709
2012 | 45075 | CROPLAND (NON-IRRIGATED, USD/HA) | 87.7223
2011 | 45075 | CROPLAND (NON-IRRIGATED, USD/HA) | 82.7802
2010 | 45075 | CROPLAND (NON-IRRIGATED, USD/HA) | 72.896
2009 | 45075 | CROPLAND (NON-IRRIGATED, USD/HA) | 84.0157
2008 | 45075 | CROPLAND (NON-IRRIGATED, USD/HA) | 77.8381
2024 | 29149 | CROPLAND (NON-IRRIGATED, USD/HA) | 79.0736
2022 | 29149 | CROPLAND (NON-IRRIGATED, USD/HA) | 90.1933
2021 | 29149 | CROPLAND (NON-IRRIGATED, USD/HA) | 39.5368
2016 | 29149 | CROPLAND (NON-IRRIGATED, USD/HA) | 63.0118
2014 | 29149 | CROPLAND (NON-IRRIGATED, USD/HA) | 63.0118
2012 | 29149 | CROPLAND (NON-IRRIGATED, USD/HA) | 69.1894
2011 | 29149 | CROPLAND (NON-IRRIGATED, USD/HA) | 97.6065
2010 | 29149 | CROPLAND (NON-IRRIGATED, USD/HA) | 103.7841
2024 | 36073 | CROPLAND (NON-IRRIGATED, USD/HA) | 286.6418
2024 | 50019 | CROPLAND (NON-IRRIGATED, USD/HA) | 148.263
2023 | 36073 | CROPLAND (NON-IRRIGATED, USD/HA) | 306.4102
2023 | 50019 | CROPLAND (NON-IRRIGATED, USD/HA) | 101.3131
2022 | 50019 | CROPLAND (NON-IRRIGATED, USD/HA) | 97.6065
2021 | 36073 | CROPLAND (NON-IRRIGATED, USD/HA) | 206.3327
2021 | 50019 | CROPLAND (NON-IRRIGATED, USD/HA) | 84.0157
2020 | 36073 | CROPLAND (NON-IRRIGATED, USD/HA) | 247.105
2020 | 50019 | CROPLAND (NON-IRRIGATED, USD/HA) | 109.9617
2019 | 36073 | CROPLAND (NON-IRRIGATED, USD/HA) | 256.9892
2019 | 50019 | CROPLAND (NON-IRRIGATED, USD/HA) | 103.7841
2017 | 36073 | CROPLAND (NON-IRRIGATED, USD/HA) | 180.3867
2017 | 50019 | CROPLAND (NON-IRRIGATED, USD/HA) | 87.7223
2016 | 36073 | CROPLAND (NON-IRRIGATED, USD/HA) | 170.5025
2016 | 50019 | CROPLAND (NON-IRRIGATED, USD/HA) | 75.367
2014 | 36073 | CROPLAND (NON-IRRIGATED, USD/HA) | 187.7998
2014 | 50019 | CROPLAND (NON-IRRIGATED, USD/HA) | 75.367
2013 | 36073 | CROPLAND (NON-IRRIGATED, USD/HA) | 166.7959
2013 | 50019 | CROPLAND (NON-IRRIGATED, USD/HA) | 76.6025
2012 | 36073 | CROPLAND (NON-IRRIGATED, USD/HA) | 151.9696
2012 | 50019 | CROPLAND (NON-IRRIGATED, USD/HA) | 88.9578
2011 | 36073 | CROPLAND (NON-IRRIGATED, USD/HA) | 121.0815
2011 | 50019 | CROPLAND (NON-IRRIGATED, USD/HA) | 58.0697
2010 | 36073 | CROPLAND (NON-IRRIGATED, USD/HA) | 132.2012
2010 | 50019 | CROPLAND (NON-IRRIGATED, USD/HA) | 67.9539
2009 | 36073 | CROPLAND (NON-IRRIGATED, USD/HA) | 111.1972
2008 | 36073 | CROPLAND (NON-IRRIGATED, USD/HA) | 121.0815
2008 | 50019 | CROPLAND (NON-IRRIGATED, USD/HA) | 111.1972
2024 | 20139 | CROPLAND (NON-IRRIGATED, USD/HA) | 168.0314
2024 | 29151 | CROPLAND (NON-IRRIGATED, USD/HA) | 179.1511
2023 | 20139 | CROPLAND (NON-IRRIGATED, USD/HA) | 126.0236
2023 | 29151 | CROPLAND (NON-IRRIGATED, USD/HA) | 217.4524
2023 | 40113 | CROPLAND (NON-IRRIGATED, USD/HA) | 49.421
2022 | 20139 | CROPLAND (NON-IRRIGATED, USD/HA) | 160.6182
2022 | 29151 | CROPLAND (NON-IRRIGATED, USD/HA) | 159.3827
2022 | 40113 | CROPLAND (NON-IRRIGATED, USD/HA) | 49.421
2021 | 20139 | CROPLAND (NON-IRRIGATED, USD/HA) | 133.4367
2021 | 29151 | CROPLAND (NON-IRRIGATED, USD/HA) | 148.263
2020 | 20139 | CROPLAND (NON-IRRIGATED, USD/HA) | 138.3788
2020 | 29151 | CROPLAND (NON-IRRIGATED, USD/HA) | 193.9774
2020 | 40113 | CROPLAND (NON-IRRIGATED, USD/HA) | 74.1315
2019 | 20139 | CROPLAND (NON-IRRIGATED, USD/HA) | 148.263
2019 | 29151 | CROPLAND (NON-IRRIGATED, USD/HA) | 163.0893
2019 | 40113 | CROPLAND (NON-IRRIGATED, USD/HA) | 58.0697
2017 | 29151 | CROPLAND (NON-IRRIGATED, USD/HA) | 224.8655
2017 | 40113 | CROPLAND (NON-IRRIGATED, USD/HA) | 86.4868
2016 | 20139 | CROPLAND (NON-IRRIGATED, USD/HA) | 138.3788
2016 | 29151 | CROPLAND (NON-IRRIGATED, USD/HA) | 226.1011
2016 | 40113 | CROPLAND (NON-IRRIGATED, USD/HA) | 70.4249
2014 | 20139 | CROPLAND (NON-IRRIGATED, USD/HA) | 154.4406
2014 | 29151 | CROPLAND (NON-IRRIGATED, USD/HA) | 163.0893
2014 | 40113 | CROPLAND (NON-IRRIGATED, USD/HA) | 90.1933
2013 | 20139 | CROPLAND (NON-IRRIGATED, USD/HA) | 111.1972
2013 | 29151 | CROPLAND (NON-IRRIGATED, USD/HA) | 176.6801
2013 | 40113 | CROPLAND (NON-IRRIGATED, USD/HA) | 60.5407
2012 | 20139 | CROPLAND (NON-IRRIGATED, USD/HA) | 145.7919
2012 | 29151 | CROPLAND (NON-IRRIGATED, USD/HA) | 184.0932
2011 | 20139 | CROPLAND (NON-IRRIGATED, USD/HA) | 122.317
2010 | 20139 | CROPLAND (NON-IRRIGATED, USD/HA) | 122.317
2010 | 29151 | CROPLAND (NON-IRRIGATED, USD/HA) | 166.7959
2010 | 40113 | CROPLAND (NON-IRRIGATED, USD/HA) | 49.421
2009 | 20139 | CROPLAND (NON-IRRIGATED, USD/HA) | 117.3749
2009 | 29151 | CROPLAND (NON-IRRIGATED, USD/HA) | 158.1472
2009 | 40113 | CROPLAND (NON-IRRIGATED, USD/HA) | 42.0078
2008 | 20139 | CROPLAND (NON-IRRIGATED, USD/HA) | 127.2591
2008 | 29151 | CROPLAND (NON-IRRIGATED, USD/HA) | 166.7959
2008 | 40113 | CROPLAND (NON-IRRIGATED, USD/HA) | 42.0078
2024 | 20141 | CROPLAND (NON-IRRIGATED, USD/HA) | 126.0236
2023 | 20141 | CROPLAND (NON-IRRIGATED, USD/HA) | 132.2012
2022 | 20141 | CROPLAND (NON-IRRIGATED, USD/HA) | 130.9657
2021 | 20141 | CROPLAND (NON-IRRIGATED, USD/HA) | 124.788
2020 | 20141 | CROPLAND (NON-IRRIGATED, USD/HA) | 114.9038
2019 | 20141 | CROPLAND (NON-IRRIGATED, USD/HA) | 126.0236
2017 | 20141 | CROPLAND (NON-IRRIGATED, USD/HA) | 133.4367
2014 | 20141 | CROPLAND (NON-IRRIGATED, USD/HA) | 121.0815
2013 | 20141 | CROPLAND (NON-IRRIGATED, USD/HA) | 108.7262
2012 | 20141 | CROPLAND (NON-IRRIGATED, USD/HA) | 124.788
2011 | 20141 | CROPLAND (NON-IRRIGATED, USD/HA) | 101.3131
2010 | 20141 | CROPLAND (NON-IRRIGATED, USD/HA) | 90.1933
2009 | 20141 | CROPLAND (NON-IRRIGATED, USD/HA) | 91.4288
2024 | 19143 | CROPLAND (NON-IRRIGATED, USD/HA) | 649.8862
2024 | 26133 | CROPLAND (NON-IRRIGATED, USD/HA) | 145.7919
2023 | 19143 | CROPLAND (NON-IRRIGATED, USD/HA) | 674.5966
2023 | 26133 | CROPLAND (NON-IRRIGATED, USD/HA) | 190.2708
2022 | 19143 | CROPLAND (NON-IRRIGATED, USD/HA) | 595.5231
2022 | 26133 | CROPLAND (NON-IRRIGATED, USD/HA) | 184.0932
2021 | 19143 | CROPLAND (NON-IRRIGATED, USD/HA) | 573.2836
2021 | 26133 | CROPLAND (NON-IRRIGATED, USD/HA) | 191.5064
2020 | 19143 | CROPLAND (NON-IRRIGATED, USD/HA) | 585.6389
2020 | 26133 | CROPLAND (NON-IRRIGATED, USD/HA) | 160.6182
2019 | 19143 | CROPLAND (NON-IRRIGATED, USD/HA) | 533.7468
2019 | 26133 | CROPLAND (NON-IRRIGATED, USD/HA) | 153.2051
2017 | 19143 | CROPLAND (NON-IRRIGATED, USD/HA) | 600.4651
2017 | 26133 | CROPLAND (NON-IRRIGATED, USD/HA) | 160.6182
2016 | 19143 | CROPLAND (NON-IRRIGATED, USD/HA) | 543.631
2016 | 26133 | CROPLAND (NON-IRRIGATED, USD/HA) | 135.9077
2014 | 19143 | CROPLAND (NON-IRRIGATED, USD/HA) | 627.6467
2014 | 26133 | CROPLAND (NON-IRRIGATED, USD/HA) | 111.1972
2013 | 19143 | CROPLAND (NON-IRRIGATED, USD/HA) | 642.473
2013 | 26133 | CROPLAND (NON-IRRIGATED, USD/HA) | 107.4907
2012 | 19143 | CROPLAND (NON-IRRIGATED, USD/HA) | 580.6967
2012 | 26133 | CROPLAND (NON-IRRIGATED, USD/HA) | 87.7223
2011 | 19143 | CROPLAND (NON-IRRIGATED, USD/HA) | 481.8547
2011 | 26133 | CROPLAND (NON-IRRIGATED, USD/HA) | 69.1894
2010 | 19143 | CROPLAND (NON-IRRIGATED, USD/HA) | 427.4916
2010 | 26133 | CROPLAND (NON-IRRIGATED, USD/HA) | 66.7184
2009 | 19143 | CROPLAND (NON-IRRIGATED, USD/HA) | 447.26
2009 | 26133 | CROPLAND (NON-IRRIGATED, USD/HA) | 69.1894
2008 | 19143 | CROPLAND (NON-IRRIGATED, USD/HA) | 420.0785
2008 | 26133 | CROPLAND (NON-IRRIGATED, USD/HA) | 86.4868
2023 | 26135 | CROPLAND (NON-IRRIGATED, USD/HA) | 121.0815
2021 | 26135 | CROPLAND (NON-IRRIGATED, USD/HA) | 91.4288
2022 | 36075 | CROPLAND (NON-IRRIGATED, USD/HA) | 153.2051
2021 | 36075 | CROPLAND (NON-IRRIGATED, USD/HA) | 75.367
2016 | 36075 | CROPLAND (NON-IRRIGATED, USD/HA) | 66.7184
2013 | 36075 | CROPLAND (NON-IRRIGATED, USD/HA) | 82.7802
2011 | 36075 | CROPLAND (NON-IRRIGATED, USD/HA) | 79.0736
2010 | 36075 | CROPLAND (NON-IRRIGATED, USD/HA) | 54.3631
2009 | 36075 | CROPLAND (NON-IRRIGATED, USD/HA) | 53.1276
2008 | 36075 | CROPLAND (NON-IRRIGATED, USD/HA) | 98.842
2009 | 8089 | CROPLAND (NON-IRRIGATED, USD/HA) | 86.4868
2024 | 31131 | CROPLAND (NON-IRRIGATED, USD/HA) | 474.4416
2023 | 31131 | CROPLAND (NON-IRRIGATED, USD/HA) | 474.4416
2022 | 31131 | CROPLAND (NON-IRRIGATED, USD/HA) | 449.7311
2021 | 31131 | CROPLAND (NON-IRRIGATED, USD/HA) | 437.3759
2020 | 31131 | CROPLAND (NON-IRRIGATED, USD/HA) | 429.9627
2019 | 31131 | CROPLAND (NON-IRRIGATED, USD/HA) | 429.9627
2017 | 31131 | CROPLAND (NON-IRRIGATED, USD/HA) | 432.4337
2016 | 31131 | CROPLAND (NON-IRRIGATED, USD/HA) | 432.4337
2014 | 31131 | CROPLAND (NON-IRRIGATED, USD/HA) | 429.9627
2013 | 31131 | CROPLAND (NON-IRRIGATED, USD/HA) | 415.1364
2012 | 31131 | CROPLAND (NON-IRRIGATED, USD/HA) | 358.3023
2011 | 31131 | CROPLAND (NON-IRRIGATED, USD/HA) | 316.2944
2010 | 31131 | CROPLAND (NON-IRRIGATED, USD/HA) | 308.8813
2009 | 31131 | CROPLAND (NON-IRRIGATED, USD/HA) | 321.2365
2008 | 31131 | CROPLAND (NON-IRRIGATED, USD/HA) | 298.9971
2024 | 26137 | CROPLAND (NON-IRRIGATED, USD/HA) | 56.8342
2024 | 36077 | CROPLAND (NON-IRRIGATED, USD/HA) | 113.6683
2023 | 26137 | CROPLAND (NON-IRRIGATED, USD/HA) | 76.6025
2023 | 36077 | CROPLAND (NON-IRRIGATED, USD/HA) | 118.6104
2022 | 26137 | CROPLAND (NON-IRRIGATED, USD/HA) | 81.5447
2022 | 36077 | CROPLAND (NON-IRRIGATED, USD/HA) | 93.8999
2021 | 36077 | CROPLAND (NON-IRRIGATED, USD/HA) | 103.7841
2016 | 36077 | CROPLAND (NON-IRRIGATED, USD/HA) | 87.7223
2013 | 26137 | CROPLAND (NON-IRRIGATED, USD/HA) | 70.4249
2013 | 36077 | CROPLAND (NON-IRRIGATED, USD/HA) | 75.367
2012 | 26137 | CROPLAND (NON-IRRIGATED, USD/HA) | 70.4249
2012 | 36077 | CROPLAND (NON-IRRIGATED, USD/HA) | 85.2512
2011 | 36077 | CROPLAND (NON-IRRIGATED, USD/HA) | 69.1894
2010 | 26137 | CROPLAND (NON-IRRIGATED, USD/HA) | 38.3013
2010 | 36077 | CROPLAND (NON-IRRIGATED, USD/HA) | 65.4828
2009 | 26137 | CROPLAND (NON-IRRIGATED, USD/HA) | 50.6565
2009 | 36077 | CROPLAND (NON-IRRIGATED, USD/HA) | 63.0118
2008 | 36077 | CROPLAND (NON-IRRIGATED, USD/HA) | 74.1315
2024 | 20143 | CROPLAND (NON-IRRIGATED, USD/HA) | 171.738
2024 | 39123 | CROPLAND (NON-IRRIGATED, USD/HA) | 457.1442
2024 | 40115 | CROPLAND (NON-IRRIGATED, USD/HA) | 92.6644
2023 | 20143 | CROPLAND (NON-IRRIGATED, USD/HA) | 161.8538
2023 | 26139 | CROPLAND (NON-IRRIGATED, USD/HA) | 326.1786
2023 | 39123 | CROPLAND (NON-IRRIGATED, USD/HA) | 392.897
2023 | 40115 | CROPLAND (NON-IRRIGATED, USD/HA) | 107.4907
2022 | 20143 | CROPLAND (NON-IRRIGATED, USD/HA) | 158.1472
2022 | 26139 | CROPLAND (NON-IRRIGATED, USD/HA) | 294.055
2022 | 39123 | CROPLAND (NON-IRRIGATED, USD/HA) | 395.368
2022 | 40115 | CROPLAND (NON-IRRIGATED, USD/HA) | 101.3131
2021 | 20143 | CROPLAND (NON-IRRIGATED, USD/HA) | 158.1472
2021 | 26139 | CROPLAND (NON-IRRIGATED, USD/HA) | 308.8813
2021 | 39123 | CROPLAND (NON-IRRIGATED, USD/HA) | 336.0628
2021 | 40115 | CROPLAND (NON-IRRIGATED, USD/HA) | 117.3749
2020 | 20143 | CROPLAND (NON-IRRIGATED, USD/HA) | 155.6762
2020 | 26139 | CROPLAND (NON-IRRIGATED, USD/HA) | 336.0628
2020 | 39123 | CROPLAND (NON-IRRIGATED, USD/HA) | 345.947
2020 | 40115 | CROPLAND (NON-IRRIGATED, USD/HA) | 106.2552
2019 | 20143 | CROPLAND (NON-IRRIGATED, USD/HA) | 170.5025
2019 | 26139 | CROPLAND (NON-IRRIGATED, USD/HA) | 350.8891
2019 | 39123 | CROPLAND (NON-IRRIGATED, USD/HA) | 348.418
2019 | 40115 | CROPLAND (NON-IRRIGATED, USD/HA) | 92.6644
2017 | 20143 | CROPLAND (NON-IRRIGATED, USD/HA) | 168.0314
2017 | 26139 | CROPLAND (NON-IRRIGATED, USD/HA) | 318.7654
2017 | 39123 | CROPLAND (NON-IRRIGATED, USD/HA) | 353.3601
2017 | 40115 | CROPLAND (NON-IRRIGATED, USD/HA) | 95.1354
2016 | 20143 | CROPLAND (NON-IRRIGATED, USD/HA) | 151.9696
2016 | 26139 | CROPLAND (NON-IRRIGATED, USD/HA) | 281.6997
2016 | 39123 | CROPLAND (NON-IRRIGATED, USD/HA) | 360.7733
2016 | 40115 | CROPLAND (NON-IRRIGATED, USD/HA) | 79.0736
2014 | 20143 | CROPLAND (NON-IRRIGATED, USD/HA) | 163.0893
2014 | 26139 | CROPLAND (NON-IRRIGATED, USD/HA) | 289.1128
2014 | 39123 | CROPLAND (NON-IRRIGATED, USD/HA) | 313.8234
2014 | 40115 | CROPLAND (NON-IRRIGATED, USD/HA) | 95.1354
2013 | 20143 | CROPLAND (NON-IRRIGATED, USD/HA) | 149.4985
2013 | 26139 | CROPLAND (NON-IRRIGATED, USD/HA) | 247.105
2013 | 39123 | CROPLAND (NON-IRRIGATED, USD/HA) | 313.8234
2013 | 40115 | CROPLAND (NON-IRRIGATED, USD/HA) | 101.3131
2012 | 20143 | CROPLAND (NON-IRRIGATED, USD/HA) | 147.0275
2012 | 26139 | CROPLAND (NON-IRRIGATED, USD/HA) | 256.9892
2012 | 39123 | CROPLAND (NON-IRRIGATED, USD/HA) | 256.9892
2012 | 40115 | CROPLAND (NON-IRRIGATED, USD/HA) | 74.1315
2011 | 20143 | CROPLAND (NON-IRRIGATED, USD/HA) | 121.0815
2011 | 26139 | CROPLAND (NON-IRRIGATED, USD/HA) | 160.6182
2011 | 39123 | CROPLAND (NON-IRRIGATED, USD/HA) | 254.5181
2011 | 40115 | CROPLAND (NON-IRRIGATED, USD/HA) | 82.7802
2010 | 20143 | CROPLAND (NON-IRRIGATED, USD/HA) | 113.6683
2010 | 26139 | CROPLAND (NON-IRRIGATED, USD/HA) | 138.3788
2010 | 39123 | CROPLAND (NON-IRRIGATED, USD/HA) | 235.9853
2010 | 40115 | CROPLAND (NON-IRRIGATED, USD/HA) | 69.1894
2009 | 20143 | CROPLAND (NON-IRRIGATED, USD/HA) | 112.4328
2009 | 26139 | CROPLAND (NON-IRRIGATED, USD/HA) | 160.6182
2009 | 39123 | CROPLAND (NON-IRRIGATED, USD/HA) | 234.7498
2009 | 40115 | CROPLAND (NON-IRRIGATED, USD/HA) | 88.9578
2008 | 20143 | CROPLAND (NON-IRRIGATED, USD/HA) | 119.8459
2008 | 26139 | CROPLAND (NON-IRRIGATED, USD/HA) | 196.4485
2008 | 39123 | CROPLAND (NON-IRRIGATED, USD/HA) | 235.9853
2024 | 27111 | CROPLAND (NON-IRRIGATED, USD/HA) | 237.2208
2023 | 27111 | CROPLAND (NON-IRRIGATED, USD/HA) | 266.8734
2022 | 27111 | CROPLAND (NON-IRRIGATED, USD/HA) | 259.4602
2021 | 27111 | CROPLAND (NON-IRRIGATED, USD/HA) | 212.5103
2020 | 27111 | CROPLAND (NON-IRRIGATED, USD/HA) | 269.3444
2019 | 27111 | CROPLAND (NON-IRRIGATED, USD/HA) | 202.6261
2017 | 27111 | CROPLAND (NON-IRRIGATED, USD/HA) | 261.9313
2016 | 27111 | CROPLAND (NON-IRRIGATED, USD/HA) | 247.105
2014 | 27111 | CROPLAND (NON-IRRIGATED, USD/HA) | 223.63
2013 | 27111 | CROPLAND (NON-IRRIGATED, USD/HA) | 242.1629
2012 | 27111 | CROPLAND (NON-IRRIGATED, USD/HA) | 203.8616
2011 | 27111 | CROPLAND (NON-IRRIGATED, USD/HA) | 149.4985
2010 | 27111 | CROPLAND (NON-IRRIGATED, USD/HA) | 189.0353
2009 | 27111 | CROPLAND (NON-IRRIGATED, USD/HA) | 164.3248
2008 | 27111 | CROPLAND (NON-IRRIGATED, USD/HA) | 139.6143
2024 | 22073 | CROPLAND (NON-IRRIGATED, USD/HA) | 232.2787
2023 | 22073 | CROPLAND (NON-IRRIGATED, USD/HA) | 195.213
2022 | 22073 | CROPLAND (NON-IRRIGATED, USD/HA) | 222.3945
2021 | 5103 | CROPLAND (NON-IRRIGATED, USD/HA) | 35.8302
2017 | 22073 | CROPLAND (NON-IRRIGATED, USD/HA) | 193.9774
2016 | 22073 | CROPLAND (NON-IRRIGATED, USD/HA) | 192.7419
2014 | 22073 | CROPLAND (NON-IRRIGATED, USD/HA) | 175.4445
2013 | 5103 | CROPLAND (NON-IRRIGATED, USD/HA) | 17.7916
2013 | 22073 | CROPLAND (NON-IRRIGATED, USD/HA) | 175.4445
2012 | 5103 | CROPLAND (NON-IRRIGATED, USD/HA) | 27.1816
2012 | 22073 | CROPLAND (NON-IRRIGATED, USD/HA) | 175.4445
2011 | 22073 | CROPLAND (NON-IRRIGATED, USD/HA) | 180.3867
2010 | 5103 | CROPLAND (NON-IRRIGATED, USD/HA) | 29.6526
2010 | 22073 | CROPLAND (NON-IRRIGATED, USD/HA) | 168.0314
2009 | 5103 | CROPLAND (NON-IRRIGATED, USD/HA) | 43.2434
2009 | 22073 | CROPLAND (NON-IRRIGATED, USD/HA) | 165.5603
2024 | 55087 | CROPLAND (NON-IRRIGATED, USD/HA) | 400.3101
2023 | 55087 | CROPLAND (NON-IRRIGATED, USD/HA) | 365.7154
2022 | 55087 | CROPLAND (NON-IRRIGATED, USD/HA) | 390.4259
2021 | 55087 | CROPLAND (NON-IRRIGATED, USD/HA) | 358.3023
2020 | 55087 | CROPLAND (NON-IRRIGATED, USD/HA) | 350.8891
2019 | 55087 | CROPLAND (NON-IRRIGATED, USD/HA) | 358.3023
2017 | 55087 | CROPLAND (NON-IRRIGATED, USD/HA) | 306.4102
2016 | 55087 | CROPLAND (NON-IRRIGATED, USD/HA) | 266.8734
2014 | 55087 | CROPLAND (NON-IRRIGATED, USD/HA) | 316.2944
2013 | 55087 | CROPLAND (NON-IRRIGATED, USD/HA) | 318.7654
2012 | 55087 | CROPLAND (NON-IRRIGATED, USD/HA) | 252.0471
2011 | 55087 | CROPLAND (NON-IRRIGATED, USD/HA) | 252.0471
2010 | 55087 | CROPLAND (NON-IRRIGATED, USD/HA) | 200.155
2009 | 55087 | CROPLAND (NON-IRRIGATED, USD/HA) | 200.155
2008 | 55087 | CROPLAND (NON-IRRIGATED, USD/HA) | 198.9195
2024 | 47133 | CROPLAND (NON-IRRIGATED, USD/HA) | 118.6104
2023 | 47133 | CROPLAND (NON-IRRIGATED, USD/HA) | 142.0854
2022 | 47133 | CROPLAND (NON-IRRIGATED, USD/HA) | 118.6104
2021 | 47133 | CROPLAND (NON-IRRIGATED, USD/HA) | 103.7841
2020 | 47133 | CROPLAND (NON-IRRIGATED, USD/HA) | 101.3131
2019 | 47133 | CROPLAND (NON-IRRIGATED, USD/HA) | 93.8999
2017 | 47133 | CROPLAND (NON-IRRIGATED, USD/HA) | 88.9578
2016 | 47133 | CROPLAND (NON-IRRIGATED, USD/HA) | 93.8999
2014 | 47133 | CROPLAND (NON-IRRIGATED, USD/HA) | 100.0775
2013 | 47133 | CROPLAND (NON-IRRIGATED, USD/HA) | 98.842
2012 | 47133 | CROPLAND (NON-IRRIGATED, USD/HA) | 111.1972
2011 | 47133 | CROPLAND (NON-IRRIGATED, USD/HA) | 84.0157
2010 | 47133 | CROPLAND (NON-IRRIGATED, USD/HA) | 87.7223
2009 | 47133 | CROPLAND (NON-IRRIGATED, USD/HA) | 79.0736
2008 | 47133 | CROPLAND (NON-IRRIGATED, USD/HA) | 76.6025
2024 | 18119 | CROPLAND (NON-IRRIGATED, USD/HA) | 467.0285
2024 | 21187 | CROPLAND (NON-IRRIGATED, USD/HA) | 213.7458
2023 | 18119 | CROPLAND (NON-IRRIGATED, USD/HA) | 405.2522
2023 | 21187 | CROPLAND (NON-IRRIGATED, USD/HA) | 179.1511
2022 | 18119 | CROPLAND (NON-IRRIGATED, USD/HA) | 420.0785
2022 | 21187 | CROPLAND (NON-IRRIGATED, USD/HA) | 159.3827
2021 | 18119 | CROPLAND (NON-IRRIGATED, USD/HA) | 385.4838
2021 | 21187 | CROPLAND (NON-IRRIGATED, USD/HA) | 147.0275
2020 | 18119 | CROPLAND (NON-IRRIGATED, USD/HA) | 348.418
2020 | 21187 | CROPLAND (NON-IRRIGATED, USD/HA) | 138.3788
2019 | 21187 | CROPLAND (NON-IRRIGATED, USD/HA) | 175.4445
2017 | 18119 | CROPLAND (NON-IRRIGATED, USD/HA) | 353.3601
2017 | 21187 | CROPLAND (NON-IRRIGATED, USD/HA) | 126.0236
2016 | 21187 | CROPLAND (NON-IRRIGATED, USD/HA) | 123.5525
2014 | 21187 | CROPLAND (NON-IRRIGATED, USD/HA) | 164.3248
2013 | 21187 | CROPLAND (NON-IRRIGATED, USD/HA) | 138.3788
2012 | 18119 | CROPLAND (NON-IRRIGATED, USD/HA) | 328.6497
2012 | 21187 | CROPLAND (NON-IRRIGATED, USD/HA) | 88.9578
2011 | 18119 | CROPLAND (NON-IRRIGATED, USD/HA) | 294.055
2011 | 21187 | CROPLAND (NON-IRRIGATED, USD/HA) | 88.9578
2010 | 18119 | CROPLAND (NON-IRRIGATED, USD/HA) | 284.1707
2010 | 21187 | CROPLAND (NON-IRRIGATED, USD/HA) | 126.0236
2009 | 18119 | CROPLAND (NON-IRRIGATED, USD/HA) | 281.6997
2009 | 21187 | CROPLAND (NON-IRRIGATED, USD/HA) | 116.1393
2022 | 21189 | CROPLAND (NON-IRRIGATED, USD/HA) | 84.0157
2023 | 16073 | CROPLAND (NON-IRRIGATED, USD/HA) | 50.6565
2019 | 16073 | CROPLAND (NON-IRRIGATED, USD/HA) | 51.892
2016 | 16073 | CROPLAND (NON-IRRIGATED, USD/HA) | 84.0157
2014 | 16073 | CROPLAND (NON-IRRIGATED, USD/HA) | 100.0775
2013 | 16073 | CROPLAND (NON-IRRIGATED, USD/HA) | 106.2552
2023 | 23017 | CROPLAND (NON-IRRIGATED, USD/HA) | 55.5986
2022 | 23017 | CROPLAND (NON-IRRIGATED, USD/HA) | 91.4288
2021 | 23017 | CROPLAND (NON-IRRIGATED, USD/HA) | 82.7802
2019 | 23017 | CROPLAND (NON-IRRIGATED, USD/HA) | 76.6025
2017 | 23017 | CROPLAND (NON-IRRIGATED, USD/HA) | 76.6025
2014 | 23017 | CROPLAND (NON-IRRIGATED, USD/HA) | 66.7184
2013 | 23017 | CROPLAND (NON-IRRIGATED, USD/HA) | 55.5986
2012 | 23017 | CROPLAND (NON-IRRIGATED, USD/HA) | 60.5407
2011 | 23017 | CROPLAND (NON-IRRIGATED, USD/HA) | 65.4828
2010 | 23017 | CROPLAND (NON-IRRIGATED, USD/HA) | 91.4288
2024 | 29153 | CROPLAND (NON-IRRIGATED, USD/HA) | 98.842
2023 | 29153 | CROPLAND (NON-IRRIGATED, USD/HA) | 82.7802
2022 | 29153 | CROPLAND (NON-IRRIGATED, USD/HA) | 80.3091
2021 | 29153 | CROPLAND (NON-IRRIGATED, USD/HA) | 118.6104
2019 | 29153 | CROPLAND (NON-IRRIGATED, USD/HA) | 76.6025
2017 | 29153 | CROPLAND (NON-IRRIGATED, USD/HA) | 80.3091
2016 | 29153 | CROPLAND (NON-IRRIGATED, USD/HA) | 128.4946
2014 | 29153 | CROPLAND (NON-IRRIGATED, USD/HA) | 97.6065
2013 | 29153 | CROPLAND (NON-IRRIGATED, USD/HA) | 106.2552
2012 | 29153 | CROPLAND (NON-IRRIGATED, USD/HA) | 76.6025
2011 | 29153 | CROPLAND (NON-IRRIGATED, USD/HA) | 75.367
2024 | 55089 | CROPLAND (NON-IRRIGATED, USD/HA) | 291.5839
2023 | 55089 | CROPLAND (NON-IRRIGATED, USD/HA) | 303.9391
2022 | 55089 | CROPLAND (NON-IRRIGATED, USD/HA) | 274.2865
2021 | 55089 | CROPLAND (NON-IRRIGATED, USD/HA) | 279.2287
2013 | 55089 | CROPLAND (NON-IRRIGATED, USD/HA) | 214.9813
2012 | 55089 | CROPLAND (NON-IRRIGATED, USD/HA) | 216.2169
2024 | 53049 | CROPLAND (NON-IRRIGATED, USD/HA) | 79.0736
2023 | 53049 | CROPLAND (NON-IRRIGATED, USD/HA) | 126.0236
2022 | 53049 | CROPLAND (NON-IRRIGATED, USD/HA) | 128.4946
2021 | 53049 | CROPLAND (NON-IRRIGATED, USD/HA) | 111.1972
2019 | 53049 | CROPLAND (NON-IRRIGATED, USD/HA) | 165.5603
2017 | 53049 | CROPLAND (NON-IRRIGATED, USD/HA) | 118.6104
2014 | 53049 | CROPLAND (NON-IRRIGATED, USD/HA) | 151.9696
2013 | 53049 | CROPLAND (NON-IRRIGATED, USD/HA) | 113.6683
2011 | 53049 | CROPLAND (NON-IRRIGATED, USD/HA) | 101.3131
2024 | 19145 | CROPLAND (NON-IRRIGATED, USD/HA) | 610.3493
2024 | 51139 | CROPLAND (NON-IRRIGATED, USD/HA) | 130.9657
2023 | 19145 | CROPLAND (NON-IRRIGATED, USD/HA) | 588.1099
2023 | 51139 | CROPLAND (NON-IRRIGATED, USD/HA) | 107.4907
2022 | 19145 | CROPLAND (NON-IRRIGATED, USD/HA) | 543.631
2022 | 51139 | CROPLAND (NON-IRRIGATED, USD/HA) | 111.1972
2021 | 19145 | CROPLAND (NON-IRRIGATED, USD/HA) | 509.0363
2021 | 51139 | CROPLAND (NON-IRRIGATED, USD/HA) | 108.7262
2020 | 19145 | CROPLAND (NON-IRRIGATED, USD/HA) | 459.6153
2020 | 51139 | CROPLAND (NON-IRRIGATED, USD/HA) | 100.0775
2019 | 19145 | CROPLAND (NON-IRRIGATED, USD/HA) | 479.3837
2019 | 51139 | CROPLAND (NON-IRRIGATED, USD/HA) | 91.4288
2017 | 19145 | CROPLAND (NON-IRRIGATED, USD/HA) | 533.7468
2017 | 51139 | CROPLAND (NON-IRRIGATED, USD/HA) | 86.4868
2016 | 19145 | CROPLAND (NON-IRRIGATED, USD/HA) | 496.681
2016 | 51139 | CROPLAND (NON-IRRIGATED, USD/HA) | 84.0157
2014 | 19145 | CROPLAND (NON-IRRIGATED, USD/HA) | 597.9941
2014 | 51139 | CROPLAND (NON-IRRIGATED, USD/HA) | 71.6604
2013 | 19145 | CROPLAND (NON-IRRIGATED, USD/HA) | 615.2914
2013 | 51139 | CROPLAND (NON-IRRIGATED, USD/HA) | 70.4249
2012 | 19145 | CROPLAND (NON-IRRIGATED, USD/HA) | 491.7389
2012 | 51139 | CROPLAND (NON-IRRIGATED, USD/HA) | 71.6604
2011 | 19145 | CROPLAND (NON-IRRIGATED, USD/HA) | 405.2522
2011 | 51139 | CROPLAND (NON-IRRIGATED, USD/HA) | 96.3709
2010 | 19145 | CROPLAND (NON-IRRIGATED, USD/HA) | 380.5417
2010 | 51139 | CROPLAND (NON-IRRIGATED, USD/HA) | 86.4868
2009 | 19145 | CROPLAND (NON-IRRIGATED, USD/HA) | 385.4838
2009 | 51139 | CROPLAND (NON-IRRIGATED, USD/HA) | 76.6025
2008 | 19145 | CROPLAND (NON-IRRIGATED, USD/HA) | 350.8891
2008 | 51139 | CROPLAND (NON-IRRIGATED, USD/HA) | 79.0736
2022 | 12099 | CROPLAND (NON-IRRIGATED, USD/HA) | 124.788
2020 | 12099 | CROPLAND (NON-IRRIGATED, USD/HA) | 405.2522
2016 | 12099 | CROPLAND (NON-IRRIGATED, USD/HA) | 221.159
2014 | 12099 | CROPLAND (NON-IRRIGATED, USD/HA) | 284.1707
2012 | 12099 | CROPLAND (NON-IRRIGATED, USD/HA) | 88.9578
2009 | 12099 | CROPLAND (NON-IRRIGATED, USD/HA) | 412.6653
2024 | 19147 | CROPLAND (NON-IRRIGATED, USD/HA) | 667.1835
2023 | 19147 | CROPLAND (NON-IRRIGATED, USD/HA) | 657.2993
2022 | 19147 | CROPLAND (NON-IRRIGATED, USD/HA) | 605.4072
2021 | 19147 | CROPLAND (NON-IRRIGATED, USD/HA) | 546.102
2020 | 19147 | CROPLAND (NON-IRRIGATED, USD/HA) | 610.3493
2019 | 19147 | CROPLAND (NON-IRRIGATED, USD/HA) | 610.3493
2017 | 19147 | CROPLAND (NON-IRRIGATED, USD/HA) | 560.9284
2016 | 19147 | CROPLAND (NON-IRRIGATED, USD/HA) | 575.7546
2014 | 19147 | CROPLAND (NON-IRRIGATED, USD/HA) | 694.365
2013 | 19147 | CROPLAND (NON-IRRIGATED, USD/HA) | 714.1335
2012 | 19147 | CROPLAND (NON-IRRIGATED, USD/HA) | 635.0598
2011 | 19147 | CROPLAND (NON-IRRIGATED, USD/HA) | 464.5574
2010 | 19147 | CROPLAND (NON-IRRIGATED, USD/HA) | 434.9048
2009 | 19147 | CROPLAND (NON-IRRIGATED, USD/HA) | 429.9627
2008 | 19147 | CROPLAND (NON-IRRIGATED, USD/HA) | 432.4337
2024 | 48363 | CROPLAND (NON-IRRIGATED, USD/HA) | 44.4789
2022 | 48363 | CROPLAND (NON-IRRIGATED, USD/HA) | 44.4789
2021 | 48363 | CROPLAND (NON-IRRIGATED, USD/HA) | 42.0078
2017 | 48363 | CROPLAND (NON-IRRIGATED, USD/HA) | 49.421
2016 | 48363 | CROPLAND (NON-IRRIGATED, USD/HA) | 58.0697
2014 | 48363 | CROPLAND (NON-IRRIGATED, USD/HA) | 33.3592
2013 | 48363 | CROPLAND (NON-IRRIGATED, USD/HA) | 40.7723
2012 | 48363 | CROPLAND (NON-IRRIGATED, USD/HA) | 38.3013
2011 | 48363 | CROPLAND (NON-IRRIGATED, USD/HA) | 35.8302
2010 | 48363 | CROPLAND (NON-IRRIGATED, USD/HA) | 43.2434
2009 | 48363 | CROPLAND (NON-IRRIGATED, USD/HA) | 35.8302
2024 | 37137 | CROPLAND (NON-IRRIGATED, USD/HA) | 221.159
2023 | 37137 | CROPLAND (NON-IRRIGATED, USD/HA) | 205.0971
2022 | 37137 | CROPLAND (NON-IRRIGATED, USD/HA) | 212.5103
2021 | 37137 | CROPLAND (NON-IRRIGATED, USD/HA) | 222.3945
2020 | 37137 | CROPLAND (NON-IRRIGATED, USD/HA) | 187.7998
2019 | 37137 | CROPLAND (NON-IRRIGATED, USD/HA) | 185.3287
2017 | 37137 | CROPLAND (NON-IRRIGATED, USD/HA) | 197.684
2016 | 37137 | CROPLAND (NON-IRRIGATED, USD/HA) | 205.0971
2014 | 37137 | CROPLAND (NON-IRRIGATED, USD/HA) | 180.3867
2013 | 37137 | CROPLAND (NON-IRRIGATED, USD/HA) | 138.3788
2012 | 37137 | CROPLAND (NON-IRRIGATED, USD/HA) | 139.6143
2011 | 37137 | CROPLAND (NON-IRRIGATED, USD/HA) | 153.2051
2010 | 37137 | CROPLAND (NON-IRRIGATED, USD/HA) | 137.1433
2009 | 37137 | CROPLAND (NON-IRRIGATED, USD/HA) | 145.7919
2024 | 28107 | CROPLAND (NON-IRRIGATED, USD/HA) | 316.2944
2024 | 48365 | CROPLAND (NON-IRRIGATED, USD/HA) | 34.5947
2023 | 28107 | CROPLAND (NON-IRRIGATED, USD/HA) | 286.6418
2023 | 48365 | CROPLAND (NON-IRRIGATED, USD/HA) | 35.8302
2022 | 28107 | CROPLAND (NON-IRRIGATED, USD/HA) | 237.2208
2022 | 48365 | CROPLAND (NON-IRRIGATED, USD/HA) | 45.7144
2021 | 28107 | CROPLAND (NON-IRRIGATED, USD/HA) | 254.5181
2021 | 48365 | CROPLAND (NON-IRRIGATED, USD/HA) | 50.6565
2020 | 28107 | CROPLAND (NON-IRRIGATED, USD/HA) | 219.9235
2020 | 48365 | CROPLAND (NON-IRRIGATED, USD/HA) | 55.5986
2019 | 28107 | CROPLAND (NON-IRRIGATED, USD/HA) | 239.6918
2019 | 48365 | CROPLAND (NON-IRRIGATED, USD/HA) | 37.0658
2017 | 28107 | CROPLAND (NON-IRRIGATED, USD/HA) | 218.6879
2017 | 48365 | CROPLAND (NON-IRRIGATED, USD/HA) | 40.7723
2016 | 28107 | CROPLAND (NON-IRRIGATED, USD/HA) | 200.155
2016 | 48365 | CROPLAND (NON-IRRIGATED, USD/HA) | 40.7723
2014 | 28107 | CROPLAND (NON-IRRIGATED, USD/HA) | 177.9156
2014 | 48365 | CROPLAND (NON-IRRIGATED, USD/HA) | 28.4171
2013 | 28107 | CROPLAND (NON-IRRIGATED, USD/HA) | 172.9735
2013 | 48365 | CROPLAND (NON-IRRIGATED, USD/HA) | 32.1236
2012 | 28107 | CROPLAND (NON-IRRIGATED, USD/HA) | 223.63
2012 | 48365 | CROPLAND (NON-IRRIGATED, USD/HA) | 34.5947
2011 | 28107 | CROPLAND (NON-IRRIGATED, USD/HA) | 198.9195
2011 | 48365 | CROPLAND (NON-IRRIGATED, USD/HA) | 30.8881
2010 | 28107 | CROPLAND (NON-IRRIGATED, USD/HA) | 203.8616
2010 | 48365 | CROPLAND (NON-IRRIGATED, USD/HA) | 33.3592
2009 | 28107 | CROPLAND (NON-IRRIGATED, USD/HA) | 151.9696
2008 | 28107 | CROPLAND (NON-IRRIGATED, USD/HA) | 168.0314
2024 | 30067 | CROPLAND (NON-IRRIGATED, USD/HA) | 92.6644
2022 | 30067 | CROPLAND (NON-IRRIGATED, USD/HA) | 90.1933
2021 | 30067 | CROPLAND (NON-IRRIGATED, USD/HA) | 76.6025
2021 | 56029 | CROPLAND (NON-IRRIGATED, USD/HA) | 74.1315
2020 | 30067 | CROPLAND (NON-IRRIGATED, USD/HA) | 54.3631
2019 | 30067 | CROPLAND (NON-IRRIGATED, USD/HA) | 46.95
2017 | 30067 | CROPLAND (NON-IRRIGATED, USD/HA) | 49.421
2016 | 30067 | CROPLAND (NON-IRRIGATED, USD/HA) | 43.2434
2014 | 30067 | CROPLAND (NON-IRRIGATED, USD/HA) | 45.7144
2013 | 30067 | CROPLAND (NON-IRRIGATED, USD/HA) | 42.0078
2012 | 56029 | CROPLAND (NON-IRRIGATED, USD/HA) | 39.5368
2023 | 18121 | CROPLAND (NON-IRRIGATED, USD/HA) | 511.5073
2022 | 18121 | CROPLAND (NON-IRRIGATED, USD/HA) | 513.9784
2021 | 18121 | CROPLAND (NON-IRRIGATED, USD/HA) | 479.3837
2020 | 18121 | CROPLAND (NON-IRRIGATED, USD/HA) | 444.789
2019 | 18121 | CROPLAND (NON-IRRIGATED, USD/HA) | 432.4337
2017 | 18121 | CROPLAND (NON-IRRIGATED, USD/HA) | 432.4337
2016 | 18121 | CROPLAND (NON-IRRIGATED, USD/HA) | 444.789
2014 | 18121 | CROPLAND (NON-IRRIGATED, USD/HA) | 447.26
2013 | 18121 | CROPLAND (NON-IRRIGATED, USD/HA) | 365.7154
2012 | 18121 | CROPLAND (NON-IRRIGATED, USD/HA) | 368.1864
2011 | 18121 | CROPLAND (NON-IRRIGATED, USD/HA) | 350.8891
2010 | 18121 | CROPLAND (NON-IRRIGATED, USD/HA) | 338.5338
2009 | 18121 | CROPLAND (NON-IRRIGATED, USD/HA) | 308.8813
2008 | 18121 | CROPLAND (NON-IRRIGATED, USD/HA) | 308.8813
2024 | 48367 | CROPLAND (NON-IRRIGATED, USD/HA) | 40.7723
2023 | 48367 | CROPLAND (NON-IRRIGATED, USD/HA) | 51.892
2022 | 48367 | CROPLAND (NON-IRRIGATED, USD/HA) | 54.3631
2021 | 48367 | CROPLAND (NON-IRRIGATED, USD/HA) | 50.6565
2020 | 48367 | CROPLAND (NON-IRRIGATED, USD/HA) | 46.95
2017 | 48367 | CROPLAND (NON-IRRIGATED, USD/HA) | 37.0658
2016 | 48367 | CROPLAND (NON-IRRIGATED, USD/HA) | 32.1236
2014 | 48367 | CROPLAND (NON-IRRIGATED, USD/HA) | 30.8881
2011 | 48367 | CROPLAND (NON-IRRIGATED, USD/HA) | 44.4789
2010 | 48367 | CROPLAND (NON-IRRIGATED, USD/HA) | 25.946
2008 | 48367 | CROPLAND (NON-IRRIGATED, USD/HA) | 35.8302
2024 | 48369 | CROPLAND (NON-IRRIGATED, USD/HA) | 90.1933
2023 | 48369 | CROPLAND (NON-IRRIGATED, USD/HA) | 80.3091
2022 | 48369 | CROPLAND (NON-IRRIGATED, USD/HA) | 80.3091
2021 | 48369 | CROPLAND (NON-IRRIGATED, USD/HA) | 74.1315
2020 | 48369 | CROPLAND (NON-IRRIGATED, USD/HA) | 66.7184
2019 | 48369 | CROPLAND (NON-IRRIGATED, USD/HA) | 67.9539
2017 | 48369 | CROPLAND (NON-IRRIGATED, USD/HA) | 67.9539
2016 | 48369 | CROPLAND (NON-IRRIGATED, USD/HA) | 67.9539
2014 | 48369 | CROPLAND (NON-IRRIGATED, USD/HA) | 64.2473
2013 | 48369 | CROPLAND (NON-IRRIGATED, USD/HA) | 66.7184
2012 | 48369 | CROPLAND (NON-IRRIGATED, USD/HA) | 75.367
2011 | 48369 | CROPLAND (NON-IRRIGATED, USD/HA) | 74.1315
2010 | 48369 | CROPLAND (NON-IRRIGATED, USD/HA) | 90.1933
2009 | 48369 | CROPLAND (NON-IRRIGATED, USD/HA) | 74.1315
2024 | 12101 | CROPLAND (NON-IRRIGATED, USD/HA) | 79.0736
2023 | 12101 | CROPLAND (NON-IRRIGATED, USD/HA) | 98.842
2022 | 12101 | CROPLAND (NON-IRRIGATED, USD/HA) | 95.1354
2021 | 12101 | CROPLAND (NON-IRRIGATED, USD/HA) | 114.9038
2020 | 12101 | CROPLAND (NON-IRRIGATED, USD/HA) | 117.3749
2017 | 12101 | CROPLAND (NON-IRRIGATED, USD/HA) | 71.6604
2016 | 12101 | CROPLAND (NON-IRRIGATED, USD/HA) | 84.0157
2013 | 12101 | CROPLAND (NON-IRRIGATED, USD/HA) | 66.7184
2010 | 12101 | CROPLAND (NON-IRRIGATED, USD/HA) | 85.2512
2009 | 12101 | CROPLAND (NON-IRRIGATED, USD/HA) | 91.4288
2024 | 37139 | CROPLAND (NON-IRRIGATED, USD/HA) | 286.6418
2023 | 37139 | CROPLAND (NON-IRRIGATED, USD/HA) | 326.1786
2022 | 37139 | CROPLAND (NON-IRRIGATED, USD/HA) | 306.4102
2021 | 37139 | CROPLAND (NON-IRRIGATED, USD/HA) | 303.9391
2020 | 37139 | CROPLAND (NON-IRRIGATED, USD/HA) | 247.105
2019 | 37139 | CROPLAND (NON-IRRIGATED, USD/HA) | 294.055
2017 | 37139 | CROPLAND (NON-IRRIGATED, USD/HA) | 313.8234
2016 | 37139 | CROPLAND (NON-IRRIGATED, USD/HA) | 264.4024
2014 | 37139 | CROPLAND (NON-IRRIGATED, USD/HA) | 261.9313
2013 | 37139 | CROPLAND (NON-IRRIGATED, USD/HA) | 244.6339
2012 | 37139 | CROPLAND (NON-IRRIGATED, USD/HA) | 252.0471
2011 | 37139 | CROPLAND (NON-IRRIGATED, USD/HA) | 231.0432
2010 | 37139 | CROPLAND (NON-IRRIGATED, USD/HA) | 229.8076
2009 | 37139 | CROPLAND (NON-IRRIGATED, USD/HA) | 205.0971
2024 | 51141 | CROPLAND (NON-IRRIGATED, USD/HA) | 100.0775
2023 | 51141 | CROPLAND (NON-IRRIGATED, USD/HA) | 98.842
2022 | 51141 | CROPLAND (NON-IRRIGATED, USD/HA) | 107.4907
2021 | 51141 | CROPLAND (NON-IRRIGATED, USD/HA) | 123.5525
2020 | 51141 | CROPLAND (NON-IRRIGATED, USD/HA) | 106.2552
2019 | 51141 | CROPLAND (NON-IRRIGATED, USD/HA) | 126.0236
2017 | 51141 | CROPLAND (NON-IRRIGATED, USD/HA) | 113.6683
2016 | 51141 | CROPLAND (NON-IRRIGATED, USD/HA) | 106.2552
2014 | 51141 | CROPLAND (NON-IRRIGATED, USD/HA) | 116.1393
2013 | 51141 | CROPLAND (NON-IRRIGATED, USD/HA) | 101.3131
2012 | 51141 | CROPLAND (NON-IRRIGATED, USD/HA) | 107.4907
2011 | 51141 | CROPLAND (NON-IRRIGATED, USD/HA) | 67.9539
2010 | 51141 | CROPLAND (NON-IRRIGATED, USD/HA) | 90.1933
2009 | 51141 | CROPLAND (NON-IRRIGATED, USD/HA) | 66.7184
2024 | 39125 | CROPLAND (NON-IRRIGATED, USD/HA) | 467.0285
2023 | 39125 | CROPLAND (NON-IRRIGATED, USD/HA) | 437.3759
2022 | 39125 | CROPLAND (NON-IRRIGATED, USD/HA) | 425.0206
2021 | 39125 | CROPLAND (NON-IRRIGATED, USD/HA) | 375.5996
2020 | 39125 | CROPLAND (NON-IRRIGATED, USD/HA) | 387.9549
2019 | 39125 | CROPLAND (NON-IRRIGATED, USD/HA) | 390.4259
2017 | 39125 | CROPLAND (NON-IRRIGATED, USD/HA) | 380.5417
2016 | 39125 | CROPLAND (NON-IRRIGATED, USD/HA) | 360.7733
2014 | 39125 | CROPLAND (NON-IRRIGATED, USD/HA) | 350.8891
2013 | 39125 | CROPLAND (NON-IRRIGATED, USD/HA) | 345.947
2012 | 39125 | CROPLAND (NON-IRRIGATED, USD/HA) | 313.8234
2011 | 39125 | CROPLAND (NON-IRRIGATED, USD/HA) | 286.6418
2010 | 39125 | CROPLAND (NON-IRRIGATED, USD/HA) | 259.4602
2009 | 39125 | CROPLAND (NON-IRRIGATED, USD/HA) | 256.9892
2008 | 39125 | CROPLAND (NON-IRRIGATED, USD/HA) | 259.4602
2024 | 20145 | CROPLAND (NON-IRRIGATED, USD/HA) | 101.3131
2024 | 31133 | CROPLAND (NON-IRRIGATED, USD/HA) | 395.368
2024 | 40117 | CROPLAND (NON-IRRIGATED, USD/HA) | 76.6025
2023 | 20145 | CROPLAND (NON-IRRIGATED, USD/HA) | 85.2512
2023 | 31133 | CROPLAND (NON-IRRIGATED, USD/HA) | 360.7733
2023 | 40117 | CROPLAND (NON-IRRIGATED, USD/HA) | 69.1894
2022 | 20145 | CROPLAND (NON-IRRIGATED, USD/HA) | 101.3131
2022 | 31133 | CROPLAND (NON-IRRIGATED, USD/HA) | 350.8891
2022 | 40117 | CROPLAND (NON-IRRIGATED, USD/HA) | 56.8342
2021 | 20145 | CROPLAND (NON-IRRIGATED, USD/HA) | 101.3131
2021 | 31133 | CROPLAND (NON-IRRIGATED, USD/HA) | 350.8891
2021 | 40117 | CROPLAND (NON-IRRIGATED, USD/HA) | 74.1315
2020 | 20145 | CROPLAND (NON-IRRIGATED, USD/HA) | 103.7841
2020 | 31133 | CROPLAND (NON-IRRIGATED, USD/HA) | 333.5917
2020 | 40117 | CROPLAND (NON-IRRIGATED, USD/HA) | 70.4249
2019 | 20145 | CROPLAND (NON-IRRIGATED, USD/HA) | 96.3709
2019 | 31133 | CROPLAND (NON-IRRIGATED, USD/HA) | 336.0628
2019 | 40117 | CROPLAND (NON-IRRIGATED, USD/HA) | 65.4828
2017 | 20145 | CROPLAND (NON-IRRIGATED, USD/HA) | 98.842
2017 | 31133 | CROPLAND (NON-IRRIGATED, USD/HA) | 333.5917
2017 | 40117 | CROPLAND (NON-IRRIGATED, USD/HA) | 64.2473
2016 | 20145 | CROPLAND (NON-IRRIGATED, USD/HA) | 100.0775
2016 | 31133 | CROPLAND (NON-IRRIGATED, USD/HA) | 336.0628
2016 | 40117 | CROPLAND (NON-IRRIGATED, USD/HA) | 45.7144
2014 | 20145 | CROPLAND (NON-IRRIGATED, USD/HA) | 122.317
2014 | 31133 | CROPLAND (NON-IRRIGATED, USD/HA) | 311.3523
2014 | 40117 | CROPLAND (NON-IRRIGATED, USD/HA) | 67.9539
2013 | 20145 | CROPLAND (NON-IRRIGATED, USD/HA) | 158.1472
2013 | 31133 | CROPLAND (NON-IRRIGATED, USD/HA) | 311.3523
2013 | 40117 | CROPLAND (NON-IRRIGATED, USD/HA) | 74.1315
2012 | 20145 | CROPLAND (NON-IRRIGATED, USD/HA) | 107.4907
2012 | 31133 | CROPLAND (NON-IRRIGATED, USD/HA) | 269.3444
2012 | 40117 | CROPLAND (NON-IRRIGATED, USD/HA) | 46.95
2011 | 20145 | CROPLAND (NON-IRRIGATED, USD/HA) | 91.4288
2011 | 31133 | CROPLAND (NON-IRRIGATED, USD/HA) | 261.9313
2011 | 40117 | CROPLAND (NON-IRRIGATED, USD/HA) | 50.6565
2010 | 20145 | CROPLAND (NON-IRRIGATED, USD/HA) | 95.1354
2010 | 31133 | CROPLAND (NON-IRRIGATED, USD/HA) | 244.6339
2010 | 40117 | CROPLAND (NON-IRRIGATED, USD/HA) | 71.6604
2009 | 20145 | CROPLAND (NON-IRRIGATED, USD/HA) | 86.4868
2009 | 31133 | CROPLAND (NON-IRRIGATED, USD/HA) | 227.3366
2008 | 31133 | CROPLAND (NON-IRRIGATED, USD/HA) | 212.5103
2008 | 40117 | CROPLAND (NON-IRRIGATED, USD/HA) | 56.8342
2021 | 16075 | CROPLAND (NON-IRRIGATED, USD/HA) | 61.7762
2017 | 16075 | CROPLAND (NON-IRRIGATED, USD/HA) | 74.1315
2011 | 16075 | CROPLAND (NON-IRRIGATED, USD/HA) | 229.8076
2024 | 40119 | CROPLAND (NON-IRRIGATED, USD/HA) | 51.892
2023 | 40119 | CROPLAND (NON-IRRIGATED, USD/HA) | 46.95
2022 | 40119 | CROPLAND (NON-IRRIGATED, USD/HA) | 59.3052
2021 | 40119 | CROPLAND (NON-IRRIGATED, USD/HA) | 54.3631
2020 | 40119 | CROPLAND (NON-IRRIGATED, USD/HA) | 64.2473
2019 | 40119 | CROPLAND (NON-IRRIGATED, USD/HA) | 51.892
2016 | 40119 | CROPLAND (NON-IRRIGATED, USD/HA) | 48.1855
2014 | 40119 | CROPLAND (NON-IRRIGATED, USD/HA) | 59.3052
2013 | 40119 | CROPLAND (NON-IRRIGATED, USD/HA) | 56.8342
2012 | 40119 | CROPLAND (NON-IRRIGATED, USD/HA) | 46.95
2011 | 40119 | CROPLAND (NON-IRRIGATED, USD/HA) | 51.892
2010 | 40119 | CROPLAND (NON-IRRIGATED, USD/HA) | 51.892
2009 | 40119 | CROPLAND (NON-IRRIGATED, USD/HA) | 61.7762
2008 | 40119 | CROPLAND (NON-IRRIGATED, USD/HA) | 55.5986
2024 | 13225 | CROPLAND (NON-IRRIGATED, USD/HA) | 172.9735
2023 | 13225 | CROPLAND (NON-IRRIGATED, USD/HA) | 154.4406
2022 | 13225 | CROPLAND (NON-IRRIGATED, USD/HA) | 187.7998
2021 | 13225 | CROPLAND (NON-IRRIGATED, USD/HA) | 153.2051
2020 | 13225 | CROPLAND (NON-IRRIGATED, USD/HA) | 122.317
2017 | 13225 | CROPLAND (NON-IRRIGATED, USD/HA) | 108.7262
2016 | 13225 | CROPLAND (NON-IRRIGATED, USD/HA) | 148.263
2014 | 13225 | CROPLAND (NON-IRRIGATED, USD/HA) | 177.9156
2013 | 13225 | CROPLAND (NON-IRRIGATED, USD/HA) | 185.3287
2012 | 13225 | CROPLAND (NON-IRRIGATED, USD/HA) | 190.2708
2011 | 13225 | CROPLAND (NON-IRRIGATED, USD/HA) | 207.5682
2010 | 13225 | CROPLAND (NON-IRRIGATED, USD/HA) | 159.3827
2009 | 13225 | CROPLAND (NON-IRRIGATED, USD/HA) | 106.2552
2024 | 28109 | CROPLAND (NON-IRRIGATED, USD/HA) | 98.842
2023 | 28109 | CROPLAND (NON-IRRIGATED, USD/HA) | 101.3131
2022 | 28109 | CROPLAND (NON-IRRIGATED, USD/HA) | 69.1894
2021 | 28109 | CROPLAND (NON-IRRIGATED, USD/HA) | 69.1894
2020 | 28109 | CROPLAND (NON-IRRIGATED, USD/HA) | 60.5407
2019 | 28109 | CROPLAND (NON-IRRIGATED, USD/HA) | 37.0658
2017 | 28109 | CROPLAND (NON-IRRIGATED, USD/HA) | 53.1276
2016 | 28109 | CROPLAND (NON-IRRIGATED, USD/HA) | 66.7184
2012 | 28109 | CROPLAND (NON-IRRIGATED, USD/HA) | 96.3709
2011 | 28109 | CROPLAND (NON-IRRIGATED, USD/HA) | 105.0196
2017 | 48371 | CROPLAND (NON-IRRIGATED, USD/HA) | 11.6139
2024 | 38067 | CROPLAND (NON-IRRIGATED, USD/HA) | 289.1128
2023 | 38067 | CROPLAND (NON-IRRIGATED, USD/HA) | 291.5839
2022 | 38067 | CROPLAND (NON-IRRIGATED, USD/HA) | 279.2287
2021 | 38067 | CROPLAND (NON-IRRIGATED, USD/HA) | 276.7576
2020 | 38067 | CROPLAND (NON-IRRIGATED, USD/HA) | 252.0471
2017 | 38067 | CROPLAND (NON-IRRIGATED, USD/HA) | 227.3366
2016 | 38067 | CROPLAND (NON-IRRIGATED, USD/HA) | 226.1011
2014 | 38067 | CROPLAND (NON-IRRIGATED, USD/HA) | 234.7498
2013 | 38067 | CROPLAND (NON-IRRIGATED, USD/HA) | 214.9813
2012 | 38067 | CROPLAND (NON-IRRIGATED, USD/HA) | 217.4524
2011 | 38067 | CROPLAND (NON-IRRIGATED, USD/HA) | 189.0353
2010 | 38067 | CROPLAND (NON-IRRIGATED, USD/HA) | 168.0314
2009 | 38067 | CROPLAND (NON-IRRIGATED, USD/HA) | 165.5603
2008 | 38067 | CROPLAND (NON-IRRIGATED, USD/HA) | 151.9696
2024 | 29155 | CROPLAND (NON-IRRIGATED, USD/HA) | 373.1286
2023 | 29155 | CROPLAND (NON-IRRIGATED, USD/HA) | 363.2443
2022 | 29155 | CROPLAND (NON-IRRIGATED, USD/HA) | 333.5917
2021 | 29155 | CROPLAND (NON-IRRIGATED, USD/HA) | 353.3601
2020 | 29155 | CROPLAND (NON-IRRIGATED, USD/HA) | 318.7654
2019 | 29155 | CROPLAND (NON-IRRIGATED, USD/HA) | 316.2944
2017 | 29155 | CROPLAND (NON-IRRIGATED, USD/HA) | 308.8813
2016 | 29155 | CROPLAND (NON-IRRIGATED, USD/HA) | 274.2865
2014 | 29155 | CROPLAND (NON-IRRIGATED, USD/HA) | 286.6418
2013 | 29155 | CROPLAND (NON-IRRIGATED, USD/HA) | 264.4024
2012 | 29155 | CROPLAND (NON-IRRIGATED, USD/HA) | 266.8734
2011 | 29155 | CROPLAND (NON-IRRIGATED, USD/HA) | 266.8734
2010 | 29155 | CROPLAND (NON-IRRIGATED, USD/HA) | 249.5761
2009 | 29155 | CROPLAND (NON-IRRIGATED, USD/HA) | 249.5761
2008 | 29155 | CROPLAND (NON-IRRIGATED, USD/HA) | 232.2787
2023 | 53051 | CROPLAND (NON-IRRIGATED, USD/HA) | 85.2512
2022 | 53051 | CROPLAND (NON-IRRIGATED, USD/HA) | 67.9539
2020 | 53051 | CROPLAND (NON-IRRIGATED, USD/HA) | 67.9539
2012 | 53051 | CROPLAND (NON-IRRIGATED, USD/HA) | 80.3091
2009 | 53051 | CROPLAND (NON-IRRIGATED, USD/HA) | 79.0736
2023 | 37141 | CROPLAND (NON-IRRIGATED, USD/HA) | 211.2748
2022 | 37141 | CROPLAND (NON-IRRIGATED, USD/HA) | 184.0932
2021 | 37141 | CROPLAND (NON-IRRIGATED, USD/HA) | 184.0932
2020 | 37141 | CROPLAND (NON-IRRIGATED, USD/HA) | 172.9735
2019 | 37141 | CROPLAND (NON-IRRIGATED, USD/HA) | 153.2051
2017 | 37141 | CROPLAND (NON-IRRIGATED, USD/HA) | 148.263
2016 | 37141 | CROPLAND (NON-IRRIGATED, USD/HA) | 153.2051
2013 | 37141 | CROPLAND (NON-IRRIGATED, USD/HA) | 147.0275
2012 | 37141 | CROPLAND (NON-IRRIGATED, USD/HA) | 122.317
2011 | 37141 | CROPLAND (NON-IRRIGATED, USD/HA) | 121.0815
2008 | 37141 | CROPLAND (NON-IRRIGATED, USD/HA) | 122.317
2024 | 21191 | CROPLAND (NON-IRRIGATED, USD/HA) | 129.7301
2023 | 21191 | CROPLAND (NON-IRRIGATED, USD/HA) | 113.6683
2023 | 54071 | CROPLAND (NON-IRRIGATED, USD/HA) | 113.6683
2022 | 21191 | CROPLAND (NON-IRRIGATED, USD/HA) | 111.1972
2022 | 54071 | CROPLAND (NON-IRRIGATED, USD/HA) | 97.6065
2021 | 21191 | CROPLAND (NON-IRRIGATED, USD/HA) | 113.6683
2021 | 54071 | CROPLAND (NON-IRRIGATED, USD/HA) | 96.3709
2020 | 21191 | CROPLAND (NON-IRRIGATED, USD/HA) | 123.5525
2020 | 54071 | CROPLAND (NON-IRRIGATED, USD/HA) | 91.4288
2019 | 21191 | CROPLAND (NON-IRRIGATED, USD/HA) | 155.6762
2019 | 54071 | CROPLAND (NON-IRRIGATED, USD/HA) | 93.8999
2017 | 21191 | CROPLAND (NON-IRRIGATED, USD/HA) | 168.0314
2016 | 21191 | CROPLAND (NON-IRRIGATED, USD/HA) | 192.7419
2016 | 54071 | CROPLAND (NON-IRRIGATED, USD/HA) | 71.6604
2014 | 21191 | CROPLAND (NON-IRRIGATED, USD/HA) | 187.7998
2014 | 54071 | CROPLAND (NON-IRRIGATED, USD/HA) | 74.1315
2013 | 21191 | CROPLAND (NON-IRRIGATED, USD/HA) | 156.9117
2012 | 21191 | CROPLAND (NON-IRRIGATED, USD/HA) | 153.2051
2012 | 54071 | CROPLAND (NON-IRRIGATED, USD/HA) | 59.3052
2011 | 21191 | CROPLAND (NON-IRRIGATED, USD/HA) | 123.5525
2011 | 54071 | CROPLAND (NON-IRRIGATED, USD/HA) | 121.0815
2010 | 21191 | CROPLAND (NON-IRRIGATED, USD/HA) | 145.7919
2010 | 54071 | CROPLAND (NON-IRRIGATED, USD/HA) | 77.8381
2009 | 21191 | CROPLAND (NON-IRRIGATED, USD/HA) | 126.0236
2009 | 54071 | CROPLAND (NON-IRRIGATED, USD/HA) | 88.9578
2024 | 27113 | CROPLAND (NON-IRRIGATED, USD/HA) | 206.3327
2024 | 46103 | CROPLAND (NON-IRRIGATED, USD/HA) | 81.5447
2023 | 27113 | CROPLAND (NON-IRRIGATED, USD/HA) | 207.5682
2023 | 46103 | CROPLAND (NON-IRRIGATED, USD/HA) | 87.7223
2022 | 27113 | CROPLAND (NON-IRRIGATED, USD/HA) | 181.6222
2022 | 46103 | CROPLAND (NON-IRRIGATED, USD/HA) | 91.4288
2021 | 27113 | CROPLAND (NON-IRRIGATED, USD/HA) | 189.0353
2021 | 46103 | CROPLAND (NON-IRRIGATED, USD/HA) | 84.0157
2020 | 27113 | CROPLAND (NON-IRRIGATED, USD/HA) | 177.9156
2020 | 46103 | CROPLAND (NON-IRRIGATED, USD/HA) | 81.5447
2019 | 27113 | CROPLAND (NON-IRRIGATED, USD/HA) | 184.0932
2019 | 46103 | CROPLAND (NON-IRRIGATED, USD/HA) | 82.7802
2017 | 27113 | CROPLAND (NON-IRRIGATED, USD/HA) | 160.6182
2017 | 46103 | CROPLAND (NON-IRRIGATED, USD/HA) | 75.367
2016 | 27113 | CROPLAND (NON-IRRIGATED, USD/HA) | 159.3827
2016 | 46103 | CROPLAND (NON-IRRIGATED, USD/HA) | 85.2512
2014 | 27113 | CROPLAND (NON-IRRIGATED, USD/HA) | 156.9117
2014 | 46103 | CROPLAND (NON-IRRIGATED, USD/HA) | 64.2473
2013 | 27113 | CROPLAND (NON-IRRIGATED, USD/HA) | 133.4367
2013 | 46103 | CROPLAND (NON-IRRIGATED, USD/HA) | 72.896
2012 | 27113 | CROPLAND (NON-IRRIGATED, USD/HA) | 137.1433
2012 | 46103 | CROPLAND (NON-IRRIGATED, USD/HA) | 67.9539
2011 | 27113 | CROPLAND (NON-IRRIGATED, USD/HA) | 117.3749
2011 | 46103 | CROPLAND (NON-IRRIGATED, USD/HA) | 51.892
2010 | 27113 | CROPLAND (NON-IRRIGATED, USD/HA) | 106.2552
2010 | 46103 | CROPLAND (NON-IRRIGATED, USD/HA) | 54.3631
2009 | 27113 | CROPLAND (NON-IRRIGATED, USD/HA) | 107.4907
2009 | 46103 | CROPLAND (NON-IRRIGATED, USD/HA) | 54.3631
2008 | 27113 | CROPLAND (NON-IRRIGATED, USD/HA) | 96.3709
2008 | 46103 | CROPLAND (NON-IRRIGATED, USD/HA) | 58.0697
2024 | 23019 | CROPLAND (NON-IRRIGATED, USD/HA) | 103.7841
2023 | 23019 | CROPLAND (NON-IRRIGATED, USD/HA) | 82.7802
2022 | 23019 | CROPLAND (NON-IRRIGATED, USD/HA) | 102.5486
2021 | 23019 | CROPLAND (NON-IRRIGATED, USD/HA) | 86.4868
2019 | 23019 | CROPLAND (NON-IRRIGATED, USD/HA) | 98.842
2017 | 23019 | CROPLAND (NON-IRRIGATED, USD/HA) | 98.842
2016 | 23019 | CROPLAND (NON-IRRIGATED, USD/HA) | 85.2512
2014 | 23019 | CROPLAND (NON-IRRIGATED, USD/HA) | 92.6644
2013 | 23019 | CROPLAND (NON-IRRIGATED, USD/HA) | 91.4288
2012 | 23019 | CROPLAND (NON-IRRIGATED, USD/HA) | 84.0157
2011 | 23019 | CROPLAND (NON-IRRIGATED, USD/HA) | 76.6025
2010 | 23019 | CROPLAND (NON-IRRIGATED, USD/HA) | 82.7802
2024 | 17143 | CROPLAND (NON-IRRIGATED, USD/HA) | 657.2993
2023 | 17143 | CROPLAND (NON-IRRIGATED, USD/HA) | 593.052
2022 | 17143 | CROPLAND (NON-IRRIGATED, USD/HA) | 583.1678
2021 | 17143 | CROPLAND (NON-IRRIGATED, USD/HA) | 536.2178
2020 | 17143 | CROPLAND (NON-IRRIGATED, USD/HA) | 504.0942
2019 | 17143 | CROPLAND (NON-IRRIGATED, USD/HA) | 509.0363
2017 | 17143 | CROPLAND (NON-IRRIGATED, USD/HA) | 538.6889
2016 | 17143 | CROPLAND (NON-IRRIGATED, USD/HA) | 546.102
2014 | 17143 | CROPLAND (NON-IRRIGATED, USD/HA) | 588.1099
2013 | 17143 | CROPLAND (NON-IRRIGATED, USD/HA) | 538.6889
2012 | 17143 | CROPLAND (NON-IRRIGATED, USD/HA) | 546.102
2011 | 17143 | CROPLAND (NON-IRRIGATED, USD/HA) | 459.6153
2010 | 17143 | CROPLAND (NON-IRRIGATED, USD/HA) | 427.4916
2009 | 17143 | CROPLAND (NON-IRRIGATED, USD/HA) | 429.9627
2008 | 17143 | CROPLAND (NON-IRRIGATED, USD/HA) | 420.0785
2024 | 55091 | CROPLAND (NON-IRRIGATED, USD/HA) | 373.1286
2023 | 55091 | CROPLAND (NON-IRRIGATED, USD/HA) | 383.0127
2022 | 55091 | CROPLAND (NON-IRRIGATED, USD/HA) | 353.3601
2021 | 55091 | CROPLAND (NON-IRRIGATED, USD/HA) | 338.5338
2020 | 55091 | CROPLAND (NON-IRRIGATED, USD/HA) | 333.5917
2019 | 55091 | CROPLAND (NON-IRRIGATED, USD/HA) | 343.476
2017 | 55091 | CROPLAND (NON-IRRIGATED, USD/HA) | 355.8312
2016 | 55091 | CROPLAND (NON-IRRIGATED, USD/HA) | 321.2365
2014 | 55091 | CROPLAND (NON-IRRIGATED, USD/HA) | 318.7654
2013 | 55091 | CROPLAND (NON-IRRIGATED, USD/HA) | 284.1707
2012 | 55091 | CROPLAND (NON-IRRIGATED, USD/HA) | 281.6997
2011 | 55091 | CROPLAND (NON-IRRIGATED, USD/HA) | 239.6918
2010 | 55091 | CROPLAND (NON-IRRIGATED, USD/HA) | 217.4524
2009 | 55091 | CROPLAND (NON-IRRIGATED, USD/HA) | 207.5682
2008 | 55091 | CROPLAND (NON-IRRIGATED, USD/HA) | 211.2748
2024 | 31135 | CROPLAND (NON-IRRIGATED, USD/HA) | 140.8499
2024 | 46105 | CROPLAND (NON-IRRIGATED, USD/HA) | 92.6644
2023 | 31135 | CROPLAND (NON-IRRIGATED, USD/HA) | 126.0236
2023 | 46105 | CROPLAND (NON-IRRIGATED, USD/HA) | 79.0736
2022 | 31135 | CROPLAND (NON-IRRIGATED, USD/HA) | 127.2591
2022 | 46105 | CROPLAND (NON-IRRIGATED, USD/HA) | 76.6025
2021 | 31135 | CROPLAND (NON-IRRIGATED, USD/HA) | 123.5525
2021 | 46105 | CROPLAND (NON-IRRIGATED, USD/HA) | 60.5407
2020 | 31135 | CROPLAND (NON-IRRIGATED, USD/HA) | 123.5525
2020 | 46105 | CROPLAND (NON-IRRIGATED, USD/HA) | 61.7762
2019 | 31135 | CROPLAND (NON-IRRIGATED, USD/HA) | 124.788
2019 | 46105 | CROPLAND (NON-IRRIGATED, USD/HA) | 61.7762
2017 | 31135 | CROPLAND (NON-IRRIGATED, USD/HA) | 122.317
2017 | 46105 | CROPLAND (NON-IRRIGATED, USD/HA) | 69.1894
2016 | 31135 | CROPLAND (NON-IRRIGATED, USD/HA) | 121.0815
2014 | 31135 | CROPLAND (NON-IRRIGATED, USD/HA) | 117.3749
2014 | 46105 | CROPLAND (NON-IRRIGATED, USD/HA) | 56.8342
2013 | 31135 | CROPLAND (NON-IRRIGATED, USD/HA) | 109.9617
2013 | 46105 | CROPLAND (NON-IRRIGATED, USD/HA) | 58.0697
2012 | 31135 | CROPLAND (NON-IRRIGATED, USD/HA) | 102.5486
2012 | 46105 | CROPLAND (NON-IRRIGATED, USD/HA) | 55.5986
2011 | 31135 | CROPLAND (NON-IRRIGATED, USD/HA) | 106.2552
2011 | 46105 | CROPLAND (NON-IRRIGATED, USD/HA) | 55.5986
2010 | 31135 | CROPLAND (NON-IRRIGATED, USD/HA) | 84.0157
2010 | 46105 | CROPLAND (NON-IRRIGATED, USD/HA) | 56.8342
2009 | 31135 | CROPLAND (NON-IRRIGATED, USD/HA) | 84.0157
2009 | 46105 | CROPLAND (NON-IRRIGATED, USD/HA) | 58.0697
2008 | 31135 | CROPLAND (NON-IRRIGATED, USD/HA) | 84.0157
2008 | 46105 | CROPLAND (NON-IRRIGATED, USD/HA) | 53.1276
2024 | 37143 | CROPLAND (NON-IRRIGATED, USD/HA) | 254.5181
2023 | 37143 | CROPLAND (NON-IRRIGATED, USD/HA) | 261.9313
2022 | 37143 | CROPLAND (NON-IRRIGATED, USD/HA) | 233.5142
2021 | 37143 | CROPLAND (NON-IRRIGATED, USD/HA) | 269.3444
2020 | 37143 | CROPLAND (NON-IRRIGATED, USD/HA) | 237.2208
2019 | 37143 | CROPLAND (NON-IRRIGATED, USD/HA) | 237.2208
2017 | 37143 | CROPLAND (NON-IRRIGATED, USD/HA) | 247.105
2016 | 37143 | CROPLAND (NON-IRRIGATED, USD/HA) | 234.7498
2014 | 37143 | CROPLAND (NON-IRRIGATED, USD/HA) | 229.8076
2013 | 37143 | CROPLAND (NON-IRRIGATED, USD/HA) | 226.1011
2012 | 37143 | CROPLAND (NON-IRRIGATED, USD/HA) | 210.0393
2011 | 37143 | CROPLAND (NON-IRRIGATED, USD/HA) | 198.9195
2010 | 37143 | CROPLAND (NON-IRRIGATED, USD/HA) | 190.2708
2009 | 37143 | CROPLAND (NON-IRRIGATED, USD/HA) | 184.0932
2008 | 37143 | CROPLAND (NON-IRRIGATED, USD/HA) | 156.9117
2024 | 1105 | CROPLAND (NON-IRRIGATED, USD/HA) | 130.9657
2024 | 5105 | CROPLAND (NON-IRRIGATED, USD/HA) | 54.3631
2024 | 17145 | CROPLAND (NON-IRRIGATED, USD/HA) | 412.6653
2024 | 18123 | CROPLAND (NON-IRRIGATED, USD/HA) | 294.055
2024 | 29157 | CROPLAND (NON-IRRIGATED, USD/HA) | 284.1707
2024 | 39127 | CROPLAND (NON-IRRIGATED, USD/HA) | 218.6879
2024 | 42099 | CROPLAND (NON-IRRIGATED, USD/HA) | 261.9313
2024 | 47135 | CROPLAND (NON-IRRIGATED, USD/HA) | 166.7959
2023 | 1105 | CROPLAND (NON-IRRIGATED, USD/HA) | 119.8459
2023 | 5105 | CROPLAND (NON-IRRIGATED, USD/HA) | 51.892
2023 | 17145 | CROPLAND (NON-IRRIGATED, USD/HA) | 328.6497
2023 | 18123 | CROPLAND (NON-IRRIGATED, USD/HA) | 232.2787
2023 | 29157 | CROPLAND (NON-IRRIGATED, USD/HA) | 308.8813
2023 | 39127 | CROPLAND (NON-IRRIGATED, USD/HA) | 222.3945
2023 | 42099 | CROPLAND (NON-IRRIGATED, USD/HA) | 227.3366
2023 | 47135 | CROPLAND (NON-IRRIGATED, USD/HA) | 93.8999
2022 | 1105 | CROPLAND (NON-IRRIGATED, USD/HA) | 113.6683
2022 | 5105 | CROPLAND (NON-IRRIGATED, USD/HA) | 30.8881
2022 | 17145 | CROPLAND (NON-IRRIGATED, USD/HA) | 355.8312
2022 | 18123 | CROPLAND (NON-IRRIGATED, USD/HA) | 226.1011
2022 | 29157 | CROPLAND (NON-IRRIGATED, USD/HA) | 316.2944
2022 | 39127 | CROPLAND (NON-IRRIGATED, USD/HA) | 238.4563
2022 | 42099 | CROPLAND (NON-IRRIGATED, USD/HA) | 175.4445
2022 | 47135 | CROPLAND (NON-IRRIGATED, USD/HA) | 106.2552
2021 | 1105 | CROPLAND (NON-IRRIGATED, USD/HA) | 118.6104
2021 | 5105 | CROPLAND (NON-IRRIGATED, USD/HA) | 43.2434
2021 | 17145 | CROPLAND (NON-IRRIGATED, USD/HA) | 318.7654
2021 | 18123 | CROPLAND (NON-IRRIGATED, USD/HA) | 252.0471
2021 | 29157 | CROPLAND (NON-IRRIGATED, USD/HA) | 256.9892
2021 | 39127 | CROPLAND (NON-IRRIGATED, USD/HA) | 233.5142
2021 | 42099 | CROPLAND (NON-IRRIGATED, USD/HA) | 196.4485
2020 | 1105 | CROPLAND (NON-IRRIGATED, USD/HA) | 118.6104
2020 | 5105 | CROPLAND (NON-IRRIGATED, USD/HA) | 24.7105
2020 | 17145 | CROPLAND (NON-IRRIGATED, USD/HA) | 291.5839
2020 | 18123 | CROPLAND (NON-IRRIGATED, USD/HA) | 222.3945
2020 | 28111 | CROPLAND (NON-IRRIGATED, USD/HA) | 96.3709
2020 | 29157 | CROPLAND (NON-IRRIGATED, USD/HA) | 247.105
2020 | 39127 | CROPLAND (NON-IRRIGATED, USD/HA) | 240.9274
2020 | 42099 | CROPLAND (NON-IRRIGATED, USD/HA) | 196.4485
2019 | 1105 | CROPLAND (NON-IRRIGATED, USD/HA) | 92.6644
2019 | 5105 | CROPLAND (NON-IRRIGATED, USD/HA) | 37.0658
2019 | 17145 | CROPLAND (NON-IRRIGATED, USD/HA) | 308.8813
2019 | 18123 | CROPLAND (NON-IRRIGATED, USD/HA) | 197.684
2019 | 29157 | CROPLAND (NON-IRRIGATED, USD/HA) | 269.3444
2019 | 39127 | CROPLAND (NON-IRRIGATED, USD/HA) | 216.2169
2019 | 42099 | CROPLAND (NON-IRRIGATED, USD/HA) | 179.1511
2019 | 47135 | CROPLAND (NON-IRRIGATED, USD/HA) | 81.5447
2017 | 1105 | CROPLAND (NON-IRRIGATED, USD/HA) | 101.3131
2017 | 5105 | CROPLAND (NON-IRRIGATED, USD/HA) | 54.3631
2017 | 17145 | CROPLAND (NON-IRRIGATED, USD/HA) | 274.2865
2017 | 18123 | CROPLAND (NON-IRRIGATED, USD/HA) | 201.3906
2017 | 28111 | CROPLAND (NON-IRRIGATED, USD/HA) | 74.1315
2017 | 29157 | CROPLAND (NON-IRRIGATED, USD/HA) | 239.6918
2017 | 39127 | CROPLAND (NON-IRRIGATED, USD/HA) | 201.3906
2017 | 42099 | CROPLAND (NON-IRRIGATED, USD/HA) | 160.6182
2017 | 47135 | CROPLAND (NON-IRRIGATED, USD/HA) | 76.6025
2016 | 1105 | CROPLAND (NON-IRRIGATED, USD/HA) | 85.2512
2016 | 5105 | CROPLAND (NON-IRRIGATED, USD/HA) | 71.6604
2016 | 17145 | CROPLAND (NON-IRRIGATED, USD/HA) | 264.4024
2016 | 29157 | CROPLAND (NON-IRRIGATED, USD/HA) | 254.5181
2016 | 39127 | CROPLAND (NON-IRRIGATED, USD/HA) | 202.6261
2016 | 42099 | CROPLAND (NON-IRRIGATED, USD/HA) | 190.2708
2016 | 47135 | CROPLAND (NON-IRRIGATED, USD/HA) | 79.0736
2014 | 1105 | CROPLAND (NON-IRRIGATED, USD/HA) | 80.3091
2014 | 5105 | CROPLAND (NON-IRRIGATED, USD/HA) | 81.5447
2014 | 17145 | CROPLAND (NON-IRRIGATED, USD/HA) | 261.9313
2014 | 28111 | CROPLAND (NON-IRRIGATED, USD/HA) | 67.9539
2014 | 29157 | CROPLAND (NON-IRRIGATED, USD/HA) | 301.4681
2014 | 39127 | CROPLAND (NON-IRRIGATED, USD/HA) | 203.8616
2014 | 42099 | CROPLAND (NON-IRRIGATED, USD/HA) | 164.3248
2014 | 47135 | CROPLAND (NON-IRRIGATED, USD/HA) | 103.7841
2013 | 1105 | CROPLAND (NON-IRRIGATED, USD/HA) | 80.3091
2013 | 5105 | CROPLAND (NON-IRRIGATED, USD/HA) | 61.7762
2013 | 17145 | CROPLAND (NON-IRRIGATED, USD/HA) | 254.5181
2013 | 18123 | CROPLAND (NON-IRRIGATED, USD/HA) | 259.4602
2013 | 29157 | CROPLAND (NON-IRRIGATED, USD/HA) | 233.5142
2013 | 39127 | CROPLAND (NON-IRRIGATED, USD/HA) | 205.0971
2013 | 42099 | CROPLAND (NON-IRRIGATED, USD/HA) | 145.7919
2012 | 1105 | CROPLAND (NON-IRRIGATED, USD/HA) | 66.7184
2012 | 17145 | CROPLAND (NON-IRRIGATED, USD/HA) | 271.8155
2012 | 29157 | CROPLAND (NON-IRRIGATED, USD/HA) | 186.5643
2012 | 39127 | CROPLAND (NON-IRRIGATED, USD/HA) | 205.0971
2012 | 42099 | CROPLAND (NON-IRRIGATED, USD/HA) | 117.3749
2011 | 1105 | CROPLAND (NON-IRRIGATED, USD/HA) | 69.1894
2011 | 17145 | CROPLAND (NON-IRRIGATED, USD/HA) | 232.2787
2011 | 18123 | CROPLAND (NON-IRRIGATED, USD/HA) | 208.8037
2011 | 29157 | CROPLAND (NON-IRRIGATED, USD/HA) | 191.5064
2011 | 39127 | CROPLAND (NON-IRRIGATED, USD/HA) | 172.9735
2011 | 42099 | CROPLAND (NON-IRRIGATED, USD/HA) | 116.1393
2011 | 47135 | CROPLAND (NON-IRRIGATED, USD/HA) | 101.3131
2010 | 1105 | CROPLAND (NON-IRRIGATED, USD/HA) | 61.7762
2010 | 17145 | CROPLAND (NON-IRRIGATED, USD/HA) | 192.7419
2010 | 18123 | CROPLAND (NON-IRRIGATED, USD/HA) | 211.2748
2010 | 29157 | CROPLAND (NON-IRRIGATED, USD/HA) | 169.2669
2010 | 39127 | CROPLAND (NON-IRRIGATED, USD/HA) | 165.5603
2010 | 42099 | CROPLAND (NON-IRRIGATED, USD/HA) | 107.4907
2009 | 1105 | CROPLAND (NON-IRRIGATED, USD/HA) | 54.3631
2009 | 5105 | CROPLAND (NON-IRRIGATED, USD/HA) | 54.3631
2009 | 17145 | CROPLAND (NON-IRRIGATED, USD/HA) | 181.6222
2009 | 18123 | CROPLAND (NON-IRRIGATED, USD/HA) | 186.5643
2009 | 28111 | CROPLAND (NON-IRRIGATED, USD/HA) | 33.3592
2009 | 29157 | CROPLAND (NON-IRRIGATED, USD/HA) | 165.5603
2009 | 39127 | CROPLAND (NON-IRRIGATED, USD/HA) | 156.9117
2009 | 42099 | CROPLAND (NON-IRRIGATED, USD/HA) | 93.8999
2008 | 17145 | CROPLAND (NON-IRRIGATED, USD/HA) | 184.0932
2008 | 18123 | CROPLAND (NON-IRRIGATED, USD/HA) | 172.9735
2008 | 42099 | CROPLAND (NON-IRRIGATED, USD/HA) | 90.1933
2024 | 37145 | CROPLAND (NON-IRRIGATED, USD/HA) | 139.6143
2023 | 37145 | CROPLAND (NON-IRRIGATED, USD/HA) | 144.5564
2022 | 37145 | CROPLAND (NON-IRRIGATED, USD/HA) | 132.2012
2021 | 37145 | CROPLAND (NON-IRRIGATED, USD/HA) | 118.6104
2020 | 37145 | CROPLAND (NON-IRRIGATED, USD/HA) | 103.7841
2019 | 37145 | CROPLAND (NON-IRRIGATED, USD/HA) | 118.6104
2017 | 37145 | CROPLAND (NON-IRRIGATED, USD/HA) | 101.3131
2016 | 37145 | CROPLAND (NON-IRRIGATED, USD/HA) | 100.0775
2014 | 37145 | CROPLAND (NON-IRRIGATED, USD/HA) | 101.3131
2013 | 37145 | CROPLAND (NON-IRRIGATED, USD/HA) | 101.3131
2012 | 37145 | CROPLAND (NON-IRRIGATED, USD/HA) | 88.9578
2011 | 37145 | CROPLAND (NON-IRRIGATED, USD/HA) | 85.2512
2010 | 37145 | CROPLAND (NON-IRRIGATED, USD/HA) | 74.1315
2009 | 37145 | CROPLAND (NON-IRRIGATED, USD/HA) | 74.1315
2008 | 37145 | CROPLAND (NON-IRRIGATED, USD/HA) | 98.842
2024 | 30069 | CROPLAND (NON-IRRIGATED, USD/HA) | 44.4789
2021 | 30069 | CROPLAND (NON-IRRIGATED, USD/HA) | 46.95
2017 | 30069 | CROPLAND (NON-IRRIGATED, USD/HA) | 45.7144
2013 | 30069 | CROPLAND (NON-IRRIGATED, USD/HA) | 46.95
2024 | 29159 | CROPLAND (NON-IRRIGATED, USD/HA) | 313.8234
2023 | 29159 | CROPLAND (NON-IRRIGATED, USD/HA) | 279.2287
2022 | 29159 | CROPLAND (NON-IRRIGATED, USD/HA) | 286.6418
2021 | 29159 | CROPLAND (NON-IRRIGATED, USD/HA) | 289.1128
2020 | 29159 | CROPLAND (NON-IRRIGATED, USD/HA) | 279.2287
2019 | 29159 | CROPLAND (NON-IRRIGATED, USD/HA) | 244.6339
2017 | 29159 | CROPLAND (NON-IRRIGATED, USD/HA) | 244.6339
2016 | 29159 | CROPLAND (NON-IRRIGATED, USD/HA) | 229.8076
2014 | 29159 | CROPLAND (NON-IRRIGATED, USD/HA) | 219.9235
2013 | 29159 | CROPLAND (NON-IRRIGATED, USD/HA) | 221.159
2012 | 29159 | CROPLAND (NON-IRRIGATED, USD/HA) | 207.5682
2011 | 29159 | CROPLAND (NON-IRRIGATED, USD/HA) | 222.3945
2010 | 29159 | CROPLAND (NON-IRRIGATED, USD/HA) | 200.155
2009 | 29159 | CROPLAND (NON-IRRIGATED, USD/HA) | 190.2708
2008 | 29159 | CROPLAND (NON-IRRIGATED, USD/HA) | 186.5643
2024 | 29161 | CROPLAND (NON-IRRIGATED, USD/HA) | 59.3052
2024 | 31137 | CROPLAND (NON-IRRIGATED, USD/HA) | 271.8155
2023 | 29161 | CROPLAND (NON-IRRIGATED, USD/HA) | 82.7802
2023 | 31137 | CROPLAND (NON-IRRIGATED, USD/HA) | 276.7576
2022 | 29161 | CROPLAND (NON-IRRIGATED, USD/HA) | 54.3631
2022 | 31137 | CROPLAND (NON-IRRIGATED, USD/HA) | 284.1707
2021 | 29161 | CROPLAND (NON-IRRIGATED, USD/HA) | 77.8381
2020 | 29161 | CROPLAND (NON-IRRIGATED, USD/HA) | 60.5407
2019 | 29161 | CROPLAND (NON-IRRIGATED, USD/HA) | 64.2473
2019 | 31137 | CROPLAND (NON-IRRIGATED, USD/HA) | 238.4563
2017 | 29161 | CROPLAND (NON-IRRIGATED, USD/HA) | 67.9539
2017 | 31137 | CROPLAND (NON-IRRIGATED, USD/HA) | 243.3984
2016 | 29161 | CROPLAND (NON-IRRIGATED, USD/HA) | 65.4828
2016 | 31137 | CROPLAND (NON-IRRIGATED, USD/HA) | 249.5761
2014 | 29161 | CROPLAND (NON-IRRIGATED, USD/HA) | 95.1354
2014 | 31137 | CROPLAND (NON-IRRIGATED, USD/HA) | 233.5142
2013 | 29161 | CROPLAND (NON-IRRIGATED, USD/HA) | 187.7998
2013 | 31137 | CROPLAND (NON-IRRIGATED, USD/HA) | 247.105
2012 | 31137 | CROPLAND (NON-IRRIGATED, USD/HA) | 279.2287
2011 | 29161 | CROPLAND (NON-IRRIGATED, USD/HA) | 93.8999
2010 | 29161 | CROPLAND (NON-IRRIGATED, USD/HA) | 109.9617
2010 | 31137 | CROPLAND (NON-IRRIGATED, USD/HA) | 177.9156
2009 | 29161 | CROPLAND (NON-IRRIGATED, USD/HA) | 103.7841
2008 | 31137 | CROPLAND (NON-IRRIGATED, USD/HA) | 196.4485
2024 | 5107 | CROPLAND (NON-IRRIGATED, USD/HA) | 243.3984
2024 | 8095 | CROPLAND (NON-IRRIGATED, USD/HA) | 116.1393
2024 | 20147 | CROPLAND (NON-IRRIGATED, USD/HA) | 127.2591
2024 | 30071 | CROPLAND (NON-IRRIGATED, USD/HA) | 63.0118
2023 | 5107 | CROPLAND (NON-IRRIGATED, USD/HA) | 254.5181
2023 | 8095 | CROPLAND (NON-IRRIGATED, USD/HA) | 109.9617
2023 | 20147 | CROPLAND (NON-IRRIGATED, USD/HA) | 124.788
2023 | 30071 | CROPLAND (NON-IRRIGATED, USD/HA) | 67.9539
2022 | 5107 | CROPLAND (NON-IRRIGATED, USD/HA) | 249.5761
2022 | 8095 | CROPLAND (NON-IRRIGATED, USD/HA) | 113.6683
2022 | 20147 | CROPLAND (NON-IRRIGATED, USD/HA) | 140.8499
2022 | 30071 | CROPLAND (NON-IRRIGATED, USD/HA) | 65.4828
2021 | 5107 | CROPLAND (NON-IRRIGATED, USD/HA) | 232.2787
2021 | 8095 | CROPLAND (NON-IRRIGATED, USD/HA) | 109.9617
2021 | 20147 | CROPLAND (NON-IRRIGATED, USD/HA) | 124.788
2021 | 30071 | CROPLAND (NON-IRRIGATED, USD/HA) | 50.6565
2020 | 5107 | CROPLAND (NON-IRRIGATED, USD/HA) | 200.155
2020 | 8095 | CROPLAND (NON-IRRIGATED, USD/HA) | 111.1972
2020 | 20147 | CROPLAND (NON-IRRIGATED, USD/HA) | 111.1972
2020 | 30071 | CROPLAND (NON-IRRIGATED, USD/HA) | 61.7762
2019 | 5107 | CROPLAND (NON-IRRIGATED, USD/HA) | 190.2708
2019 | 8095 | CROPLAND (NON-IRRIGATED, USD/HA) | 93.8999
2019 | 30071 | CROPLAND (NON-IRRIGATED, USD/HA) | 51.892
2017 | 5107 | CROPLAND (NON-IRRIGATED, USD/HA) | 214.9813
2017 | 8095 | CROPLAND (NON-IRRIGATED, USD/HA) | 98.842
2017 | 30071 | CROPLAND (NON-IRRIGATED, USD/HA) | 55.5986
2016 | 5107 | CROPLAND (NON-IRRIGATED, USD/HA) | 213.7458
2016 | 8095 | CROPLAND (NON-IRRIGATED, USD/HA) | 81.5447
2016 | 20147 | CROPLAND (NON-IRRIGATED, USD/HA) | 109.9617
2016 | 30071 | CROPLAND (NON-IRRIGATED, USD/HA) | 56.8342
2014 | 5107 | CROPLAND (NON-IRRIGATED, USD/HA) | 172.9735
2014 | 8095 | CROPLAND (NON-IRRIGATED, USD/HA) | 84.0157
2014 | 20147 | CROPLAND (NON-IRRIGATED, USD/HA) | 93.8999
2014 | 30071 | CROPLAND (NON-IRRIGATED, USD/HA) | 61.7762
2013 | 5107 | CROPLAND (NON-IRRIGATED, USD/HA) | 158.1472
2013 | 8095 | CROPLAND (NON-IRRIGATED, USD/HA) | 95.1354
2013 | 20147 | CROPLAND (NON-IRRIGATED, USD/HA) | 96.3709
2012 | 5107 | CROPLAND (NON-IRRIGATED, USD/HA) | 170.5025
2012 | 8095 | CROPLAND (NON-IRRIGATED, USD/HA) | 91.4288
2012 | 20147 | CROPLAND (NON-IRRIGATED, USD/HA) | 108.7262
2012 | 30071 | CROPLAND (NON-IRRIGATED, USD/HA) | 45.7144
2011 | 5107 | CROPLAND (NON-IRRIGATED, USD/HA) | 140.8499
2011 | 8095 | CROPLAND (NON-IRRIGATED, USD/HA) | 90.1933
2011 | 20147 | CROPLAND (NON-IRRIGATED, USD/HA) | 92.6644
2010 | 5107 | CROPLAND (NON-IRRIGATED, USD/HA) | 138.3788
2010 | 8095 | CROPLAND (NON-IRRIGATED, USD/HA) | 77.8381
2010 | 20147 | CROPLAND (NON-IRRIGATED, USD/HA) | 87.7223
2010 | 30071 | CROPLAND (NON-IRRIGATED, USD/HA) | 44.4789
2009 | 5107 | CROPLAND (NON-IRRIGATED, USD/HA) | 155.6762
2009 | 8095 | CROPLAND (NON-IRRIGATED, USD/HA) | 74.1315
2009 | 20147 | CROPLAND (NON-IRRIGATED, USD/HA) | 80.3091
2009 | 30071 | CROPLAND (NON-IRRIGATED, USD/HA) | 45.7144
2008 | 5107 | CROPLAND (NON-IRRIGATED, USD/HA) | 175.4445
2008 | 20147 | CROPLAND (NON-IRRIGATED, USD/HA) | 84.0157
2024 | 17147 | CROPLAND (NON-IRRIGATED, USD/HA) | 931.5858
2023 | 17147 | CROPLAND (NON-IRRIGATED, USD/HA) | 894.5201
2022 | 17147 | CROPLAND (NON-IRRIGATED, USD/HA) | 817.9176
2021 | 17147 | CROPLAND (NON-IRRIGATED, USD/HA) | 733.9018
2020 | 17147 | CROPLAND (NON-IRRIGATED, USD/HA) | 694.365
2019 | 17147 | CROPLAND (NON-IRRIGATED, USD/HA) | 728.9597
2017 | 17147 | CROPLAND (NON-IRRIGATED, USD/HA) | 677.0677
2016 | 17147 | CROPLAND (NON-IRRIGATED, USD/HA) | 669.6545
2014 | 17147 | CROPLAND (NON-IRRIGATED, USD/HA) | 748.7282
2013 | 17147 | CROPLAND (NON-IRRIGATED, USD/HA) | 704.2492
2012 | 17147 | CROPLAND (NON-IRRIGATED, USD/HA) | 615.2914
2011 | 17147 | CROPLAND (NON-IRRIGATED, USD/HA) | 595.5231
2010 | 17147 | CROPLAND (NON-IRRIGATED, USD/HA) | 518.9205
2009 | 17147 | CROPLAND (NON-IRRIGATED, USD/HA) | 538.6889
2008 | 17147 | CROPLAND (NON-IRRIGATED, USD/HA) | 506.5652
2024 | 39129 | CROPLAND (NON-IRRIGATED, USD/HA) | 531.2758
2023 | 39129 | CROPLAND (NON-IRRIGATED, USD/HA) | 533.7468
2022 | 39129 | CROPLAND (NON-IRRIGATED, USD/HA) | 481.8547
2021 | 39129 | CROPLAND (NON-IRRIGATED, USD/HA) | 462.0863
2020 | 39129 | CROPLAND (NON-IRRIGATED, USD/HA) | 469.4995
2019 | 39129 | CROPLAND (NON-IRRIGATED, USD/HA) | 489.2679
2017 | 39129 | CROPLAND (NON-IRRIGATED, USD/HA) | 457.1442
2016 | 39129 | CROPLAND (NON-IRRIGATED, USD/HA) | 410.1943
2014 | 39129 | CROPLAND (NON-IRRIGATED, USD/HA) | 407.7233
2013 | 39129 | CROPLAND (NON-IRRIGATED, USD/HA) | 375.5996
2012 | 39129 | CROPLAND (NON-IRRIGATED, USD/HA) | 345.947
2011 | 39129 | CROPLAND (NON-IRRIGATED, USD/HA) | 296.526
2010 | 39129 | CROPLAND (NON-IRRIGATED, USD/HA) | 259.4602
2009 | 39129 | CROPLAND (NON-IRRIGATED, USD/HA) | 259.4602
2008 | 39129 | CROPLAND (NON-IRRIGATED, USD/HA) | 252.0471
2024 | 1107 | CROPLAND (NON-IRRIGATED, USD/HA) | 42.0078
2023 | 1107 | CROPLAND (NON-IRRIGATED, USD/HA) | 71.6604
2022 | 1107 | CROPLAND (NON-IRRIGATED, USD/HA) | 70.4249
2022 | 13227 | CROPLAND (NON-IRRIGATED, USD/HA) | 61.7762
2022 | 45077 | CROPLAND (NON-IRRIGATED, USD/HA) | 53.1276
2021 | 1107 | CROPLAND (NON-IRRIGATED, USD/HA) | 96.3709
2021 | 13227 | CROPLAND (NON-IRRIGATED, USD/HA) | 76.6025
2021 | 45077 | CROPLAND (NON-IRRIGATED, USD/HA) | 32.1236
2020 | 1107 | CROPLAND (NON-IRRIGATED, USD/HA) | 88.9578
2020 | 45077 | CROPLAND (NON-IRRIGATED, USD/HA) | 46.95
2019 | 1107 | CROPLAND (NON-IRRIGATED, USD/HA) | 84.0157
2017 | 1107 | CROPLAND (NON-IRRIGATED, USD/HA) | 86.4868
2016 | 1107 | CROPLAND (NON-IRRIGATED, USD/HA) | 40.7723
2016 | 45077 | CROPLAND (NON-IRRIGATED, USD/HA) | 80.3091
2014 | 45077 | CROPLAND (NON-IRRIGATED, USD/HA) | 80.3091
2013 | 1107 | CROPLAND (NON-IRRIGATED, USD/HA) | 53.1276
2013 | 45077 | CROPLAND (NON-IRRIGATED, USD/HA) | 74.1315
2012 | 1107 | CROPLAND (NON-IRRIGATED, USD/HA) | 55.5986
2012 | 45077 | CROPLAND (NON-IRRIGATED, USD/HA) | 80.3091
2011 | 1107 | CROPLAND (NON-IRRIGATED, USD/HA) | 37.0658
2011 | 45077 | CROPLAND (NON-IRRIGATED, USD/HA) | 38.3013
2010 | 1107 | CROPLAND (NON-IRRIGATED, USD/HA) | 42.0078
2010 | 45077 | CROPLAND (NON-IRRIGATED, USD/HA) | 59.3052
2009 | 1107 | CROPLAND (NON-IRRIGATED, USD/HA) | 42.0078
2024 | 47137 | CROPLAND (NON-IRRIGATED, USD/HA) | 145.7919
2023 | 47137 | CROPLAND (NON-IRRIGATED, USD/HA) | 142.0854
2022 | 47137 | CROPLAND (NON-IRRIGATED, USD/HA) | 105.0196
2021 | 47137 | CROPLAND (NON-IRRIGATED, USD/HA) | 98.842
2020 | 47137 | CROPLAND (NON-IRRIGATED, USD/HA) | 106.2552
2019 | 47137 | CROPLAND (NON-IRRIGATED, USD/HA) | 108.7262
2017 | 47137 | CROPLAND (NON-IRRIGATED, USD/HA) | 130.9657
2016 | 47137 | CROPLAND (NON-IRRIGATED, USD/HA) | 118.6104
2014 | 47137 | CROPLAND (NON-IRRIGATED, USD/HA) | 82.7802
2013 | 47137 | CROPLAND (NON-IRRIGATED, USD/HA) | 106.2552
2012 | 47137 | CROPLAND (NON-IRRIGATED, USD/HA) | 98.842
2010 | 47137 | CROPLAND (NON-IRRIGATED, USD/HA) | 85.2512
2009 | 47137 | CROPLAND (NON-IRRIGATED, USD/HA) | 84.0157
2024 | 13229 | CROPLAND (NON-IRRIGATED, USD/HA) | 331.1207
2024 | 31139 | CROPLAND (NON-IRRIGATED, USD/HA) | 481.8547
2024 | 38069 | CROPLAND (NON-IRRIGATED, USD/HA) | 158.1472
2024 | 55093 | CROPLAND (NON-IRRIGATED, USD/HA) | 380.5417
2023 | 13229 | CROPLAND (NON-IRRIGATED, USD/HA) | 303.9391
2023 | 31139 | CROPLAND (NON-IRRIGATED, USD/HA) | 474.4416
2023 | 38069 | CROPLAND (NON-IRRIGATED, USD/HA) | 144.5564
2023 | 53053 | CROPLAND (NON-IRRIGATED, USD/HA) | 172.9735
2023 | 55093 | CROPLAND (NON-IRRIGATED, USD/HA) | 370.6575
2022 | 13229 | CROPLAND (NON-IRRIGATED, USD/HA) | 259.4602
2022 | 31139 | CROPLAND (NON-IRRIGATED, USD/HA) | 457.1442
2022 | 38069 | CROPLAND (NON-IRRIGATED, USD/HA) | 139.6143
2022 | 53053 | CROPLAND (NON-IRRIGATED, USD/HA) | 261.9313
2022 | 55093 | CROPLAND (NON-IRRIGATED, USD/HA) | 387.9549
2021 | 31139 | CROPLAND (NON-IRRIGATED, USD/HA) | 429.9627
2021 | 38069 | CROPLAND (NON-IRRIGATED, USD/HA) | 135.9077
2021 | 55093 | CROPLAND (NON-IRRIGATED, USD/HA) | 341.0049
2020 | 13229 | CROPLAND (NON-IRRIGATED, USD/HA) | 197.684
2020 | 31139 | CROPLAND (NON-IRRIGATED, USD/HA) | 447.26
2020 | 38069 | CROPLAND (NON-IRRIGATED, USD/HA) | 128.4946
2020 | 55093 | CROPLAND (NON-IRRIGATED, USD/HA) | 350.8891
2019 | 13229 | CROPLAND (NON-IRRIGATED, USD/HA) | 197.684
2019 | 31139 | CROPLAND (NON-IRRIGATED, USD/HA) | 439.8469
2019 | 38069 | CROPLAND (NON-IRRIGATED, USD/HA) | 122.317
2019 | 53053 | CROPLAND (NON-IRRIGATED, USD/HA) | 148.263
2019 | 55093 | CROPLAND (NON-IRRIGATED, USD/HA) | 341.0049
2017 | 13229 | CROPLAND (NON-IRRIGATED, USD/HA) | 203.8616
2017 | 31139 | CROPLAND (NON-IRRIGATED, USD/HA) | 464.5574
2017 | 38069 | CROPLAND (NON-IRRIGATED, USD/HA) | 121.0815
2017 | 53053 | CROPLAND (NON-IRRIGATED, USD/HA) | 145.7919
2017 | 55093 | CROPLAND (NON-IRRIGATED, USD/HA) | 375.5996
2016 | 13229 | CROPLAND (NON-IRRIGATED, USD/HA) | 207.5682
2016 | 31139 | CROPLAND (NON-IRRIGATED, USD/HA) | 476.9126
2016 | 38069 | CROPLAND (NON-IRRIGATED, USD/HA) | 124.788
2016 | 55093 | CROPLAND (NON-IRRIGATED, USD/HA) | 333.5917
2014 | 13229 | CROPLAND (NON-IRRIGATED, USD/HA) | 196.4485
2014 | 31139 | CROPLAND (NON-IRRIGATED, USD/HA) | 476.9126
2014 | 38069 | CROPLAND (NON-IRRIGATED, USD/HA) | 112.4328
2014 | 53053 | CROPLAND (NON-IRRIGATED, USD/HA) | 410.1943
2014 | 55093 | CROPLAND (NON-IRRIGATED, USD/HA) | 331.1207
2013 | 13229 | CROPLAND (NON-IRRIGATED, USD/HA) | 186.5643
2013 | 31139 | CROPLAND (NON-IRRIGATED, USD/HA) | 402.7811
2013 | 38069 | CROPLAND (NON-IRRIGATED, USD/HA) | 102.5486
2013 | 53053 | CROPLAND (NON-IRRIGATED, USD/HA) | 412.6653
2013 | 55093 | CROPLAND (NON-IRRIGATED, USD/HA) | 298.9971
2012 | 13229 | CROPLAND (NON-IRRIGATED, USD/HA) | 154.4406
2012 | 31139 | CROPLAND (NON-IRRIGATED, USD/HA) | 410.1943
2012 | 38069 | CROPLAND (NON-IRRIGATED, USD/HA) | 105.0196
2012 | 53053 | CROPLAND (NON-IRRIGATED, USD/HA) | 368.1864
2012 | 55093 | CROPLAND (NON-IRRIGATED, USD/HA) | 289.1128
2011 | 13229 | CROPLAND (NON-IRRIGATED, USD/HA) | 159.3827
2011 | 31139 | CROPLAND (NON-IRRIGATED, USD/HA) | 323.7075
2011 | 38069 | CROPLAND (NON-IRRIGATED, USD/HA) | 95.1354
2011 | 53053 | CROPLAND (NON-IRRIGATED, USD/HA) | 348.418
2011 | 55093 | CROPLAND (NON-IRRIGATED, USD/HA) | 256.9892
2010 | 13229 | CROPLAND (NON-IRRIGATED, USD/HA) | 139.6143
2010 | 31139 | CROPLAND (NON-IRRIGATED, USD/HA) | 269.3444
2010 | 38069 | CROPLAND (NON-IRRIGATED, USD/HA) | 87.7223
2010 | 53053 | CROPLAND (NON-IRRIGATED, USD/HA) | 345.947
2010 | 55093 | CROPLAND (NON-IRRIGATED, USD/HA) | 192.7419
2009 | 13229 | CROPLAND (NON-IRRIGATED, USD/HA) | 129.7301
2009 | 31139 | CROPLAND (NON-IRRIGATED, USD/HA) | 276.7576
2009 | 38069 | CROPLAND (NON-IRRIGATED, USD/HA) | 85.2512
2009 | 53053 | CROPLAND (NON-IRRIGATED, USD/HA) | 348.418
2009 | 55093 | CROPLAND (NON-IRRIGATED, USD/HA) | 187.7998
2008 | 31139 | CROPLAND (NON-IRRIGATED, USD/HA) | 261.9313
2008 | 38069 | CROPLAND (NON-IRRIGATED, USD/HA) | 81.5447
2008 | 55093 | CROPLAND (NON-IRRIGATED, USD/HA) | 187.7998
2024 | 1109 | CROPLAND (NON-IRRIGATED, USD/HA) | 85.2512
2024 | 5109 | CROPLAND (NON-IRRIGATED, USD/HA) | 54.3631
2024 | 13231 | CROPLAND (NON-IRRIGATED, USD/HA) | 127.2591
2024 | 17149 | CROPLAND (NON-IRRIGATED, USD/HA) | 536.2178
2024 | 18125 | CROPLAND (NON-IRRIGATED, USD/HA) | 533.7468
2024 | 28113 | CROPLAND (NON-IRRIGATED, USD/HA) | 64.2473
2024 | 29163 | CROPLAND (NON-IRRIGATED, USD/HA) | 321.2365
2024 | 39131 | CROPLAND (NON-IRRIGATED, USD/HA) | 338.5338
2023 | 1109 | CROPLAND (NON-IRRIGATED, USD/HA) | 81.5447
2023 | 5109 | CROPLAND (NON-IRRIGATED, USD/HA) | 56.8342
2023 | 13231 | CROPLAND (NON-IRRIGATED, USD/HA) | 113.6683
2023 | 17149 | CROPLAND (NON-IRRIGATED, USD/HA) | 523.8626
2023 | 18125 | CROPLAND (NON-IRRIGATED, USD/HA) | 486.7969
2023 | 28113 | CROPLAND (NON-IRRIGATED, USD/HA) | 80.3091
2023 | 29163 | CROPLAND (NON-IRRIGATED, USD/HA) | 358.3023
2023 | 39131 | CROPLAND (NON-IRRIGATED, USD/HA) | 348.418
2022 | 1109 | CROPLAND (NON-IRRIGATED, USD/HA) | 75.367
2022 | 5109 | CROPLAND (NON-IRRIGATED, USD/HA) | 54.3631
2022 | 13231 | CROPLAND (NON-IRRIGATED, USD/HA) | 109.9617
2022 | 17149 | CROPLAND (NON-IRRIGATED, USD/HA) | 513.9784
2022 | 18125 | CROPLAND (NON-IRRIGATED, USD/HA) | 420.0785
2022 | 28113 | CROPLAND (NON-IRRIGATED, USD/HA) | 65.4828
2022 | 29163 | CROPLAND (NON-IRRIGATED, USD/HA) | 338.5338
2022 | 39131 | CROPLAND (NON-IRRIGATED, USD/HA) | 402.7811
2021 | 1109 | CROPLAND (NON-IRRIGATED, USD/HA) | 93.8999
2021 | 5109 | CROPLAND (NON-IRRIGATED, USD/HA) | 49.421
2021 | 13231 | CROPLAND (NON-IRRIGATED, USD/HA) | 87.7223
2021 | 17149 | CROPLAND (NON-IRRIGATED, USD/HA) | 471.9706
2021 | 18125 | CROPLAND (NON-IRRIGATED, USD/HA) | 373.1286
2021 | 28113 | CROPLAND (NON-IRRIGATED, USD/HA) | 60.5407
2021 | 29163 | CROPLAND (NON-IRRIGATED, USD/HA) | 306.4102
2021 | 39131 | CROPLAND (NON-IRRIGATED, USD/HA) | 373.1286
2020 | 1109 | CROPLAND (NON-IRRIGATED, USD/HA) | 90.1933
2020 | 5109 | CROPLAND (NON-IRRIGATED, USD/HA) | 53.1276
2020 | 13231 | CROPLAND (NON-IRRIGATED, USD/HA) | 75.367
2020 | 17149 | CROPLAND (NON-IRRIGATED, USD/HA) | 479.3837
2020 | 18125 | CROPLAND (NON-IRRIGATED, USD/HA) | 385.4838
2020 | 28113 | CROPLAND (NON-IRRIGATED, USD/HA) | 54.3631
2020 | 29163 | CROPLAND (NON-IRRIGATED, USD/HA) | 308.8813
2020 | 39131 | CROPLAND (NON-IRRIGATED, USD/HA) | 348.418
2019 | 1109 | CROPLAND (NON-IRRIGATED, USD/HA) | 93.8999
2019 | 5109 | CROPLAND (NON-IRRIGATED, USD/HA) | 55.5986
2019 | 13231 | CROPLAND (NON-IRRIGATED, USD/HA) | 86.4868
2019 | 17149 | CROPLAND (NON-IRRIGATED, USD/HA) | 486.7969
2019 | 18125 | CROPLAND (NON-IRRIGATED, USD/HA) | 383.0127
2019 | 29163 | CROPLAND (NON-IRRIGATED, USD/HA) | 303.9391
2017 | 1109 | CROPLAND (NON-IRRIGATED, USD/HA) | 74.1315
2017 | 5109 | CROPLAND (NON-IRRIGATED, USD/HA) | 53.1276
2017 | 13231 | CROPLAND (NON-IRRIGATED, USD/HA) | 61.7762
2017 | 17149 | CROPLAND (NON-IRRIGATED, USD/HA) | 481.8547
2017 | 18125 | CROPLAND (NON-IRRIGATED, USD/HA) | 444.789
2017 | 29163 | CROPLAND (NON-IRRIGATED, USD/HA) | 289.1128
2017 | 39131 | CROPLAND (NON-IRRIGATED, USD/HA) | 276.7576
2016 | 1109 | CROPLAND (NON-IRRIGATED, USD/HA) | 71.6604
2016 | 5109 | CROPLAND (NON-IRRIGATED, USD/HA) | 50.6565
2016 | 13231 | CROPLAND (NON-IRRIGATED, USD/HA) | 54.3631
2016 | 17149 | CROPLAND (NON-IRRIGATED, USD/HA) | 467.0285
2016 | 18125 | CROPLAND (NON-IRRIGATED, USD/HA) | 457.1442
2016 | 28113 | CROPLAND (NON-IRRIGATED, USD/HA) | 55.5986
2016 | 29163 | CROPLAND (NON-IRRIGATED, USD/HA) | 296.526
2016 | 39131 | CROPLAND (NON-IRRIGATED, USD/HA) | 281.6997
2014 | 1109 | CROPLAND (NON-IRRIGATED, USD/HA) | 71.6604
2014 | 5109 | CROPLAND (NON-IRRIGATED, USD/HA) | 59.3052
2014 | 17149 | CROPLAND (NON-IRRIGATED, USD/HA) | 499.1521
2014 | 18125 | CROPLAND (NON-IRRIGATED, USD/HA) | 469.4995
2014 | 28113 | CROPLAND (NON-IRRIGATED, USD/HA) | 42.0078
2014 | 29163 | CROPLAND (NON-IRRIGATED, USD/HA) | 269.3444
2014 | 39131 | CROPLAND (NON-IRRIGATED, USD/HA) | 281.6997
2013 | 1109 | CROPLAND (NON-IRRIGATED, USD/HA) | 77.8381
2013 | 5109 | CROPLAND (NON-IRRIGATED, USD/HA) | 37.0658
2013 | 13231 | CROPLAND (NON-IRRIGATED, USD/HA) | 66.7184
2013 | 17149 | CROPLAND (NON-IRRIGATED, USD/HA) | 432.4337
2013 | 28113 | CROPLAND (NON-IRRIGATED, USD/HA) | 44.4789
2013 | 29163 | CROPLAND (NON-IRRIGATED, USD/HA) | 202.6261
2013 | 39131 | CROPLAND (NON-IRRIGATED, USD/HA) | 271.8155
2012 | 1109 | CROPLAND (NON-IRRIGATED, USD/HA) | 81.5447
2012 | 5109 | CROPLAND (NON-IRRIGATED, USD/HA) | 45.7144
2012 | 13231 | CROPLAND (NON-IRRIGATED, USD/HA) | 51.892
2012 | 17149 | CROPLAND (NON-IRRIGATED, USD/HA) | 464.5574
2012 | 18125 | CROPLAND (NON-IRRIGATED, USD/HA) | 410.1943
2012 | 28113 | CROPLAND (NON-IRRIGATED, USD/HA) | 56.8342
2012 | 29163 | CROPLAND (NON-IRRIGATED, USD/HA) | 239.6918
2012 | 39131 | CROPLAND (NON-IRRIGATED, USD/HA) | 212.5103
2011 | 1109 | CROPLAND (NON-IRRIGATED, USD/HA) | 71.6604
2011 | 13231 | CROPLAND (NON-IRRIGATED, USD/HA) | 71.6604
2011 | 17149 | CROPLAND (NON-IRRIGATED, USD/HA) | 400.3101
2011 | 28113 | CROPLAND (NON-IRRIGATED, USD/HA) | 59.3052
2011 | 29163 | CROPLAND (NON-IRRIGATED, USD/HA) | 279.2287
2011 | 39131 | CROPLAND (NON-IRRIGATED, USD/HA) | 184.0932
2010 | 1109 | CROPLAND (NON-IRRIGATED, USD/HA) | 74.1315
2010 | 17149 | CROPLAND (NON-IRRIGATED, USD/HA) | 355.8312
2010 | 18125 | CROPLAND (NON-IRRIGATED, USD/HA) | 284.1707
2010 | 28113 | CROPLAND (NON-IRRIGATED, USD/HA) | 51.892
2010 | 29163 | CROPLAND (NON-IRRIGATED, USD/HA) | 216.2169
2010 | 39131 | CROPLAND (NON-IRRIGATED, USD/HA) | 190.2708
2009 | 1109 | CROPLAND (NON-IRRIGATED, USD/HA) | 74.1315
2009 | 5109 | CROPLAND (NON-IRRIGATED, USD/HA) | 45.7144
2009 | 13231 | CROPLAND (NON-IRRIGATED, USD/HA) | 66.7184
2009 | 17149 | CROPLAND (NON-IRRIGATED, USD/HA) | 296.526
2009 | 18125 | CROPLAND (NON-IRRIGATED, USD/HA) | 350.8891
2009 | 28113 | CROPLAND (NON-IRRIGATED, USD/HA) | 46.95
2009 | 29163 | CROPLAND (NON-IRRIGATED, USD/HA) | 212.5103
2009 | 39131 | CROPLAND (NON-IRRIGATED, USD/HA) | 177.9156
2008 | 17149 | CROPLAND (NON-IRRIGATED, USD/HA) | 390.4259
2008 | 29163 | CROPLAND (NON-IRRIGATED, USD/HA) | 200.155
2024 | 27115 | CROPLAND (NON-IRRIGATED, USD/HA) | 111.1972
2023 | 27115 | CROPLAND (NON-IRRIGATED, USD/HA) | 117.3749
2022 | 27115 | CROPLAND (NON-IRRIGATED, USD/HA) | 134.6722
2021 | 27115 | CROPLAND (NON-IRRIGATED, USD/HA) | 117.3749
2020 | 27115 | CROPLAND (NON-IRRIGATED, USD/HA) | 93.8999
2019 | 27115 | CROPLAND (NON-IRRIGATED, USD/HA) | 76.6025
2017 | 27115 | CROPLAND (NON-IRRIGATED, USD/HA) | 77.8381
2016 | 27115 | CROPLAND (NON-IRRIGATED, USD/HA) | 82.7802
2014 | 27115 | CROPLAND (NON-IRRIGATED, USD/HA) | 95.1354
2013 | 27115 | CROPLAND (NON-IRRIGATED, USD/HA) | 102.5486
2012 | 27115 | CROPLAND (NON-IRRIGATED, USD/HA) | 84.0157
2011 | 27115 | CROPLAND (NON-IRRIGATED, USD/HA) | 90.1933
2010 | 27115 | CROPLAND (NON-IRRIGATED, USD/HA) | 58.0697
2009 | 27115 | CROPLAND (NON-IRRIGATED, USD/HA) | 65.4828
2008 | 27115 | CROPLAND (NON-IRRIGATED, USD/HA) | 55.5986
2024 | 27117 | CROPLAND (NON-IRRIGATED, USD/HA) | 536.2178
2023 | 27117 | CROPLAND (NON-IRRIGATED, USD/HA) | 521.3915
2022 | 27117 | CROPLAND (NON-IRRIGATED, USD/HA) | 494.21
2021 | 27117 | CROPLAND (NON-IRRIGATED, USD/HA) | 479.3837
2020 | 27117 | CROPLAND (NON-IRRIGATED, USD/HA) | 454.6732
2019 | 27117 | CROPLAND (NON-IRRIGATED, USD/HA) | 467.0285
2017 | 27117 | CROPLAND (NON-IRRIGATED, USD/HA) | 444.789
2016 | 27117 | CROPLAND (NON-IRRIGATED, USD/HA) | 432.4337
2014 | 27117 | CROPLAND (NON-IRRIGATED, USD/HA) | 469.4995
2013 | 27117 | CROPLAND (NON-IRRIGATED, USD/HA) | 471.9706
2012 | 27117 | CROPLAND (NON-IRRIGATED, USD/HA) | 385.4838
2011 | 27117 | CROPLAND (NON-IRRIGATED, USD/HA) | 345.947
2010 | 27117 | CROPLAND (NON-IRRIGATED, USD/HA) | 336.0628
2009 | 27117 | CROPLAND (NON-IRRIGATED, USD/HA) | 338.5338
2008 | 27117 | CROPLAND (NON-IRRIGATED, USD/HA) | 291.5839
2021 | 23021 | CROPLAND (NON-IRRIGATED, USD/HA) | 106.2552
2024 | 37147 | CROPLAND (NON-IRRIGATED, USD/HA) | 294.055
2023 | 37147 | CROPLAND (NON-IRRIGATED, USD/HA) | 281.6997
2022 | 37147 | CROPLAND (NON-IRRIGATED, USD/HA) | 266.8734
2021 | 37147 | CROPLAND (NON-IRRIGATED, USD/HA) | 269.3444
2020 | 37147 | CROPLAND (NON-IRRIGATED, USD/HA) | 239.6918
2019 | 37147 | CROPLAND (NON-IRRIGATED, USD/HA) | 242.1629
2017 | 37147 | CROPLAND (NON-IRRIGATED, USD/HA) | 234.7498
2016 | 37147 | CROPLAND (NON-IRRIGATED, USD/HA) | 227.3366
2014 | 37147 | CROPLAND (NON-IRRIGATED, USD/HA) | 217.4524
2013 | 37147 | CROPLAND (NON-IRRIGATED, USD/HA) | 191.5064
2012 | 37147 | CROPLAND (NON-IRRIGATED, USD/HA) | 177.9156
2011 | 37147 | CROPLAND (NON-IRRIGATED, USD/HA) | 159.3827
2010 | 37147 | CROPLAND (NON-IRRIGATED, USD/HA) | 156.9117
2009 | 37147 | CROPLAND (NON-IRRIGATED, USD/HA) | 155.6762
2008 | 37147 | CROPLAND (NON-IRRIGATED, USD/HA) | 139.6143
2024 | 40121 | CROPLAND (NON-IRRIGATED, USD/HA) | 42.0078
2023 | 40121 | CROPLAND (NON-IRRIGATED, USD/HA) | 28.4171
2022 | 40121 | CROPLAND (NON-IRRIGATED, USD/HA) | 33.3592
2021 | 40121 | CROPLAND (NON-IRRIGATED, USD/HA) | 45.7144
2020 | 40121 | CROPLAND (NON-IRRIGATED, USD/HA) | 43.2434
2019 | 40121 | CROPLAND (NON-IRRIGATED, USD/HA) | 34.5947
2017 | 40121 | CROPLAND (NON-IRRIGATED, USD/HA) | 37.0658
2016 | 40121 | CROPLAND (NON-IRRIGATED, USD/HA) | 28.4171
2014 | 40121 | CROPLAND (NON-IRRIGATED, USD/HA) | 33.3592
2013 | 40121 | CROPLAND (NON-IRRIGATED, USD/HA) | 33.3592
2011 | 40121 | CROPLAND (NON-IRRIGATED, USD/HA) | 29.6526
2010 | 40121 | CROPLAND (NON-IRRIGATED, USD/HA) | 42.0078
2024 | 51143 | CROPLAND (NON-IRRIGATED, USD/HA) | 103.7841
2023 | 51143 | CROPLAND (NON-IRRIGATED, USD/HA) | 88.9578
2022 | 51143 | CROPLAND (NON-IRRIGATED, USD/HA) | 85.2512
2021 | 51143 | CROPLAND (NON-IRRIGATED, USD/HA) | 90.1933
2020 | 51143 | CROPLAND (NON-IRRIGATED, USD/HA) | 86.4868
2019 | 51143 | CROPLAND (NON-IRRIGATED, USD/HA) | 79.0736
2017 | 51143 | CROPLAND (NON-IRRIGATED, USD/HA) | 75.367
2016 | 51143 | CROPLAND (NON-IRRIGATED, USD/HA) | 79.0736
2014 | 51143 | CROPLAND (NON-IRRIGATED, USD/HA) | 84.0157
2013 | 51143 | CROPLAND (NON-IRRIGATED, USD/HA) | 72.896
2012 | 51143 | CROPLAND (NON-IRRIGATED, USD/HA) | 56.8342
2011 | 51143 | CROPLAND (NON-IRRIGATED, USD/HA) | 56.8342
2010 | 51143 | CROPLAND (NON-IRRIGATED, USD/HA) | 56.8342
2009 | 51143 | CROPLAND (NON-IRRIGATED, USD/HA) | 54.3631
2008 | 51143 | CROPLAND (NON-IRRIGATED, USD/HA) | 61.7762
2017 | 49031 | CROPLAND (NON-IRRIGATED, USD/HA) | 137.1433
2013 | 49031 | CROPLAND (NON-IRRIGATED, USD/HA) | 34.5947
2011 | 49031 | CROPLAND (NON-IRRIGATED, USD/HA) | 74.1315
2024 | 6061 | CROPLAND (NON-IRRIGATED, USD/HA) | 100.0775
2023 | 6061 | CROPLAND (NON-IRRIGATED, USD/HA) | 95.1354
2022 | 6061 | CROPLAND (NON-IRRIGATED, USD/HA) | 117.3749
2021 | 6061 | CROPLAND (NON-IRRIGATED, USD/HA) | 98.842
2020 | 6061 | CROPLAND (NON-IRRIGATED, USD/HA) | 98.842
2016 | 6061 | CROPLAND (NON-IRRIGATED, USD/HA) | 58.0697
2014 | 6061 | CROPLAND (NON-IRRIGATED, USD/HA) | 53.1276
2013 | 6061 | CROPLAND (NON-IRRIGATED, USD/HA) | 49.421
2011 | 6061 | CROPLAND (NON-IRRIGATED, USD/HA) | 102.5486
2010 | 6061 | CROPLAND (NON-IRRIGATED, USD/HA) | 118.6104
2024 | 29165 | CROPLAND (NON-IRRIGATED, USD/HA) | 432.4337
2024 | 31141 | CROPLAND (NON-IRRIGATED, USD/HA) | 593.052
2023 | 29165 | CROPLAND (NON-IRRIGATED, USD/HA) | 402.7811
2023 | 31141 | CROPLAND (NON-IRRIGATED, USD/HA) | 573.2836
2023 | 56031 | CROPLAND (NON-IRRIGATED, USD/HA) | 37.0658
2022 | 29165 | CROPLAND (NON-IRRIGATED, USD/HA) | 467.0285
2022 | 31141 | CROPLAND (NON-IRRIGATED, USD/HA) | 509.0363
2021 | 29165 | CROPLAND (NON-IRRIGATED, USD/HA) | 410.1943
2021 | 31141 | CROPLAND (NON-IRRIGATED, USD/HA) | 509.0363
2021 | 56031 | CROPLAND (NON-IRRIGATED, USD/HA) | 29.6526
2020 | 29165 | CROPLAND (NON-IRRIGATED, USD/HA) | 370.6575
2020 | 31141 | CROPLAND (NON-IRRIGATED, USD/HA) | 486.7969
2019 | 29165 | CROPLAND (NON-IRRIGATED, USD/HA) | 375.5996
2019 | 31141 | CROPLAND (NON-IRRIGATED, USD/HA) | 489.2679
2017 | 29165 | CROPLAND (NON-IRRIGATED, USD/HA) | 355.8312
2017 | 31141 | CROPLAND (NON-IRRIGATED, USD/HA) | 499.1521
2016 | 29165 | CROPLAND (NON-IRRIGATED, USD/HA) | 370.6575
2016 | 31141 | CROPLAND (NON-IRRIGATED, USD/HA) | 501.6232
2014 | 29165 | CROPLAND (NON-IRRIGATED, USD/HA) | 336.0628
2014 | 31141 | CROPLAND (NON-IRRIGATED, USD/HA) | 459.6153
2013 | 29165 | CROPLAND (NON-IRRIGATED, USD/HA) | 294.055
2013 | 31141 | CROPLAND (NON-IRRIGATED, USD/HA) | 469.4995
2012 | 29165 | CROPLAND (NON-IRRIGATED, USD/HA) | 276.7576
2012 | 31141 | CROPLAND (NON-IRRIGATED, USD/HA) | 437.3759
2011 | 29165 | CROPLAND (NON-IRRIGATED, USD/HA) | 323.7075
2011 | 31141 | CROPLAND (NON-IRRIGATED, USD/HA) | 345.947
2010 | 29165 | CROPLAND (NON-IRRIGATED, USD/HA) | 259.4602
2010 | 31141 | CROPLAND (NON-IRRIGATED, USD/HA) | 301.4681
2009 | 29165 | CROPLAND (NON-IRRIGATED, USD/HA) | 247.105
2009 | 31141 | CROPLAND (NON-IRRIGATED, USD/HA) | 303.9391
2008 | 29165 | CROPLAND (NON-IRRIGATED, USD/HA) | 229.8076
2008 | 31141 | CROPLAND (NON-IRRIGATED, USD/HA) | 316.2944
2024 | 19149 | CROPLAND (NON-IRRIGATED, USD/HA) | 731.4308
2023 | 19149 | CROPLAND (NON-IRRIGATED, USD/HA) | 689.423
2023 | 25023 | CROPLAND (NON-IRRIGATED, USD/HA) | 193.9774
2022 | 19149 | CROPLAND (NON-IRRIGATED, USD/HA) | 669.6545
2022 | 25023 | CROPLAND (NON-IRRIGATED, USD/HA) | 200.155
2021 | 19149 | CROPLAND (NON-IRRIGATED, USD/HA) | 635.0598
2021 | 25023 | CROPLAND (NON-IRRIGATED, USD/HA) | 180.3867
2020 | 19149 | CROPLAND (NON-IRRIGATED, USD/HA) | 630.1178
2020 | 25023 | CROPLAND (NON-IRRIGATED, USD/HA) | 195.213
2019 | 19149 | CROPLAND (NON-IRRIGATED, USD/HA) | 635.0598
2019 | 25023 | CROPLAND (NON-IRRIGATED, USD/HA) | 193.9774
2017 | 19149 | CROPLAND (NON-IRRIGATED, USD/HA) | 642.473
2017 | 25023 | CROPLAND (NON-IRRIGATED, USD/HA) | 166.7959
2016 | 19149 | CROPLAND (NON-IRRIGATED, USD/HA) | 637.5309
2016 | 25023 | CROPLAND (NON-IRRIGATED, USD/HA) | 159.3827
2014 | 19149 | CROPLAND (NON-IRRIGATED, USD/HA) | 682.0098
2014 | 25023 | CROPLAND (NON-IRRIGATED, USD/HA) | 118.6104
2013 | 19149 | CROPLAND (NON-IRRIGATED, USD/HA) | 682.0098
2013 | 25023 | CROPLAND (NON-IRRIGATED, USD/HA) | 148.263
2012 | 19149 | CROPLAND (NON-IRRIGATED, USD/HA) | 664.7124
2012 | 25023 | CROPLAND (NON-IRRIGATED, USD/HA) | 123.5525
2011 | 19149 | CROPLAND (NON-IRRIGATED, USD/HA) | 476.9126
2011 | 25023 | CROPLAND (NON-IRRIGATED, USD/HA) | 102.5486
2010 | 19149 | CROPLAND (NON-IRRIGATED, USD/HA) | 432.4337
2010 | 25023 | CROPLAND (NON-IRRIGATED, USD/HA) | 103.7841
2009 | 19149 | CROPLAND (NON-IRRIGATED, USD/HA) | 442.3179
2008 | 19149 | CROPLAND (NON-IRRIGATED, USD/HA) | 439.8469
2024 | 19151 | CROPLAND (NON-IRRIGATED, USD/HA) | 701.7782
2024 | 54075 | CROPLAND (NON-IRRIGATED, USD/HA) | 100.0775
2023 | 19151 | CROPLAND (NON-IRRIGATED, USD/HA) | 679.5387
2023 | 54075 | CROPLAND (NON-IRRIGATED, USD/HA) | 79.0736
2022 | 19151 | CROPLAND (NON-IRRIGATED, USD/HA) | 657.2993
2022 | 54075 | CROPLAND (NON-IRRIGATED, USD/HA) | 81.5447
2021 | 19151 | CROPLAND (NON-IRRIGATED, USD/HA) | 580.6967
2021 | 54075 | CROPLAND (NON-IRRIGATED, USD/HA) | 81.5447
2020 | 19151 | CROPLAND (NON-IRRIGATED, USD/HA) | 600.4651
2020 | 54075 | CROPLAND (NON-IRRIGATED, USD/HA) | 74.1315
2019 | 19151 | CROPLAND (NON-IRRIGATED, USD/HA) | 548.5731
2019 | 54075 | CROPLAND (NON-IRRIGATED, USD/HA) | 80.3091
2017 | 19151 | CROPLAND (NON-IRRIGATED, USD/HA) | 523.8626
2017 | 54075 | CROPLAND (NON-IRRIGATED, USD/HA) | 82.7802
2016 | 19151 | CROPLAND (NON-IRRIGATED, USD/HA) | 565.8705
2016 | 54075 | CROPLAND (NON-IRRIGATED, USD/HA) | 102.5486
2014 | 19151 | CROPLAND (NON-IRRIGATED, USD/HA) | 659.7704
2014 | 54075 | CROPLAND (NON-IRRIGATED, USD/HA) | 116.1393
2013 | 19151 | CROPLAND (NON-IRRIGATED, USD/HA) | 709.1913
2013 | 54075 | CROPLAND (NON-IRRIGATED, USD/HA) | 77.8381
2012 | 19151 | CROPLAND (NON-IRRIGATED, USD/HA) | 553.5152
2012 | 54075 | CROPLAND (NON-IRRIGATED, USD/HA) | 82.7802
2011 | 19151 | CROPLAND (NON-IRRIGATED, USD/HA) | 476.9126
2011 | 54075 | CROPLAND (NON-IRRIGATED, USD/HA) | 72.896
2010 | 19151 | CROPLAND (NON-IRRIGATED, USD/HA) | 439.8469
2010 | 54075 | CROPLAND (NON-IRRIGATED, USD/HA) | 60.5407
2009 | 19151 | CROPLAND (NON-IRRIGATED, USD/HA) | 422.5496
2009 | 54075 | CROPLAND (NON-IRRIGATED, USD/HA) | 58.0697
2008 | 19151 | CROPLAND (NON-IRRIGATED, USD/HA) | 434.9048
2024 | 5111 | CROPLAND (NON-IRRIGATED, USD/HA) | 238.4563
2021 | 5111 | CROPLAND (NON-IRRIGATED, USD/HA) | 208.8037
2020 | 5111 | CROPLAND (NON-IRRIGATED, USD/HA) | 181.6222
2017 | 5111 | CROPLAND (NON-IRRIGATED, USD/HA) | 190.2708
2014 | 5111 | CROPLAND (NON-IRRIGATED, USD/HA) | 214.9813
2013 | 5111 | CROPLAND (NON-IRRIGATED, USD/HA) | 182.8577
2012 | 5111 | CROPLAND (NON-IRRIGATED, USD/HA) | 127.2591
2011 | 5111 | CROPLAND (NON-IRRIGATED, USD/HA) | 128.4946
2010 | 5111 | CROPLAND (NON-IRRIGATED, USD/HA) | 153.2051
2009 | 5111 | CROPLAND (NON-IRRIGATED, USD/HA) | 133.4367
2023 | 22077 | CROPLAND (NON-IRRIGATED, USD/HA) | 226.1011
2022 | 22077 | CROPLAND (NON-IRRIGATED, USD/HA) | 245.8695
2021 | 22077 | CROPLAND (NON-IRRIGATED, USD/HA) | 294.055
2020 | 22077 | CROPLAND (NON-IRRIGATED, USD/HA) | 264.4024
2019 | 22077 | CROPLAND (NON-IRRIGATED, USD/HA) | 239.6918
2017 | 22077 | CROPLAND (NON-IRRIGATED, USD/HA) | 211.2748
2016 | 22077 | CROPLAND (NON-IRRIGATED, USD/HA) | 172.9735
2014 | 22077 | CROPLAND (NON-IRRIGATED, USD/HA) | 200.155
2013 | 22077 | CROPLAND (NON-IRRIGATED, USD/HA) | 198.9195
2010 | 22077 | CROPLAND (NON-IRRIGATED, USD/HA) | 158.1472
2009 | 22077 | CROPLAND (NON-IRRIGATED, USD/HA) | 138.3788
2024 | 5113 | CROPLAND (NON-IRRIGATED, USD/HA) | 71.6604
2024 | 13233 | CROPLAND (NON-IRRIGATED, USD/HA) | 111.1972
2024 | 19153 | CROPLAND (NON-IRRIGATED, USD/HA) | 714.1335
2024 | 27119 | CROPLAND (NON-IRRIGATED, USD/HA) | 326.1786
2024 | 29167 | CROPLAND (NON-IRRIGATED, USD/HA) | 87.7223
2024 | 31143 | CROPLAND (NON-IRRIGATED, USD/HA) | 481.8547
2024 | 37149 | CROPLAND (NON-IRRIGATED, USD/HA) | 98.842
2024 | 41053 | CROPLAND (NON-IRRIGATED, USD/HA) | 328.6497
2024 | 47139 | CROPLAND (NON-IRRIGATED, USD/HA) | 111.1972
2024 | 48373 | CROPLAND (NON-IRRIGATED, USD/HA) | 49.421
2024 | 55095 | CROPLAND (NON-IRRIGATED, USD/HA) | 229.8076
2023 | 5113 | CROPLAND (NON-IRRIGATED, USD/HA) | 67.9539
2023 | 12105 | CROPLAND (NON-IRRIGATED, USD/HA) | 64.2473
2023 | 13233 | CROPLAND (NON-IRRIGATED, USD/HA) | 111.1972
2023 | 19153 | CROPLAND (NON-IRRIGATED, USD/HA) | 659.7704
2023 | 27119 | CROPLAND (NON-IRRIGATED, USD/HA) | 326.1786
2023 | 29167 | CROPLAND (NON-IRRIGATED, USD/HA) | 123.5525
2023 | 31143 | CROPLAND (NON-IRRIGATED, USD/HA) | 491.7389
2023 | 37149 | CROPLAND (NON-IRRIGATED, USD/HA) | 101.3131
2023 | 41053 | CROPLAND (NON-IRRIGATED, USD/HA) | 355.8312
2023 | 47139 | CROPLAND (NON-IRRIGATED, USD/HA) | 124.788
2023 | 48373 | CROPLAND (NON-IRRIGATED, USD/HA) | 54.3631
2023 | 55095 | CROPLAND (NON-IRRIGATED, USD/HA) | 192.7419
2022 | 5113 | CROPLAND (NON-IRRIGATED, USD/HA) | 71.6604
2022 | 13233 | CROPLAND (NON-IRRIGATED, USD/HA) | 103.7841
2022 | 19153 | CROPLAND (NON-IRRIGATED, USD/HA) | 627.6467
2022 | 27119 | CROPLAND (NON-IRRIGATED, USD/HA) | 306.4102
2022 | 29167 | CROPLAND (NON-IRRIGATED, USD/HA) | 75.367
2022 | 31143 | CROPLAND (NON-IRRIGATED, USD/HA) | 444.789
2022 | 41053 | CROPLAND (NON-IRRIGATED, USD/HA) | 331.1207
2022 | 47139 | CROPLAND (NON-IRRIGATED, USD/HA) | 103.7841
2022 | 48373 | CROPLAND (NON-IRRIGATED, USD/HA) | 53.1276
2022 | 55095 | CROPLAND (NON-IRRIGATED, USD/HA) | 211.2748
2021 | 5113 | CROPLAND (NON-IRRIGATED, USD/HA) | 39.5368
2021 | 12105 | CROPLAND (NON-IRRIGATED, USD/HA) | 59.3052
2021 | 13233 | CROPLAND (NON-IRRIGATED, USD/HA) | 95.1354
2021 | 19153 | CROPLAND (NON-IRRIGATED, USD/HA) | 570.8125
2021 | 29167 | CROPLAND (NON-IRRIGATED, USD/HA) | 76.6025
2021 | 31143 | CROPLAND (NON-IRRIGATED, USD/HA) | 444.789
2021 | 37149 | CROPLAND (NON-IRRIGATED, USD/HA) | 91.4288
2021 | 41053 | CROPLAND (NON-IRRIGATED, USD/HA) | 259.4602
2021 | 47139 | CROPLAND (NON-IRRIGATED, USD/HA) | 111.1972
2021 | 48373 | CROPLAND (NON-IRRIGATED, USD/HA) | 66.7184
2021 | 55095 | CROPLAND (NON-IRRIGATED, USD/HA) | 202.6261
2020 | 5113 | CROPLAND (NON-IRRIGATED, USD/HA) | 44.4789
2020 | 12105 | CROPLAND (NON-IRRIGATED, USD/HA) | 172.9735
2020 | 13233 | CROPLAND (NON-IRRIGATED, USD/HA) | 82.7802
2020 | 19153 | CROPLAND (NON-IRRIGATED, USD/HA) | 578.2257
2020 | 27119 | CROPLAND (NON-IRRIGATED, USD/HA) | 279.2287
2020 | 29167 | CROPLAND (NON-IRRIGATED, USD/HA) | 87.7223
2020 | 31143 | CROPLAND (NON-IRRIGATED, USD/HA) | 425.0206
2020 | 41053 | CROPLAND (NON-IRRIGATED, USD/HA) | 294.055
2020 | 47139 | CROPLAND (NON-IRRIGATED, USD/HA) | 100.0775
2020 | 48373 | CROPLAND (NON-IRRIGATED, USD/HA) | 49.421
2020 | 55095 | CROPLAND (NON-IRRIGATED, USD/HA) | 213.7458
2019 | 13233 | CROPLAND (NON-IRRIGATED, USD/HA) | 98.842
2019 | 19153 | CROPLAND (NON-IRRIGATED, USD/HA) | 560.9284
2019 | 27119 | CROPLAND (NON-IRRIGATED, USD/HA) | 269.3444
2019 | 29167 | CROPLAND (NON-IRRIGATED, USD/HA) | 88.9578
2019 | 31143 | CROPLAND (NON-IRRIGATED, USD/HA) | 422.5496
2019 | 41053 | CROPLAND (NON-IRRIGATED, USD/HA) | 269.3444
2019 | 47139 | CROPLAND (NON-IRRIGATED, USD/HA) | 96.3709
2019 | 55095 | CROPLAND (NON-IRRIGATED, USD/HA) | 193.9774
2017 | 5113 | CROPLAND (NON-IRRIGATED, USD/HA) | 61.7762
2017 | 12105 | CROPLAND (NON-IRRIGATED, USD/HA) | 75.367
2017 | 13233 | CROPLAND (NON-IRRIGATED, USD/HA) | 96.3709
2017 | 19153 | CROPLAND (NON-IRRIGATED, USD/HA) | 575.7546
2017 | 27119 | CROPLAND (NON-IRRIGATED, USD/HA) | 308.8813
2017 | 29167 | CROPLAND (NON-IRRIGATED, USD/HA) | 84.0157
2017 | 31143 | CROPLAND (NON-IRRIGATED, USD/HA) | 390.4259
2017 | 41053 | CROPLAND (NON-IRRIGATED, USD/HA) | 271.8155
2017 | 47139 | CROPLAND (NON-IRRIGATED, USD/HA) | 101.3131
2017 | 48373 | CROPLAND (NON-IRRIGATED, USD/HA) | 51.892
2017 | 55095 | CROPLAND (NON-IRRIGATED, USD/HA) | 190.2708
2016 | 5113 | CROPLAND (NON-IRRIGATED, USD/HA) | 43.2434
2016 | 12105 | CROPLAND (NON-IRRIGATED, USD/HA) | 55.5986
2016 | 13233 | CROPLAND (NON-IRRIGATED, USD/HA) | 72.896
2016 | 19153 | CROPLAND (NON-IRRIGATED, USD/HA) | 615.2914
2016 | 27119 | CROPLAND (NON-IRRIGATED, USD/HA) | 291.5839
2016 | 29167 | CROPLAND (NON-IRRIGATED, USD/HA) | 97.6065
2016 | 31143 | CROPLAND (NON-IRRIGATED, USD/HA) | 395.368
2016 | 41053 | CROPLAND (NON-IRRIGATED, USD/HA) | 252.0471
2016 | 55095 | CROPLAND (NON-IRRIGATED, USD/HA) | 181.6222
2014 | 5113 | CROPLAND (NON-IRRIGATED, USD/HA) | 51.892
2014 | 19153 | CROPLAND (NON-IRRIGATED, USD/HA) | 696.8361
2014 | 27119 | CROPLAND (NON-IRRIGATED, USD/HA) | 234.7498
2014 | 31143 | CROPLAND (NON-IRRIGATED, USD/HA) | 397.839
2014 | 41053 | CROPLAND (NON-IRRIGATED, USD/HA) | 234.7498
2014 | 47139 | CROPLAND (NON-IRRIGATED, USD/HA) | 135.9077
2014 | 55095 | CROPLAND (NON-IRRIGATED, USD/HA) | 202.6261
2013 | 5113 | CROPLAND (NON-IRRIGATED, USD/HA) | 58.0697
2013 | 12105 | CROPLAND (NON-IRRIGATED, USD/HA) | 43.2434
2013 | 13233 | CROPLAND (NON-IRRIGATED, USD/HA) | 79.0736
2013 | 19153 | CROPLAND (NON-IRRIGATED, USD/HA) | 649.8862
2013 | 27119 | CROPLAND (NON-IRRIGATED, USD/HA) | 249.5761
2013 | 31143 | CROPLAND (NON-IRRIGATED, USD/HA) | 375.5996
2013 | 41053 | CROPLAND (NON-IRRIGATED, USD/HA) | 208.8037
2013 | 48373 | CROPLAND (NON-IRRIGATED, USD/HA) | 28.4171
2013 | 55095 | CROPLAND (NON-IRRIGATED, USD/HA) | 169.2669
2012 | 5113 | CROPLAND (NON-IRRIGATED, USD/HA) | 42.0078
2012 | 12105 | CROPLAND (NON-IRRIGATED, USD/HA) | 51.892
2012 | 13233 | CROPLAND (NON-IRRIGATED, USD/HA) | 91.4288
2012 | 19153 | CROPLAND (NON-IRRIGATED, USD/HA) | 585.6389
2012 | 27119 | CROPLAND (NON-IRRIGATED, USD/HA) | 227.3366
2012 | 31143 | CROPLAND (NON-IRRIGATED, USD/HA) | 308.8813
2012 | 41053 | CROPLAND (NON-IRRIGATED, USD/HA) | 240.9274
2012 | 47139 | CROPLAND (NON-IRRIGATED, USD/HA) | 111.1972
2012 | 48373 | CROPLAND (NON-IRRIGATED, USD/HA) | 29.6526
2012 | 55095 | CROPLAND (NON-IRRIGATED, USD/HA) | 145.7919
2011 | 5113 | CROPLAND (NON-IRRIGATED, USD/HA) | 35.8302
2011 | 12105 | CROPLAND (NON-IRRIGATED, USD/HA) | 61.7762
2011 | 13233 | CROPLAND (NON-IRRIGATED, USD/HA) | 98.842
2011 | 19153 | CROPLAND (NON-IRRIGATED, USD/HA) | 521.3915
2011 | 27119 | CROPLAND (NON-IRRIGATED, USD/HA) | 213.7458
2011 | 29167 | CROPLAND (NON-IRRIGATED, USD/HA) | 80.3091
2011 | 31143 | CROPLAND (NON-IRRIGATED, USD/HA) | 298.9971
2011 | 41053 | CROPLAND (NON-IRRIGATED, USD/HA) | 229.8076
2011 | 47139 | CROPLAND (NON-IRRIGATED, USD/HA) | 88.9578
2011 | 48373 | CROPLAND (NON-IRRIGATED, USD/HA) | 33.3592
2011 | 55095 | CROPLAND (NON-IRRIGATED, USD/HA) | 122.317
2010 | 13233 | CROPLAND (NON-IRRIGATED, USD/HA) | 79.0736
2010 | 19153 | CROPLAND (NON-IRRIGATED, USD/HA) | 452.2022
2010 | 27119 | CROPLAND (NON-IRRIGATED, USD/HA) | 176.6801
2010 | 29167 | CROPLAND (NON-IRRIGATED, USD/HA) | 93.8999
2010 | 31143 | CROPLAND (NON-IRRIGATED, USD/HA) | 301.4681
2010 | 41053 | CROPLAND (NON-IRRIGATED, USD/HA) | 244.6339
2010 | 47139 | CROPLAND (NON-IRRIGATED, USD/HA) | 91.4288
2010 | 48373 | CROPLAND (NON-IRRIGATED, USD/HA) | 40.7723
2010 | 55095 | CROPLAND (NON-IRRIGATED, USD/HA) | 123.5525
2009 | 13233 | CROPLAND (NON-IRRIGATED, USD/HA) | 59.3052
2009 | 19153 | CROPLAND (NON-IRRIGATED, USD/HA) | 474.4416
2009 | 27119 | CROPLAND (NON-IRRIGATED, USD/HA) | 166.7959
2009 | 29167 | CROPLAND (NON-IRRIGATED, USD/HA) | 86.4868
2009 | 31143 | CROPLAND (NON-IRRIGATED, USD/HA) | 296.526
2009 | 41053 | CROPLAND (NON-IRRIGATED, USD/HA) | 259.4602
2009 | 47139 | CROPLAND (NON-IRRIGATED, USD/HA) | 85.2512
2009 | 48373 | CROPLAND (NON-IRRIGATED, USD/HA) | 34.5947
2009 | 55095 | CROPLAND (NON-IRRIGATED, USD/HA) | 123.5525
2008 | 19153 | CROPLAND (NON-IRRIGATED, USD/HA) | 454.6732
2008 | 27119 | CROPLAND (NON-IRRIGATED, USD/HA) | 176.6801
2008 | 29167 | CROPLAND (NON-IRRIGATED, USD/HA) | 90.1933
2008 | 31143 | CROPLAND (NON-IRRIGATED, USD/HA) | 274.2865
2008 | 41053 | CROPLAND (NON-IRRIGATED, USD/HA) | 224.8655
2008 | 55095 | CROPLAND (NON-IRRIGATED, USD/HA) | 111.1972
2024 | 30073 | CROPLAND (NON-IRRIGATED, USD/HA) | 105.0196
2023 | 30073 | CROPLAND (NON-IRRIGATED, USD/HA) | 97.6065
2022 | 30073 | CROPLAND (NON-IRRIGATED, USD/HA) | 102.5486
2021 | 30073 | CROPLAND (NON-IRRIGATED, USD/HA) | 96.3709
2020 | 30073 | CROPLAND (NON-IRRIGATED, USD/HA) | 88.9578
2019 | 30073 | CROPLAND (NON-IRRIGATED, USD/HA) | 96.3709
2017 | 30073 | CROPLAND (NON-IRRIGATED, USD/HA) | 90.1933
2016 | 30073 | CROPLAND (NON-IRRIGATED, USD/HA) | 87.7223
2014 | 30073 | CROPLAND (NON-IRRIGATED, USD/HA) | 85.2512
2013 | 30073 | CROPLAND (NON-IRRIGATED, USD/HA) | 81.5447
2012 | 30073 | CROPLAND (NON-IRRIGATED, USD/HA) | 70.4249
2011 | 30073 | CROPLAND (NON-IRRIGATED, USD/HA) | 82.7802
2010 | 30073 | CROPLAND (NON-IRRIGATED, USD/HA) | 92.6644
2009 | 30073 | CROPLAND (NON-IRRIGATED, USD/HA) | 82.7802
2008 | 30073 | CROPLAND (NON-IRRIGATED, USD/HA) | 64.2473
2024 | 28115 | CROPLAND (NON-IRRIGATED, USD/HA) | 158.1472
2024 | 40123 | CROPLAND (NON-IRRIGATED, USD/HA) | 40.7723
2023 | 28115 | CROPLAND (NON-IRRIGATED, USD/HA) | 224.8655
2023 | 40123 | CROPLAND (NON-IRRIGATED, USD/HA) | 34.5947
2022 | 28115 | CROPLAND (NON-IRRIGATED, USD/HA) | 177.9156
2022 | 40123 | CROPLAND (NON-IRRIGATED, USD/HA) | 42.0078
2021 | 28115 | CROPLAND (NON-IRRIGATED, USD/HA) | 166.7959
2020 | 28115 | CROPLAND (NON-IRRIGATED, USD/HA) | 155.6762
2020 | 40123 | CROPLAND (NON-IRRIGATED, USD/HA) | 37.0658
2019 | 28115 | CROPLAND (NON-IRRIGATED, USD/HA) | 191.5064
2017 | 28115 | CROPLAND (NON-IRRIGATED, USD/HA) | 143.3209
2017 | 40123 | CROPLAND (NON-IRRIGATED, USD/HA) | 37.0658
2016 | 28115 | CROPLAND (NON-IRRIGATED, USD/HA) | 153.2051
2016 | 40123 | CROPLAND (NON-IRRIGATED, USD/HA) | 35.8302
2014 | 28115 | CROPLAND (NON-IRRIGATED, USD/HA) | 106.2552
2014 | 40123 | CROPLAND (NON-IRRIGATED, USD/HA) | 20.5097
2013 | 28115 | CROPLAND (NON-IRRIGATED, USD/HA) | 113.6683
2012 | 28115 | CROPLAND (NON-IRRIGATED, USD/HA) | 126.0236
2012 | 40123 | CROPLAND (NON-IRRIGATED, USD/HA) | 24.7105
2011 | 28115 | CROPLAND (NON-IRRIGATED, USD/HA) | 128.4946
2011 | 40123 | CROPLAND (NON-IRRIGATED, USD/HA) | 28.4171
2010 | 28115 | CROPLAND (NON-IRRIGATED, USD/HA) | 116.1393
2010 | 40123 | CROPLAND (NON-IRRIGATED, USD/HA) | 37.0658
2009 | 28115 | CROPLAND (NON-IRRIGATED, USD/HA) | 106.2552
2009 | 40123 | CROPLAND (NON-IRRIGATED, USD/HA) | 29.6526
2024 | 5115 | CROPLAND (NON-IRRIGATED, USD/HA) | 79.0736
2024 | 17151 | CROPLAND (NON-IRRIGATED, USD/HA) | 252.0471
2024 | 27121 | CROPLAND (NON-IRRIGATED, USD/HA) | 358.3023
2023 | 5115 | CROPLAND (NON-IRRIGATED, USD/HA) | 81.5447
2023 | 17151 | CROPLAND (NON-IRRIGATED, USD/HA) | 301.4681
2023 | 27121 | CROPLAND (NON-IRRIGATED, USD/HA) | 368.1864
2022 | 5115 | CROPLAND (NON-IRRIGATED, USD/HA) | 40.7723
2022 | 17151 | CROPLAND (NON-IRRIGATED, USD/HA) | 226.1011
2022 | 27121 | CROPLAND (NON-IRRIGATED, USD/HA) | 387.9549
2021 | 5115 | CROPLAND (NON-IRRIGATED, USD/HA) | 44.4789
2021 | 17151 | CROPLAND (NON-IRRIGATED, USD/HA) | 217.4524
2021 | 27121 | CROPLAND (NON-IRRIGATED, USD/HA) | 353.3601
2020 | 5115 | CROPLAND (NON-IRRIGATED, USD/HA) | 44.4789
2020 | 17151 | CROPLAND (NON-IRRIGATED, USD/HA) | 197.684
2020 | 27121 | CROPLAND (NON-IRRIGATED, USD/HA) | 368.1864
2019 | 5115 | CROPLAND (NON-IRRIGATED, USD/HA) | 65.4828
2019 | 17151 | CROPLAND (NON-IRRIGATED, USD/HA) | 235.9853
2019 | 27121 | CROPLAND (NON-IRRIGATED, USD/HA) | 311.3523
2017 | 5115 | CROPLAND (NON-IRRIGATED, USD/HA) | 51.892
2017 | 27121 | CROPLAND (NON-IRRIGATED, USD/HA) | 353.3601
2016 | 5115 | CROPLAND (NON-IRRIGATED, USD/HA) | 50.6565
2016 | 17151 | CROPLAND (NON-IRRIGATED, USD/HA) | 276.7576
2016 | 27121 | CROPLAND (NON-IRRIGATED, USD/HA) | 308.8813
2014 | 5115 | CROPLAND (NON-IRRIGATED, USD/HA) | 49.421
2014 | 27121 | CROPLAND (NON-IRRIGATED, USD/HA) | 358.3023
2013 | 5115 | CROPLAND (NON-IRRIGATED, USD/HA) | 32.1236
2013 | 17151 | CROPLAND (NON-IRRIGATED, USD/HA) | 254.5181
2013 | 27121 | CROPLAND (NON-IRRIGATED, USD/HA) | 306.4102
2012 | 5115 | CROPLAND (NON-IRRIGATED, USD/HA) | 32.1236
2012 | 27121 | CROPLAND (NON-IRRIGATED, USD/HA) | 259.4602
2011 | 5115 | CROPLAND (NON-IRRIGATED, USD/HA) | 43.2434
2011 | 27121 | CROPLAND (NON-IRRIGATED, USD/HA) | 252.0471
2010 | 5115 | CROPLAND (NON-IRRIGATED, USD/HA) | 42.0078
2010 | 17151 | CROPLAND (NON-IRRIGATED, USD/HA) | 177.9156
2010 | 27121 | CROPLAND (NON-IRRIGATED, USD/HA) | 210.0393
2009 | 5115 | CROPLAND (NON-IRRIGATED, USD/HA) | 61.7762
2009 | 17151 | CROPLAND (NON-IRRIGATED, USD/HA) | 177.9156
2009 | 27121 | CROPLAND (NON-IRRIGATED, USD/HA) | 201.3906
2008 | 27121 | CROPLAND (NON-IRRIGATED, USD/HA) | 203.8616
2024 | 39133 | CROPLAND (NON-IRRIGATED, USD/HA) | 187.7998
2024 | 55097 | CROPLAND (NON-IRRIGATED, USD/HA) | 174.209
2023 | 39133 | CROPLAND (NON-IRRIGATED, USD/HA) | 184.0932
2023 | 55097 | CROPLAND (NON-IRRIGATED, USD/HA) | 151.9696
2022 | 39133 | CROPLAND (NON-IRRIGATED, USD/HA) | 163.0893
2022 | 55097 | CROPLAND (NON-IRRIGATED, USD/HA) | 137.1433
2021 | 39133 | CROPLAND (NON-IRRIGATED, USD/HA) | 169.2669
2021 | 55097 | CROPLAND (NON-IRRIGATED, USD/HA) | 145.7919
2020 | 39133 | CROPLAND (NON-IRRIGATED, USD/HA) | 177.9156
2020 | 55097 | CROPLAND (NON-IRRIGATED, USD/HA) | 154.4406
2019 | 39133 | CROPLAND (NON-IRRIGATED, USD/HA) | 179.1511
2019 | 55097 | CROPLAND (NON-IRRIGATED, USD/HA) | 153.2051
2017 | 39133 | CROPLAND (NON-IRRIGATED, USD/HA) | 180.3867
2017 | 55097 | CROPLAND (NON-IRRIGATED, USD/HA) | 163.0893
2016 | 39133 | CROPLAND (NON-IRRIGATED, USD/HA) | 185.3287
2016 | 55097 | CROPLAND (NON-IRRIGATED, USD/HA) | 128.4946
2014 | 39133 | CROPLAND (NON-IRRIGATED, USD/HA) | 186.5643
2014 | 55097 | CROPLAND (NON-IRRIGATED, USD/HA) | 121.0815
2013 | 39133 | CROPLAND (NON-IRRIGATED, USD/HA) | 213.7458
2013 | 55097 | CROPLAND (NON-IRRIGATED, USD/HA) | 121.0815
2012 | 39133 | CROPLAND (NON-IRRIGATED, USD/HA) | 139.6143
2012 | 55097 | CROPLAND (NON-IRRIGATED, USD/HA) | 123.5525
2011 | 39133 | CROPLAND (NON-IRRIGATED, USD/HA) | 111.1972
2011 | 55097 | CROPLAND (NON-IRRIGATED, USD/HA) | 128.4946
2010 | 39133 | CROPLAND (NON-IRRIGATED, USD/HA) | 112.4328
2010 | 55097 | CROPLAND (NON-IRRIGATED, USD/HA) | 133.4367
2009 | 39133 | CROPLAND (NON-IRRIGATED, USD/HA) | 123.5525
2009 | 55097 | CROPLAND (NON-IRRIGATED, USD/HA) | 126.0236
2008 | 39133 | CROPLAND (NON-IRRIGATED, USD/HA) | 127.2591
2008 | 55097 | CROPLAND (NON-IRRIGATED, USD/HA) | 119.8459
2024 | 18127 | CROPLAND (NON-IRRIGATED, USD/HA) | 476.9126
2023 | 18127 | CROPLAND (NON-IRRIGATED, USD/HA) | 501.6232
2022 | 18127 | CROPLAND (NON-IRRIGATED, USD/HA) | 459.6153
2021 | 18127 | CROPLAND (NON-IRRIGATED, USD/HA) | 385.4838
2020 | 18127 | CROPLAND (NON-IRRIGATED, USD/HA) | 390.4259
2019 | 18127 | CROPLAND (NON-IRRIGATED, USD/HA) | 415.1364
2013 | 18127 | CROPLAND (NON-IRRIGATED, USD/HA) | 407.7233
2012 | 18127 | CROPLAND (NON-IRRIGATED, USD/HA) | 345.947
2011 | 18127 | CROPLAND (NON-IRRIGATED, USD/HA) | 323.7075
2010 | 18127 | CROPLAND (NON-IRRIGATED, USD/HA) | 289.1128
2009 | 18127 | CROPLAND (NON-IRRIGATED, USD/HA) | 276.7576
2008 | 18127 | CROPLAND (NON-IRRIGATED, USD/HA) | 306.4102
2024 | 18129 | CROPLAND (NON-IRRIGATED, USD/HA) | 526.3337
2023 | 18129 | CROPLAND (NON-IRRIGATED, USD/HA) | 570.8125
2022 | 18129 | CROPLAND (NON-IRRIGATED, USD/HA) | 521.3915
2021 | 18129 | CROPLAND (NON-IRRIGATED, USD/HA) | 484.3258
2020 | 18129 | CROPLAND (NON-IRRIGATED, USD/HA) | 464.5574
2019 | 18129 | CROPLAND (NON-IRRIGATED, USD/HA) | 459.6153
2017 | 18129 | CROPLAND (NON-IRRIGATED, USD/HA) | 471.9706
2016 | 18129 | CROPLAND (NON-IRRIGATED, USD/HA) | 469.4995
2014 | 18129 | CROPLAND (NON-IRRIGATED, USD/HA) | 462.0863
2013 | 18129 | CROPLAND (NON-IRRIGATED, USD/HA) | 444.789
2012 | 18129 | CROPLAND (NON-IRRIGATED, USD/HA) | 417.6074
2011 | 18129 | CROPLAND (NON-IRRIGATED, USD/HA) | 338.5338
2010 | 18129 | CROPLAND (NON-IRRIGATED, USD/HA) | 318.7654
2009 | 18129 | CROPLAND (NON-IRRIGATED, USD/HA) | 328.6497
2008 | 18129 | CROPLAND (NON-IRRIGATED, USD/HA) | 308.8813
2024 | 20149 | CROPLAND (NON-IRRIGATED, USD/HA) | 232.2787
2024 | 40125 | CROPLAND (NON-IRRIGATED, USD/HA) | 58.0697
2023 | 20149 | CROPLAND (NON-IRRIGATED, USD/HA) | 200.155
2023 | 40125 | CROPLAND (NON-IRRIGATED, USD/HA) | 45.7144
2022 | 20149 | CROPLAND (NON-IRRIGATED, USD/HA) | 186.5643
2022 | 40125 | CROPLAND (NON-IRRIGATED, USD/HA) | 59.3052
2021 | 20149 | CROPLAND (NON-IRRIGATED, USD/HA) | 175.4445
2021 | 40125 | CROPLAND (NON-IRRIGATED, USD/HA) | 126.0236
2020 | 20149 | CROPLAND (NON-IRRIGATED, USD/HA) | 190.2708
2020 | 40125 | CROPLAND (NON-IRRIGATED, USD/HA) | 112.4328
2019 | 40125 | CROPLAND (NON-IRRIGATED, USD/HA) | 107.4907
2017 | 20149 | CROPLAND (NON-IRRIGATED, USD/HA) | 179.1511
2017 | 40125 | CROPLAND (NON-IRRIGATED, USD/HA) | 48.1855
2016 | 20149 | CROPLAND (NON-IRRIGATED, USD/HA) | 184.0932
2016 | 40125 | CROPLAND (NON-IRRIGATED, USD/HA) | 45.7144
2014 | 20149 | CROPLAND (NON-IRRIGATED, USD/HA) | 211.2748
2014 | 40125 | CROPLAND (NON-IRRIGATED, USD/HA) | 77.8381
2013 | 20149 | CROPLAND (NON-IRRIGATED, USD/HA) | 169.2669
2013 | 40125 | CROPLAND (NON-IRRIGATED, USD/HA) | 51.892
2012 | 20149 | CROPLAND (NON-IRRIGATED, USD/HA) | 149.4985
2012 | 40125 | CROPLAND (NON-IRRIGATED, USD/HA) | 65.4828
2011 | 20149 | CROPLAND (NON-IRRIGATED, USD/HA) | 160.6182
2010 | 20149 | CROPLAND (NON-IRRIGATED, USD/HA) | 144.5564
2010 | 40125 | CROPLAND (NON-IRRIGATED, USD/HA) | 49.421
2009 | 20149 | CROPLAND (NON-IRRIGATED, USD/HA) | 126.0236
2008 | 20149 | CROPLAND (NON-IRRIGATED, USD/HA) | 134.6722
2008 | 40125 | CROPLAND (NON-IRRIGATED, USD/HA) | 69.1894
2024 | 19155 | CROPLAND (NON-IRRIGATED, USD/HA) | 674.5966
2023 | 19155 | CROPLAND (NON-IRRIGATED, USD/HA) | 674.5966
2022 | 19155 | CROPLAND (NON-IRRIGATED, USD/HA) | 630.1178
2021 | 19155 | CROPLAND (NON-IRRIGATED, USD/HA) | 575.7546
2020 | 19155 | CROPLAND (NON-IRRIGATED, USD/HA) | 541.1599
2019 | 19155 | CROPLAND (NON-IRRIGATED, USD/HA) | 553.5152
2017 | 19155 | CROPLAND (NON-IRRIGATED, USD/HA) | 585.6389
2016 | 19155 | CROPLAND (NON-IRRIGATED, USD/HA) | 565.8705
2014 | 19155 | CROPLAND (NON-IRRIGATED, USD/HA) | 654.8283
2013 | 19155 | CROPLAND (NON-IRRIGATED, USD/HA) | 664.7124
2012 | 19155 | CROPLAND (NON-IRRIGATED, USD/HA) | 575.7546
2011 | 19155 | CROPLAND (NON-IRRIGATED, USD/HA) | 447.26
2010 | 19155 | CROPLAND (NON-IRRIGATED, USD/HA) | 439.8469
2009 | 19155 | CROPLAND (NON-IRRIGATED, USD/HA) | 444.789
2008 | 19155 | CROPLAND (NON-IRRIGATED, USD/HA) | 410.1943
2024 | 42105 | CROPLAND (NON-IRRIGATED, USD/HA) | 92.6644
2024 | 46107 | CROPLAND (NON-IRRIGATED, USD/HA) | 259.4602
2023 | 42105 | CROPLAND (NON-IRRIGATED, USD/HA) | 81.5447
2023 | 46107 | CROPLAND (NON-IRRIGATED, USD/HA) | 252.0471
2022 | 42105 | CROPLAND (NON-IRRIGATED, USD/HA) | 69.1894
2022 | 46107 | CROPLAND (NON-IRRIGATED, USD/HA) | 249.5761
2022 | 48375 | CROPLAND (NON-IRRIGATED, USD/HA) | 30.8881
2021 | 42105 | CROPLAND (NON-IRRIGATED, USD/HA) | 75.367
2021 | 46107 | CROPLAND (NON-IRRIGATED, USD/HA) | 234.7498
2021 | 48375 | CROPLAND (NON-IRRIGATED, USD/HA) | 25.946
2020 | 42105 | CROPLAND (NON-IRRIGATED, USD/HA) | 75.367
2020 | 46107 | CROPLAND (NON-IRRIGATED, USD/HA) | 222.3945
2020 | 48375 | CROPLAND (NON-IRRIGATED, USD/HA) | 49.421
2019 | 42105 | CROPLAND (NON-IRRIGATED, USD/HA) | 74.1315
2019 | 46107 | CROPLAND (NON-IRRIGATED, USD/HA) | 212.5103
2017 | 42105 | CROPLAND (NON-IRRIGATED, USD/HA) | 69.1894
2017 | 46107 | CROPLAND (NON-IRRIGATED, USD/HA) | 221.159
2017 | 48375 | CROPLAND (NON-IRRIGATED, USD/HA) | 40.7723
2016 | 42105 | CROPLAND (NON-IRRIGATED, USD/HA) | 61.7762
2016 | 46107 | CROPLAND (NON-IRRIGATED, USD/HA) | 237.2208
2016 | 48375 | CROPLAND (NON-IRRIGATED, USD/HA) | 38.3013
2014 | 42105 | CROPLAND (NON-IRRIGATED, USD/HA) | 60.5407
2014 | 46107 | CROPLAND (NON-IRRIGATED, USD/HA) | 223.63
2014 | 48375 | CROPLAND (NON-IRRIGATED, USD/HA) | 44.4789
2013 | 42105 | CROPLAND (NON-IRRIGATED, USD/HA) | 59.3052
2013 | 46107 | CROPLAND (NON-IRRIGATED, USD/HA) | 202.6261
2013 | 48375 | CROPLAND (NON-IRRIGATED, USD/HA) | 39.5368
2012 | 42105 | CROPLAND (NON-IRRIGATED, USD/HA) | 58.0697
2012 | 46107 | CROPLAND (NON-IRRIGATED, USD/HA) | 161.8538
2012 | 48375 | CROPLAND (NON-IRRIGATED, USD/HA) | 42.0078
2011 | 42105 | CROPLAND (NON-IRRIGATED, USD/HA) | 61.7762
2011 | 46107 | CROPLAND (NON-IRRIGATED, USD/HA) | 158.1472
2011 | 48375 | CROPLAND (NON-IRRIGATED, USD/HA) | 40.7723
2010 | 42105 | CROPLAND (NON-IRRIGATED, USD/HA) | 69.1894
2010 | 46107 | CROPLAND (NON-IRRIGATED, USD/HA) | 133.4367
2010 | 48375 | CROPLAND (NON-IRRIGATED, USD/HA) | 46.95
2009 | 42105 | CROPLAND (NON-IRRIGATED, USD/HA) | 65.4828
2009 | 46107 | CROPLAND (NON-IRRIGATED, USD/HA) | 132.2012
2009 | 48375 | CROPLAND (NON-IRRIGATED, USD/HA) | 46.95
2008 | 46107 | CROPLAND (NON-IRRIGATED, USD/HA) | 117.3749
2021 | 30075 | CROPLAND (NON-IRRIGATED, USD/HA) | 61.7762
2020 | 30075 | CROPLAND (NON-IRRIGATED, USD/HA) | 44.4789
2019 | 30075 | CROPLAND (NON-IRRIGATED, USD/HA) | 29.6526
2017 | 30075 | CROPLAND (NON-IRRIGATED, USD/HA) | 39.5368
2011 | 30075 | CROPLAND (NON-IRRIGATED, USD/HA) | 32.1236
2010 | 30075 | CROPLAND (NON-IRRIGATED, USD/HA) | 38.3013
2016 | 30077 | CROPLAND (NON-IRRIGATED, USD/HA) | 44.4789
2024 | 16077 | CROPLAND (NON-IRRIGATED, USD/HA) | 95.1354
2023 | 16077 | CROPLAND (NON-IRRIGATED, USD/HA) | 79.0736
2022 | 16077 | CROPLAND (NON-IRRIGATED, USD/HA) | 76.6025
2021 | 16077 | CROPLAND (NON-IRRIGATED, USD/HA) | 82.7802
2020 | 16077 | CROPLAND (NON-IRRIGATED, USD/HA) | 79.0736
2019 | 16077 | CROPLAND (NON-IRRIGATED, USD/HA) | 66.7184
2017 | 16077 | CROPLAND (NON-IRRIGATED, USD/HA) | 107.4907
2016 | 16077 | CROPLAND (NON-IRRIGATED, USD/HA) | 66.7184
2014 | 16077 | CROPLAND (NON-IRRIGATED, USD/HA) | 64.2473
2013 | 16077 | CROPLAND (NON-IRRIGATED, USD/HA) | 64.2473
2012 | 16077 | CROPLAND (NON-IRRIGATED, USD/HA) | 50.6565
2011 | 16077 | CROPLAND (NON-IRRIGATED, USD/HA) | 54.3631
2010 | 16077 | CROPLAND (NON-IRRIGATED, USD/HA) | 63.0118
2024 | 19157 | CROPLAND (NON-IRRIGATED, USD/HA) | 672.1256
2023 | 19157 | CROPLAND (NON-IRRIGATED, USD/HA) | 649.8862
2022 | 19157 | CROPLAND (NON-IRRIGATED, USD/HA) | 588.1099
2021 | 19157 | CROPLAND (NON-IRRIGATED, USD/HA) | 573.2836
2020 | 19157 | CROPLAND (NON-IRRIGATED, USD/HA) | 541.1599
2019 | 19157 | CROPLAND (NON-IRRIGATED, USD/HA) | 563.3994
2017 | 19157 | CROPLAND (NON-IRRIGATED, USD/HA) | 565.8705
2016 | 19157 | CROPLAND (NON-IRRIGATED, USD/HA) | 602.9362
2014 | 19157 | CROPLAND (NON-IRRIGATED, USD/HA) | 657.2993
2013 | 19157 | CROPLAND (NON-IRRIGATED, USD/HA) | 620.2336
2012 | 19157 | CROPLAND (NON-IRRIGATED, USD/HA) | 612.8204
2011 | 19157 | CROPLAND (NON-IRRIGATED, USD/HA) | 444.789
2010 | 19157 | CROPLAND (NON-IRRIGATED, USD/HA) | 444.789
2009 | 19157 | CROPLAND (NON-IRRIGATED, USD/HA) | 417.6074
2008 | 19157 | CROPLAND (NON-IRRIGATED, USD/HA) | 417.6074
2023 | 51145 | CROPLAND (NON-IRRIGATED, USD/HA) | 74.1315
2022 | 51145 | CROPLAND (NON-IRRIGATED, USD/HA) | 70.4249
2021 | 51145 | CROPLAND (NON-IRRIGATED, USD/HA) | 67.9539
2019 | 51145 | CROPLAND (NON-IRRIGATED, USD/HA) | 93.8999
2024 | 5117 | CROPLAND (NON-IRRIGATED, USD/HA) | 59.3052
2023 | 5117 | CROPLAND (NON-IRRIGATED, USD/HA) | 67.9539
2022 | 5117 | CROPLAND (NON-IRRIGATED, USD/HA) | 93.8999
2022 | 30079 | CROPLAND (NON-IRRIGATED, USD/HA) | 75.367
2021 | 5117 | CROPLAND (NON-IRRIGATED, USD/HA) | 126.0236
2021 | 30079 | CROPLAND (NON-IRRIGATED, USD/HA) | 86.4868
2020 | 30079 | CROPLAND (NON-IRRIGATED, USD/HA) | 74.1315
2019 | 30079 | CROPLAND (NON-IRRIGATED, USD/HA) | 53.1276
2017 | 30079 | CROPLAND (NON-IRRIGATED, USD/HA) | 53.1276
2016 | 30079 | CROPLAND (NON-IRRIGATED, USD/HA) | 63.0118
2014 | 5117 | CROPLAND (NON-IRRIGATED, USD/HA) | 103.7841
2011 | 5117 | CROPLAND (NON-IRRIGATED, USD/HA) | 123.5525
2010 | 30079 | CROPLAND (NON-IRRIGATED, USD/HA) | 40.7723
2009 | 5117 | CROPLAND (NON-IRRIGATED, USD/HA) | 180.3867
2024 | 20151 | CROPLAND (NON-IRRIGATED, USD/HA) | 123.5525
2023 | 20151 | CROPLAND (NON-IRRIGATED, USD/HA) | 111.1972
2022 | 20151 | CROPLAND (NON-IRRIGATED, USD/HA) | 112.4328
2021 | 20151 | CROPLAND (NON-IRRIGATED, USD/HA) | 107.4907
2020 | 20151 | CROPLAND (NON-IRRIGATED, USD/HA) | 103.7841
2019 | 20151 | CROPLAND (NON-IRRIGATED, USD/HA) | 107.4907
2017 | 20151 | CROPLAND (NON-IRRIGATED, USD/HA) | 101.3131
2016 | 20151 | CROPLAND (NON-IRRIGATED, USD/HA) | 91.4288
2014 | 20151 | CROPLAND (NON-IRRIGATED, USD/HA) | 101.3131
2013 | 20151 | CROPLAND (NON-IRRIGATED, USD/HA) | 96.3709
2011 | 20151 | CROPLAND (NON-IRRIGATED, USD/HA) | 93.8999
2010 | 20151 | CROPLAND (NON-IRRIGATED, USD/HA) | 80.3091
2009 | 20151 | CROPLAND (NON-IRRIGATED, USD/HA) | 77.8381
2024 | 39135 | CROPLAND (NON-IRRIGATED, USD/HA) | 555.9863
2023 | 39135 | CROPLAND (NON-IRRIGATED, USD/HA) | 521.3915
2022 | 39135 | CROPLAND (NON-IRRIGATED, USD/HA) | 491.7389
2021 | 39135 | CROPLAND (NON-IRRIGATED, USD/HA) | 452.2022
2020 | 39135 | CROPLAND (NON-IRRIGATED, USD/HA) | 444.789
2019 | 39135 | CROPLAND (NON-IRRIGATED, USD/HA) | 447.26
2017 | 39135 | CROPLAND (NON-IRRIGATED, USD/HA) | 417.6074
2016 | 39135 | CROPLAND (NON-IRRIGATED, USD/HA) | 422.5496
2014 | 39135 | CROPLAND (NON-IRRIGATED, USD/HA) | 425.0206
2013 | 39135 | CROPLAND (NON-IRRIGATED, USD/HA) | 425.0206
2012 | 39135 | CROPLAND (NON-IRRIGATED, USD/HA) | 345.947
2011 | 39135 | CROPLAND (NON-IRRIGATED, USD/HA) | 316.2944
2010 | 39135 | CROPLAND (NON-IRRIGATED, USD/HA) | 298.9971
2009 | 39135 | CROPLAND (NON-IRRIGATED, USD/HA) | 294.055
2008 | 39135 | CROPLAND (NON-IRRIGATED, USD/HA) | 291.5839
2024 | 28117 | CROPLAND (NON-IRRIGATED, USD/HA) | 150.734
2023 | 28117 | CROPLAND (NON-IRRIGATED, USD/HA) | 145.7919
2022 | 28117 | CROPLAND (NON-IRRIGATED, USD/HA) | 109.9617
2021 | 28117 | CROPLAND (NON-IRRIGATED, USD/HA) | 132.2012
2020 | 28117 | CROPLAND (NON-IRRIGATED, USD/HA) | 118.6104
2019 | 28117 | CROPLAND (NON-IRRIGATED, USD/HA) | 123.5525
2017 | 28117 | CROPLAND (NON-IRRIGATED, USD/HA) | 132.2012
2016 | 28117 | CROPLAND (NON-IRRIGATED, USD/HA) | 86.4868
2014 | 28117 | CROPLAND (NON-IRRIGATED, USD/HA) | 143.3209
2013 | 28117 | CROPLAND (NON-IRRIGATED, USD/HA) | 130.9657
2012 | 28117 | CROPLAND (NON-IRRIGATED, USD/HA) | 121.0815
2011 | 28117 | CROPLAND (NON-IRRIGATED, USD/HA) | 113.6683
2010 | 28117 | CROPLAND (NON-IRRIGATED, USD/HA) | 116.1393
2009 | 28117 | CROPLAND (NON-IRRIGATED, USD/HA) | 102.5486
2024 | 26141 | CROPLAND (NON-IRRIGATED, USD/HA) | 85.2512
2023 | 26141 | CROPLAND (NON-IRRIGATED, USD/HA) | 72.896
2022 | 26141 | CROPLAND (NON-IRRIGATED, USD/HA) | 133.4367
2021 | 26141 | CROPLAND (NON-IRRIGATED, USD/HA) | 122.317
2020 | 26141 | CROPLAND (NON-IRRIGATED, USD/HA) | 84.0157
2019 | 26141 | CROPLAND (NON-IRRIGATED, USD/HA) | 103.7841
2017 | 26141 | CROPLAND (NON-IRRIGATED, USD/HA) | 84.0157
2016 | 26141 | CROPLAND (NON-IRRIGATED, USD/HA) | 87.7223
2014 | 26141 | CROPLAND (NON-IRRIGATED, USD/HA) | 90.1933
2013 | 26141 | CROPLAND (NON-IRRIGATED, USD/HA) | 76.6025
2012 | 26141 | CROPLAND (NON-IRRIGATED, USD/HA) | 69.1894
2011 | 26141 | CROPLAND (NON-IRRIGATED, USD/HA) | 69.1894
2010 | 26141 | CROPLAND (NON-IRRIGATED, USD/HA) | 65.4828
2009 | 26141 | CROPLAND (NON-IRRIGATED, USD/HA) | 75.367
2008 | 26141 | CROPLAND (NON-IRRIGATED, USD/HA) | 74.1315
2024 | 54077 | CROPLAND (NON-IRRIGATED, USD/HA) | 65.4828
2023 | 54077 | CROPLAND (NON-IRRIGATED, USD/HA) | 54.3631
2022 | 54077 | CROPLAND (NON-IRRIGATED, USD/HA) | 69.1894
2021 | 54077 | CROPLAND (NON-IRRIGATED, USD/HA) | 55.5986
2020 | 54077 | CROPLAND (NON-IRRIGATED, USD/HA) | 65.4828
2019 | 54077 | CROPLAND (NON-IRRIGATED, USD/HA) | 64.2473
2017 | 54077 | CROPLAND (NON-IRRIGATED, USD/HA) | 59.3052
2016 | 54077 | CROPLAND (NON-IRRIGATED, USD/HA) | 53.1276
2014 | 54077 | CROPLAND (NON-IRRIGATED, USD/HA) | 54.3631
2013 | 54077 | CROPLAND (NON-IRRIGATED, USD/HA) | 51.892
2012 | 54077 | CROPLAND (NON-IRRIGATED, USD/HA) | 51.892
2011 | 54077 | CROPLAND (NON-IRRIGATED, USD/HA) | 35.8302
2010 | 54077 | CROPLAND (NON-IRRIGATED, USD/HA) | 45.7144
2024 | 55099 | CROPLAND (NON-IRRIGATED, USD/HA) | 64.2473
2023 | 55099 | CROPLAND (NON-IRRIGATED, USD/HA) | 71.6604
2022 | 55099 | CROPLAND (NON-IRRIGATED, USD/HA) | 86.4868
2021 | 55099 | CROPLAND (NON-IRRIGATED, USD/HA) | 74.1315
2020 | 55099 | CROPLAND (NON-IRRIGATED, USD/HA) | 85.2512
2019 | 55099 | CROPLAND (NON-IRRIGATED, USD/HA) | 82.7802
2017 | 55099 | CROPLAND (NON-IRRIGATED, USD/HA) | 86.4868
2016 | 55099 | CROPLAND (NON-IRRIGATED, USD/HA) | 69.1894
2014 | 55099 | CROPLAND (NON-IRRIGATED, USD/HA) | 88.9578
2013 | 55099 | CROPLAND (NON-IRRIGATED, USD/HA) | 88.9578
2012 | 55099 | CROPLAND (NON-IRRIGATED, USD/HA) | 54.3631
2011 | 55099 | CROPLAND (NON-IRRIGATED, USD/HA) | 59.3052
2009 | 55099 | CROPLAND (NON-IRRIGATED, USD/HA) | 74.1315
2024 | 51147 | CROPLAND (NON-IRRIGATED, USD/HA) | 58.0697
2023 | 51147 | CROPLAND (NON-IRRIGATED, USD/HA) | 63.0118
2022 | 51147 | CROPLAND (NON-IRRIGATED, USD/HA) | 64.2473
2021 | 51147 | CROPLAND (NON-IRRIGATED, USD/HA) | 76.6025
2020 | 51147 | CROPLAND (NON-IRRIGATED, USD/HA) | 64.2473
2019 | 51147 | CROPLAND (NON-IRRIGATED, USD/HA) | 65.4828
2017 | 51147 | CROPLAND (NON-IRRIGATED, USD/HA) | 59.3052
2016 | 51147 | CROPLAND (NON-IRRIGATED, USD/HA) | 64.2473
2014 | 51147 | CROPLAND (NON-IRRIGATED, USD/HA) | 64.2473
2013 | 51147 | CROPLAND (NON-IRRIGATED, USD/HA) | 60.5407
2012 | 51147 | CROPLAND (NON-IRRIGATED, USD/HA) | 60.5407
2011 | 51147 | CROPLAND (NON-IRRIGATED, USD/HA) | 65.4828
2010 | 51147 | CROPLAND (NON-IRRIGATED, USD/HA) | 60.5407
2023 | 51149 | CROPLAND (NON-IRRIGATED, USD/HA) | 151.9696
2022 | 51149 | CROPLAND (NON-IRRIGATED, USD/HA) | 127.2591
2021 | 51149 | CROPLAND (NON-IRRIGATED, USD/HA) | 98.842
2016 | 51149 | CROPLAND (NON-IRRIGATED, USD/HA) | 118.6104
2014 | 51149 | CROPLAND (NON-IRRIGATED, USD/HA) | 123.5525
2013 | 51149 | CROPLAND (NON-IRRIGATED, USD/HA) | 118.6104
2012 | 51149 | CROPLAND (NON-IRRIGATED, USD/HA) | 111.1972
2011 | 51149 | CROPLAND (NON-IRRIGATED, USD/HA) | 122.317
2010 | 51149 | CROPLAND (NON-IRRIGATED, USD/HA) | 143.3209
2009 | 51149 | CROPLAND (NON-IRRIGATED, USD/HA) | 93.8999
2024 | 24033 | CROPLAND (NON-IRRIGATED, USD/HA) | 102.5486
2020 | 24033 | CROPLAND (NON-IRRIGATED, USD/HA) | 108.7262
2019 | 24033 | CROPLAND (NON-IRRIGATED, USD/HA) | 93.8999
2012 | 24033 | CROPLAND (NON-IRRIGATED, USD/HA) | 77.8381
2011 | 24033 | CROPLAND (NON-IRRIGATED, USD/HA) | 86.4868
2010 | 24033 | CROPLAND (NON-IRRIGATED, USD/HA) | 85.2512
2009 | 24033 | CROPLAND (NON-IRRIGATED, USD/HA) | 96.3709
2024 | 51153 | CROPLAND (NON-IRRIGATED, USD/HA) | 118.6104
2023 | 51153 | CROPLAND (NON-IRRIGATED, USD/HA) | 121.0815
2022 | 51153 | CROPLAND (NON-IRRIGATED, USD/HA) | 112.4328
2021 | 51153 | CROPLAND (NON-IRRIGATED, USD/HA) | 111.1972
2016 | 51153 | CROPLAND (NON-IRRIGATED, USD/HA) | 74.1315
2014 | 51153 | CROPLAND (NON-IRRIGATED, USD/HA) | 66.7184
2011 | 51153 | CROPLAND (NON-IRRIGATED, USD/HA) | 63.0118
2010 | 51153 | CROPLAND (NON-IRRIGATED, USD/HA) | 65.4828
2024 | 8099 | CROPLAND (NON-IRRIGATED, USD/HA) | 67.9539
2023 | 8099 | CROPLAND (NON-IRRIGATED, USD/HA) | 58.0697
2020 | 8099 | CROPLAND (NON-IRRIGATED, USD/HA) | 55.5986
2017 | 8099 | CROPLAND (NON-IRRIGATED, USD/HA) | 64.2473
2013 | 8099 | CROPLAND (NON-IRRIGATED, USD/HA) | 74.1315
2011 | 8099 | CROPLAND (NON-IRRIGATED, USD/HA) | 69.1894
2019 | 8101 | CROPLAND (NON-IRRIGATED, USD/HA) | 39.5368
2014 | 8101 | CROPLAND (NON-IRRIGATED, USD/HA) | 54.3631
2013 | 8101 | CROPLAND (NON-IRRIGATED, USD/HA) | 49.421
2012 | 8101 | CROPLAND (NON-IRRIGATED, USD/HA) | 49.421
2011 | 8101 | CROPLAND (NON-IRRIGATED, USD/HA) | 58.0697
2009 | 8101 | CROPLAND (NON-IRRIGATED, USD/HA) | 64.2473
2024 | 5119 | CROPLAND (NON-IRRIGATED, USD/HA) | 97.6065
2024 | 17153 | CROPLAND (NON-IRRIGATED, USD/HA) | 341.0049
2024 | 18131 | CROPLAND (NON-IRRIGATED, USD/HA) | 558.4573
2024 | 21199 | CROPLAND (NON-IRRIGATED, USD/HA) | 294.055
2024 | 29169 | CROPLAND (NON-IRRIGATED, USD/HA) | 97.6065
2024 | 51155 | CROPLAND (NON-IRRIGATED, USD/HA) | 117.3749
2023 | 5119 | CROPLAND (NON-IRRIGATED, USD/HA) | 72.896
2023 | 13235 | CROPLAND (NON-IRRIGATED, USD/HA) | 301.4681
2023 | 17153 | CROPLAND (NON-IRRIGATED, USD/HA) | 392.897
2023 | 18131 | CROPLAND (NON-IRRIGATED, USD/HA) | 565.8705
2023 | 21199 | CROPLAND (NON-IRRIGATED, USD/HA) | 294.055
2023 | 29169 | CROPLAND (NON-IRRIGATED, USD/HA) | 54.3631
2023 | 51155 | CROPLAND (NON-IRRIGATED, USD/HA) | 114.9038
2022 | 5119 | CROPLAND (NON-IRRIGATED, USD/HA) | 79.0736
2022 | 13235 | CROPLAND (NON-IRRIGATED, USD/HA) | 281.6997
2022 | 17153 | CROPLAND (NON-IRRIGATED, USD/HA) | 355.8312
2022 | 18131 | CROPLAND (NON-IRRIGATED, USD/HA) | 531.2758
2022 | 21199 | CROPLAND (NON-IRRIGATED, USD/HA) | 271.8155
2022 | 29169 | CROPLAND (NON-IRRIGATED, USD/HA) | 42.0078
2022 | 51155 | CROPLAND (NON-IRRIGATED, USD/HA) | 102.5486
2021 | 5119 | CROPLAND (NON-IRRIGATED, USD/HA) | 56.8342
2021 | 13235 | CROPLAND (NON-IRRIGATED, USD/HA) | 252.0471
2021 | 17153 | CROPLAND (NON-IRRIGATED, USD/HA) | 338.5338
2021 | 18131 | CROPLAND (NON-IRRIGATED, USD/HA) | 486.7969
2021 | 21199 | CROPLAND (NON-IRRIGATED, USD/HA) | 243.3984
2021 | 29169 | CROPLAND (NON-IRRIGATED, USD/HA) | 49.421
2021 | 51155 | CROPLAND (NON-IRRIGATED, USD/HA) | 91.4288
2020 | 5119 | CROPLAND (NON-IRRIGATED, USD/HA) | 54.3631
2020 | 13235 | CROPLAND (NON-IRRIGATED, USD/HA) | 249.5761
2020 | 17153 | CROPLAND (NON-IRRIGATED, USD/HA) | 331.1207
2020 | 18131 | CROPLAND (NON-IRRIGATED, USD/HA) | 449.7311
2020 | 21199 | CROPLAND (NON-IRRIGATED, USD/HA) | 210.0393
2020 | 29169 | CROPLAND (NON-IRRIGATED, USD/HA) | 37.0658
2020 | 51155 | CROPLAND (NON-IRRIGATED, USD/HA) | 88.9578
2019 | 5119 | CROPLAND (NON-IRRIGATED, USD/HA) | 71.6604
2019 | 13235 | CROPLAND (NON-IRRIGATED, USD/HA) | 205.0971
2019 | 17153 | CROPLAND (NON-IRRIGATED, USD/HA) | 326.1786
2019 | 18131 | CROPLAND (NON-IRRIGATED, USD/HA) | 486.7969
2019 | 21199 | CROPLAND (NON-IRRIGATED, USD/HA) | 247.105
2019 | 29169 | CROPLAND (NON-IRRIGATED, USD/HA) | 45.7144
2019 | 51155 | CROPLAND (NON-IRRIGATED, USD/HA) | 74.1315
2017 | 5119 | CROPLAND (NON-IRRIGATED, USD/HA) | 76.6025
2017 | 13235 | CROPLAND (NON-IRRIGATED, USD/HA) | 193.9774
2017 | 17153 | CROPLAND (NON-IRRIGATED, USD/HA) | 318.7654
2017 | 18131 | CROPLAND (NON-IRRIGATED, USD/HA) | 462.0863
2017 | 21199 | CROPLAND (NON-IRRIGATED, USD/HA) | 222.3945
2017 | 29169 | CROPLAND (NON-IRRIGATED, USD/HA) | 53.1276
2017 | 51155 | CROPLAND (NON-IRRIGATED, USD/HA) | 86.4868
2016 | 13235 | CROPLAND (NON-IRRIGATED, USD/HA) | 222.3945
2016 | 17153 | CROPLAND (NON-IRRIGATED, USD/HA) | 321.2365
2016 | 18131 | CROPLAND (NON-IRRIGATED, USD/HA) | 457.1442
2016 | 21199 | CROPLAND (NON-IRRIGATED, USD/HA) | 234.7498
2016 | 29169 | CROPLAND (NON-IRRIGATED, USD/HA) | 53.1276
2014 | 5119 | CROPLAND (NON-IRRIGATED, USD/HA) | 128.4946
2014 | 13235 | CROPLAND (NON-IRRIGATED, USD/HA) | 185.3287
2014 | 18131 | CROPLAND (NON-IRRIGATED, USD/HA) | 494.21
2014 | 21199 | CROPLAND (NON-IRRIGATED, USD/HA) | 217.4524
2014 | 29169 | CROPLAND (NON-IRRIGATED, USD/HA) | 49.421
2014 | 51155 | CROPLAND (NON-IRRIGATED, USD/HA) | 79.0736
2013 | 5119 | CROPLAND (NON-IRRIGATED, USD/HA) | 124.788
2013 | 13235 | CROPLAND (NON-IRRIGATED, USD/HA) | 170.5025
2013 | 17153 | CROPLAND (NON-IRRIGATED, USD/HA) | 286.6418
2013 | 18131 | CROPLAND (NON-IRRIGATED, USD/HA) | 407.7233
2013 | 21199 | CROPLAND (NON-IRRIGATED, USD/HA) | 165.5603
2013 | 29169 | CROPLAND (NON-IRRIGATED, USD/HA) | 50.6565
2013 | 51155 | CROPLAND (NON-IRRIGATED, USD/HA) | 81.5447
2012 | 13235 | CROPLAND (NON-IRRIGATED, USD/HA) | 160.6182
2012 | 17153 | CROPLAND (NON-IRRIGATED, USD/HA) | 291.5839
2012 | 18131 | CROPLAND (NON-IRRIGATED, USD/HA) | 402.7811
2012 | 21199 | CROPLAND (NON-IRRIGATED, USD/HA) | 158.1472
2012 | 29169 | CROPLAND (NON-IRRIGATED, USD/HA) | 65.4828
2012 | 51155 | CROPLAND (NON-IRRIGATED, USD/HA) | 63.0118
2011 | 13235 | CROPLAND (NON-IRRIGATED, USD/HA) | 171.738
2011 | 17153 | CROPLAND (NON-IRRIGATED, USD/HA) | 294.055
2011 | 18131 | CROPLAND (NON-IRRIGATED, USD/HA) | 390.4259
2011 | 21199 | CROPLAND (NON-IRRIGATED, USD/HA) | 158.1472
2011 | 29169 | CROPLAND (NON-IRRIGATED, USD/HA) | 80.3091
2011 | 51155 | CROPLAND (NON-IRRIGATED, USD/HA) | 51.892
2010 | 5119 | CROPLAND (NON-IRRIGATED, USD/HA) | 82.7802
2010 | 13235 | CROPLAND (NON-IRRIGATED, USD/HA) | 147.0275
2010 | 17153 | CROPLAND (NON-IRRIGATED, USD/HA) | 269.3444
2010 | 18131 | CROPLAND (NON-IRRIGATED, USD/HA) | 348.418
2010 | 21199 | CROPLAND (NON-IRRIGATED, USD/HA) | 148.263
2010 | 51155 | CROPLAND (NON-IRRIGATED, USD/HA) | 76.6025
2009 | 5119 | CROPLAND (NON-IRRIGATED, USD/HA) | 72.896
2009 | 13235 | CROPLAND (NON-IRRIGATED, USD/HA) | 134.6722
2009 | 17153 | CROPLAND (NON-IRRIGATED, USD/HA) | 269.3444
2009 | 18131 | CROPLAND (NON-IRRIGATED, USD/HA) | 338.5338
2009 | 21199 | CROPLAND (NON-IRRIGATED, USD/HA) | 121.0815
2009 | 51155 | CROPLAND (NON-IRRIGATED, USD/HA) | 61.7762
2008 | 18131 | CROPLAND (NON-IRRIGATED, USD/HA) | 363.2443
2008 | 21199 | CROPLAND (NON-IRRIGATED, USD/HA) | 92.6644
2024 | 40127 | CROPLAND (NON-IRRIGATED, USD/HA) | 25.946
2023 | 40127 | CROPLAND (NON-IRRIGATED, USD/HA) | 39.5368
2022 | 40127 | CROPLAND (NON-IRRIGATED, USD/HA) | 67.9539
2021 | 40127 | CROPLAND (NON-IRRIGATED, USD/HA) | 42.0078
2020 | 40127 | CROPLAND (NON-IRRIGATED, USD/HA) | 55.5986
2019 | 40127 | CROPLAND (NON-IRRIGATED, USD/HA) | 61.7762
2017 | 40127 | CROPLAND (NON-IRRIGATED, USD/HA) | 70.4249
2014 | 40127 | CROPLAND (NON-IRRIGATED, USD/HA) | 24.7105
2013 | 40127 | CROPLAND (NON-IRRIGATED, USD/HA) | 37.0658
2012 | 40127 | CROPLAND (NON-IRRIGATED, USD/HA) | 49.421
2010 | 40127 | CROPLAND (NON-IRRIGATED, USD/HA) | 61.7762
2009 | 40127 | CROPLAND (NON-IRRIGATED, USD/HA) | 44.4789
2024 | 13237 | CROPLAND (NON-IRRIGATED, USD/HA) | 72.896
2024 | 17155 | CROPLAND (NON-IRRIGATED, USD/HA) | 605.4072
2024 | 18133 | CROPLAND (NON-IRRIGATED, USD/HA) | 588.1099
2024 | 29171 | CROPLAND (NON-IRRIGATED, USD/HA) | 306.4102
2024 | 47141 | CROPLAND (NON-IRRIGATED, USD/HA) | 149.4985
2024 | 54079 | CROPLAND (NON-IRRIGATED, USD/HA) | 107.4907
2023 | 13237 | CROPLAND (NON-IRRIGATED, USD/HA) | 66.7184
2023 | 17155 | CROPLAND (NON-IRRIGATED, USD/HA) | 615.2914
2023 | 18133 | CROPLAND (NON-IRRIGATED, USD/HA) | 595.5231
2023 | 29171 | CROPLAND (NON-IRRIGATED, USD/HA) | 281.6997
2023 | 47141 | CROPLAND (NON-IRRIGATED, USD/HA) | 119.8459
2022 | 13237 | CROPLAND (NON-IRRIGATED, USD/HA) | 95.1354
2022 | 17155 | CROPLAND (NON-IRRIGATED, USD/HA) | 558.4573
2022 | 18133 | CROPLAND (NON-IRRIGATED, USD/HA) | 518.9205
2022 | 29171 | CROPLAND (NON-IRRIGATED, USD/HA) | 301.4681
2022 | 39137 | CROPLAND (NON-IRRIGATED, USD/HA) | 425.0206
2022 | 47141 | CROPLAND (NON-IRRIGATED, USD/HA) | 121.0815
2021 | 13237 | CROPLAND (NON-IRRIGATED, USD/HA) | 85.2512
2021 | 17155 | CROPLAND (NON-IRRIGATED, USD/HA) | 565.8705
2021 | 18133 | CROPLAND (NON-IRRIGATED, USD/HA) | 474.4416
2021 | 29171 | CROPLAND (NON-IRRIGATED, USD/HA) | 261.9313
2021 | 39137 | CROPLAND (NON-IRRIGATED, USD/HA) | 415.1364
2021 | 47141 | CROPLAND (NON-IRRIGATED, USD/HA) | 95.1354
2021 | 54079 | CROPLAND (NON-IRRIGATED, USD/HA) | 81.5447
2020 | 13237 | CROPLAND (NON-IRRIGATED, USD/HA) | 67.9539
2020 | 17155 | CROPLAND (NON-IRRIGATED, USD/HA) | 600.4651
2020 | 18133 | CROPLAND (NON-IRRIGATED, USD/HA) | 499.1521
2020 | 29171 | CROPLAND (NON-IRRIGATED, USD/HA) | 264.4024
2020 | 39137 | CROPLAND (NON-IRRIGATED, USD/HA) | 383.0127
2020 | 47141 | CROPLAND (NON-IRRIGATED, USD/HA) | 101.3131
2019 | 13237 | CROPLAND (NON-IRRIGATED, USD/HA) | 61.7762
2019 | 17155 | CROPLAND (NON-IRRIGATED, USD/HA) | 607.8783
2019 | 18133 | CROPLAND (NON-IRRIGATED, USD/HA) | 476.9126
2019 | 39137 | CROPLAND (NON-IRRIGATED, USD/HA) | 373.1286
2019 | 47141 | CROPLAND (NON-IRRIGATED, USD/HA) | 101.3131
2017 | 13237 | CROPLAND (NON-IRRIGATED, USD/HA) | 66.7184
2017 | 17155 | CROPLAND (NON-IRRIGATED, USD/HA) | 612.8204
2017 | 18133 | CROPLAND (NON-IRRIGATED, USD/HA) | 494.21
2017 | 39137 | CROPLAND (NON-IRRIGATED, USD/HA) | 375.5996
2017 | 47141 | CROPLAND (NON-IRRIGATED, USD/HA) | 96.3709
2017 | 54079 | CROPLAND (NON-IRRIGATED, USD/HA) | 111.1972
2016 | 13237 | CROPLAND (NON-IRRIGATED, USD/HA) | 66.7184
2016 | 17155 | CROPLAND (NON-IRRIGATED, USD/HA) | 593.052
2016 | 18133 | CROPLAND (NON-IRRIGATED, USD/HA) | 518.9205
2016 | 29171 | CROPLAND (NON-IRRIGATED, USD/HA) | 239.6918
2016 | 39137 | CROPLAND (NON-IRRIGATED, USD/HA) | 368.1864
2016 | 47141 | CROPLAND (NON-IRRIGATED, USD/HA) | 133.4367
2014 | 13237 | CROPLAND (NON-IRRIGATED, USD/HA) | 63.0118
2014 | 17155 | CROPLAND (NON-IRRIGATED, USD/HA) | 630.1178
2014 | 18133 | CROPLAND (NON-IRRIGATED, USD/HA) | 541.1599
2014 | 29171 | CROPLAND (NON-IRRIGATED, USD/HA) | 238.4563
2014 | 39137 | CROPLAND (NON-IRRIGATED, USD/HA) | 333.5917
2014 | 47141 | CROPLAND (NON-IRRIGATED, USD/HA) | 98.842
2013 | 13237 | CROPLAND (NON-IRRIGATED, USD/HA) | 59.3052
2013 | 17155 | CROPLAND (NON-IRRIGATED, USD/HA) | 605.4072
2013 | 18133 | CROPLAND (NON-IRRIGATED, USD/HA) | 543.631
2013 | 29171 | CROPLAND (NON-IRRIGATED, USD/HA) | 245.8695
2013 | 39137 | CROPLAND (NON-IRRIGATED, USD/HA) | 326.1786
2013 | 47141 | CROPLAND (NON-IRRIGATED, USD/HA) | 123.5525
2012 | 13237 | CROPLAND (NON-IRRIGATED, USD/HA) | 79.0736
2012 | 17155 | CROPLAND (NON-IRRIGATED, USD/HA) | 588.1099
2012 | 18133 | CROPLAND (NON-IRRIGATED, USD/HA) | 432.4337
2012 | 39137 | CROPLAND (NON-IRRIGATED, USD/HA) | 326.1786
2012 | 47141 | CROPLAND (NON-IRRIGATED, USD/HA) | 128.4946
2012 | 54079 | CROPLAND (NON-IRRIGATED, USD/HA) | 187.7998
2011 | 13237 | CROPLAND (NON-IRRIGATED, USD/HA) | 54.3631
2011 | 17155 | CROPLAND (NON-IRRIGATED, USD/HA) | 511.5073
2011 | 18133 | CROPLAND (NON-IRRIGATED, USD/HA) | 380.5417
2011 | 29171 | CROPLAND (NON-IRRIGATED, USD/HA) | 266.8734
2011 | 39137 | CROPLAND (NON-IRRIGATED, USD/HA) | 289.1128
2011 | 47141 | CROPLAND (NON-IRRIGATED, USD/HA) | 118.6104
2011 | 54079 | CROPLAND (NON-IRRIGATED, USD/HA) | 114.9038
2010 | 13237 | CROPLAND (NON-IRRIGATED, USD/HA) | 58.0697
2010 | 17155 | CROPLAND (NON-IRRIGATED, USD/HA) | 457.1442
2010 | 18133 | CROPLAND (NON-IRRIGATED, USD/HA) | 365.7154
2010 | 29171 | CROPLAND (NON-IRRIGATED, USD/HA) | 213.7458
2010 | 39137 | CROPLAND (NON-IRRIGATED, USD/HA) | 259.4602
2010 | 54079 | CROPLAND (NON-IRRIGATED, USD/HA) | 107.4907
2009 | 17155 | CROPLAND (NON-IRRIGATED, USD/HA) | 479.3837
2009 | 18133 | CROPLAND (NON-IRRIGATED, USD/HA) | 341.0049
2009 | 29171 | CROPLAND (NON-IRRIGATED, USD/HA) | 203.8616
2009 | 39137 | CROPLAND (NON-IRRIGATED, USD/HA) | 256.9892
2009 | 47141 | CROPLAND (NON-IRRIGATED, USD/HA) | 123.5525
2008 | 18133 | CROPLAND (NON-IRRIGATED, USD/HA) | 333.5917
2008 | 39137 | CROPLAND (NON-IRRIGATED, USD/HA) | 259.4602
2024 | 35037 | CROPLAND (NON-IRRIGATED, USD/HA) | 48.1855
2022 | 35037 | CROPLAND (NON-IRRIGATED, USD/HA) | 35.8302
2020 | 35037 | CROPLAND (NON-IRRIGATED, USD/HA) | 24.7105
2019 | 35037 | CROPLAND (NON-IRRIGATED, USD/HA) | 28.4171
2017 | 35037 | CROPLAND (NON-IRRIGATED, USD/HA) | 28.4171
2014 | 35037 | CROPLAND (NON-IRRIGATED, USD/HA) | 35.8302
2013 | 35037 | CROPLAND (NON-IRRIGATED, USD/HA) | 35.8302
2011 | 35037 | CROPLAND (NON-IRRIGATED, USD/HA) | 25.946
2024 | 24035 | CROPLAND (NON-IRRIGATED, USD/HA) | 417.6074
2023 | 24035 | CROPLAND (NON-IRRIGATED, USD/HA) | 353.3601
2022 | 24035 | CROPLAND (NON-IRRIGATED, USD/HA) | 415.1364
2021 | 24035 | CROPLAND (NON-IRRIGATED, USD/HA) | 355.8312
2020 | 24035 | CROPLAND (NON-IRRIGATED, USD/HA) | 336.0628
2019 | 24035 | CROPLAND (NON-IRRIGATED, USD/HA) | 365.7154
2017 | 24035 | CROPLAND (NON-IRRIGATED, USD/HA) | 308.8813
2016 | 24035 | CROPLAND (NON-IRRIGATED, USD/HA) | 336.0628
2014 | 24035 | CROPLAND (NON-IRRIGATED, USD/HA) | 301.4681
2013 | 24035 | CROPLAND (NON-IRRIGATED, USD/HA) | 286.6418
2012 | 24035 | CROPLAND (NON-IRRIGATED, USD/HA) | 279.2287
2011 | 24035 | CROPLAND (NON-IRRIGATED, USD/HA) | 200.155
2010 | 24035 | CROPLAND (NON-IRRIGATED, USD/HA) | 185.3287
2009 | 24035 | CROPLAND (NON-IRRIGATED, USD/HA) | 196.4485
2008 | 24035 | CROPLAND (NON-IRRIGATED, USD/HA) | 212.5103
2024 | 28119 | CROPLAND (NON-IRRIGATED, USD/HA) | 271.8155
2023 | 28119 | CROPLAND (NON-IRRIGATED, USD/HA) | 274.2865
2022 | 28119 | CROPLAND (NON-IRRIGATED, USD/HA) | 261.9313
2021 | 28119 | CROPLAND (NON-IRRIGATED, USD/HA) | 228.5721
2020 | 28119 | CROPLAND (NON-IRRIGATED, USD/HA) | 240.9274
2019 | 28119 | CROPLAND (NON-IRRIGATED, USD/HA) | 239.6918
2017 | 28119 | CROPLAND (NON-IRRIGATED, USD/HA) | 269.3444
2016 | 28119 | CROPLAND (NON-IRRIGATED, USD/HA) | 256.9892
2014 | 28119 | CROPLAND (NON-IRRIGATED, USD/HA) | 242.1629
2013 | 28119 | CROPLAND (NON-IRRIGATED, USD/HA) | 227.3366
2012 | 28119 | CROPLAND (NON-IRRIGATED, USD/HA) | 219.9235
2011 | 28119 | CROPLAND (NON-IRRIGATED, USD/HA) | 231.0432
2010 | 28119 | CROPLAND (NON-IRRIGATED, USD/HA) | 198.9195
2009 | 28119 | CROPLAND (NON-IRRIGATED, USD/HA) | 153.2051
2008 | 28119 | CROPLAND (NON-IRRIGATED, USD/HA) | 195.213
2024 | 55101 | CROPLAND (NON-IRRIGATED, USD/HA) | 375.5996
2023 | 55101 | CROPLAND (NON-IRRIGATED, USD/HA) | 387.9549
2022 | 55101 | CROPLAND (NON-IRRIGATED, USD/HA) | 360.7733
2021 | 55101 | CROPLAND (NON-IRRIGATED, USD/HA) | 345.947
2020 | 55101 | CROPLAND (NON-IRRIGATED, USD/HA) | 331.1207
2019 | 55101 | CROPLAND (NON-IRRIGATED, USD/HA) | 316.2944
2017 | 55101 | CROPLAND (NON-IRRIGATED, USD/HA) | 316.2944
2016 | 55101 | CROPLAND (NON-IRRIGATED, USD/HA) | 328.6497
2014 | 55101 | CROPLAND (NON-IRRIGATED, USD/HA) | 301.4681
2013 | 55101 | CROPLAND (NON-IRRIGATED, USD/HA) | 301.4681
2012 | 55101 | CROPLAND (NON-IRRIGATED, USD/HA) | 286.6418
2011 | 55101 | CROPLAND (NON-IRRIGATED, USD/HA) | 274.2865
2010 | 55101 | CROPLAND (NON-IRRIGATED, USD/HA) | 229.8076
2009 | 55101 | CROPLAND (NON-IRRIGATED, USD/HA) | 234.7498
2008 | 55101 | CROPLAND (NON-IRRIGATED, USD/HA) | 234.7498
2024 | 48379 | CROPLAND (NON-IRRIGATED, USD/HA) | 58.0697
2023 | 48379 | CROPLAND (NON-IRRIGATED, USD/HA) | 67.9539
2022 | 48379 | CROPLAND (NON-IRRIGATED, USD/HA) | 60.5407
2021 | 48379 | CROPLAND (NON-IRRIGATED, USD/HA) | 54.3631
2020 | 48379 | CROPLAND (NON-IRRIGATED, USD/HA) | 40.7723
2019 | 48379 | CROPLAND (NON-IRRIGATED, USD/HA) | 40.7723
2017 | 48379 | CROPLAND (NON-IRRIGATED, USD/HA) | 42.0078
2014 | 48379 | CROPLAND (NON-IRRIGATED, USD/HA) | 32.1236
2013 | 48379 | CROPLAND (NON-IRRIGATED, USD/HA) | 32.1236
2011 | 48379 | CROPLAND (NON-IRRIGATED, USD/HA) | 33.3592
2010 | 48379 | CROPLAND (NON-IRRIGATED, USD/HA) | 37.0658
2024 | 54081 | CROPLAND (NON-IRRIGATED, USD/HA) | 88.9578
2023 | 54081 | CROPLAND (NON-IRRIGATED, USD/HA) | 92.6644
2022 | 54081 | CROPLAND (NON-IRRIGATED, USD/HA) | 80.3091
2019 | 54081 | CROPLAND (NON-IRRIGATED, USD/HA) | 49.421
2017 | 54081 | CROPLAND (NON-IRRIGATED, USD/HA) | 54.3631
2016 | 54081 | CROPLAND (NON-IRRIGATED, USD/HA) | 61.7762
2011 | 54081 | CROPLAND (NON-IRRIGATED, USD/HA) | 65.4828
2024 | 29173 | CROPLAND (NON-IRRIGATED, USD/HA) | 491.7389
2023 | 29173 | CROPLAND (NON-IRRIGATED, USD/HA) | 400.3101
2022 | 29173 | CROPLAND (NON-IRRIGATED, USD/HA) | 422.5496
2021 | 29173 | CROPLAND (NON-IRRIGATED, USD/HA) | 425.0206
2020 | 29173 | CROPLAND (NON-IRRIGATED, USD/HA) | 380.5417
2019 | 29173 | CROPLAND (NON-IRRIGATED, USD/HA) | 345.947
2017 | 29173 | CROPLAND (NON-IRRIGATED, USD/HA) | 343.476
2016 | 29173 | CROPLAND (NON-IRRIGATED, USD/HA) | 341.0049
2014 | 29173 | CROPLAND (NON-IRRIGATED, USD/HA) | 318.7654
2013 | 29173 | CROPLAND (NON-IRRIGATED, USD/HA) | 355.8312
2012 | 29173 | CROPLAND (NON-IRRIGATED, USD/HA) | 306.4102
2011 | 29173 | CROPLAND (NON-IRRIGATED, USD/HA) | 289.1128
2010 | 29173 | CROPLAND (NON-IRRIGATED, USD/HA) | 245.8695
2009 | 29173 | CROPLAND (NON-IRRIGATED, USD/HA) | 247.105
2008 | 29173 | CROPLAND (NON-IRRIGATED, USD/HA) | 221.159
2024 | 38071 | CROPLAND (NON-IRRIGATED, USD/HA) | 165.5603
2023 | 38071 | CROPLAND (NON-IRRIGATED, USD/HA) | 166.7959
2022 | 38071 | CROPLAND (NON-IRRIGATED, USD/HA) | 156.9117
2021 | 38071 | CROPLAND (NON-IRRIGATED, USD/HA) | 145.7919
2020 | 38071 | CROPLAND (NON-IRRIGATED, USD/HA) | 139.6143
2016 | 38071 | CROPLAND (NON-IRRIGATED, USD/HA) | 140.8499
2014 | 38071 | CROPLAND (NON-IRRIGATED, USD/HA) | 118.6104
2013 | 38071 | CROPLAND (NON-IRRIGATED, USD/HA) | 111.1972
2012 | 38071 | CROPLAND (NON-IRRIGATED, USD/HA) | 106.2552
2011 | 38071 | CROPLAND (NON-IRRIGATED, USD/HA) | 103.7841
2010 | 38071 | CROPLAND (NON-IRRIGATED, USD/HA) | 95.1354
2009 | 38071 | CROPLAND (NON-IRRIGATED, USD/HA) | 92.6644
2008 | 38071 | CROPLAND (NON-IRRIGATED, USD/HA) | 90.1933
2024 | 48381 | CROPLAND (NON-IRRIGATED, USD/HA) | 55.5986
2023 | 48381 | CROPLAND (NON-IRRIGATED, USD/HA) | 72.896
2022 | 48381 | CROPLAND (NON-IRRIGATED, USD/HA) | 45.7144
2021 | 48381 | CROPLAND (NON-IRRIGATED, USD/HA) | 50.6565
2020 | 48381 | CROPLAND (NON-IRRIGATED, USD/HA) | 43.2434
2019 | 48381 | CROPLAND (NON-IRRIGATED, USD/HA) | 42.0078
2017 | 48381 | CROPLAND (NON-IRRIGATED, USD/HA) | 46.95
2016 | 48381 | CROPLAND (NON-IRRIGATED, USD/HA) | 39.5368
2014 | 48381 | CROPLAND (NON-IRRIGATED, USD/HA) | 39.5368
2013 | 48381 | CROPLAND (NON-IRRIGATED, USD/HA) | 37.0658
2012 | 48381 | CROPLAND (NON-IRRIGATED, USD/HA) | 42.0078
2011 | 48381 | CROPLAND (NON-IRRIGATED, USD/HA) | 37.0658
2010 | 48381 | CROPLAND (NON-IRRIGATED, USD/HA) | 42.0078
2009 | 48381 | CROPLAND (NON-IRRIGATED, USD/HA) | 42.0078
2008 | 48381 | CROPLAND (NON-IRRIGATED, USD/HA) | 42.0078
2024 | 1111 | CROPLAND (NON-IRRIGATED, USD/HA) | 65.4828
2024 | 5121 | CROPLAND (NON-IRRIGATED, USD/HA) | 127.2591
2024 | 13243 | CROPLAND (NON-IRRIGATED, USD/HA) | 135.9077
2024 | 17157 | CROPLAND (NON-IRRIGATED, USD/HA) | 373.1286
2024 | 18135 | CROPLAND (NON-IRRIGATED, USD/HA) | 506.5652
2024 | 29175 | CROPLAND (NON-IRRIGATED, USD/HA) | 316.2944
2024 | 37151 | CROPLAND (NON-IRRIGATED, USD/HA) | 153.2051
2024 | 54083 | CROPLAND (NON-IRRIGATED, USD/HA) | 88.9578
2023 | 1111 | CROPLAND (NON-IRRIGATED, USD/HA) | 79.0736
2023 | 5121 | CROPLAND (NON-IRRIGATED, USD/HA) | 58.0697
2023 | 13243 | CROPLAND (NON-IRRIGATED, USD/HA) | 153.2051
2023 | 17157 | CROPLAND (NON-IRRIGATED, USD/HA) | 395.368
2023 | 18135 | CROPLAND (NON-IRRIGATED, USD/HA) | 560.9284
2023 | 29175 | CROPLAND (NON-IRRIGATED, USD/HA) | 363.2443
2023 | 37151 | CROPLAND (NON-IRRIGATED, USD/HA) | 122.317
2023 | 54083 | CROPLAND (NON-IRRIGATED, USD/HA) | 67.9539
2022 | 1111 | CROPLAND (NON-IRRIGATED, USD/HA) | 69.1894
2022 | 5121 | CROPLAND (NON-IRRIGATED, USD/HA) | 55.5986
2022 | 13243 | CROPLAND (NON-IRRIGATED, USD/HA) | 112.4328
2022 | 17157 | CROPLAND (NON-IRRIGATED, USD/HA) | 368.1864
2022 | 18135 | CROPLAND (NON-IRRIGATED, USD/HA) | 489.2679
2022 | 29175 | CROPLAND (NON-IRRIGATED, USD/HA) | 387.9549
2022 | 37151 | CROPLAND (NON-IRRIGATED, USD/HA) | 127.2591
2022 | 54083 | CROPLAND (NON-IRRIGATED, USD/HA) | 81.5447
2021 | 1111 | CROPLAND (NON-IRRIGATED, USD/HA) | 95.1354
2021 | 5121 | CROPLAND (NON-IRRIGATED, USD/HA) | 37.0658
2021 | 13243 | CROPLAND (NON-IRRIGATED, USD/HA) | 90.1933
2021 | 17157 | CROPLAND (NON-IRRIGATED, USD/HA) | 333.5917
2021 | 18135 | CROPLAND (NON-IRRIGATED, USD/HA) | 447.26
2021 | 29175 | CROPLAND (NON-IRRIGATED, USD/HA) | 365.7154
2021 | 37151 | CROPLAND (NON-IRRIGATED, USD/HA) | 121.0815
2021 | 54083 | CROPLAND (NON-IRRIGATED, USD/HA) | 74.1315
2020 | 1111 | CROPLAND (NON-IRRIGATED, USD/HA) | 64.2473
2020 | 5121 | CROPLAND (NON-IRRIGATED, USD/HA) | 38.3013
2020 | 13243 | CROPLAND (NON-IRRIGATED, USD/HA) | 119.8459
2020 | 17157 | CROPLAND (NON-IRRIGATED, USD/HA) | 313.8234
2020 | 18135 | CROPLAND (NON-IRRIGATED, USD/HA) | 452.2022
2020 | 29175 | CROPLAND (NON-IRRIGATED, USD/HA) | 348.418
2020 | 37151 | CROPLAND (NON-IRRIGATED, USD/HA) | 106.2552
2020 | 54083 | CROPLAND (NON-IRRIGATED, USD/HA) | 72.896
2019 | 1111 | CROPLAND (NON-IRRIGATED, USD/HA) | 48.1855
2019 | 5121 | CROPLAND (NON-IRRIGATED, USD/HA) | 51.892
2019 | 13243 | CROPLAND (NON-IRRIGATED, USD/HA) | 124.788
2019 | 17157 | CROPLAND (NON-IRRIGATED, USD/HA) | 296.526
2019 | 18135 | CROPLAND (NON-IRRIGATED, USD/HA) | 459.6153
2019 | 29175 | CROPLAND (NON-IRRIGATED, USD/HA) | 301.4681
2019 | 37151 | CROPLAND (NON-IRRIGATED, USD/HA) | 103.7841
2019 | 54083 | CROPLAND (NON-IRRIGATED, USD/HA) | 67.9539
2017 | 1111 | CROPLAND (NON-IRRIGATED, USD/HA) | 51.892
2017 | 5121 | CROPLAND (NON-IRRIGATED, USD/HA) | 35.8302
2017 | 13243 | CROPLAND (NON-IRRIGATED, USD/HA) | 121.0815
2017 | 17157 | CROPLAND (NON-IRRIGATED, USD/HA) | 303.9391
2017 | 18135 | CROPLAND (NON-IRRIGATED, USD/HA) | 459.6153
2017 | 29175 | CROPLAND (NON-IRRIGATED, USD/HA) | 294.055
2017 | 37151 | CROPLAND (NON-IRRIGATED, USD/HA) | 108.7262
2017 | 54083 | CROPLAND (NON-IRRIGATED, USD/HA) | 49.421
2016 | 1111 | CROPLAND (NON-IRRIGATED, USD/HA) | 61.7762
2016 | 5121 | CROPLAND (NON-IRRIGATED, USD/HA) | 56.8342
2016 | 13243 | CROPLAND (NON-IRRIGATED, USD/HA) | 98.842
2016 | 17157 | CROPLAND (NON-IRRIGATED, USD/HA) | 286.6418
2016 | 18135 | CROPLAND (NON-IRRIGATED, USD/HA) | 452.2022
2016 | 29175 | CROPLAND (NON-IRRIGATED, USD/HA) | 298.9971
2016 | 37151 | CROPLAND (NON-IRRIGATED, USD/HA) | 106.2552
2016 | 54083 | CROPLAND (NON-IRRIGATED, USD/HA) | 56.8342
2014 | 1111 | CROPLAND (NON-IRRIGATED, USD/HA) | 69.1894
2014 | 5121 | CROPLAND (NON-IRRIGATED, USD/HA) | 59.3052
2014 | 13243 | CROPLAND (NON-IRRIGATED, USD/HA) | 135.9077
2014 | 17157 | CROPLAND (NON-IRRIGATED, USD/HA) | 274.2865
2014 | 18135 | CROPLAND (NON-IRRIGATED, USD/HA) | 444.789
2014 | 29175 | CROPLAND (NON-IRRIGATED, USD/HA) | 291.5839
2014 | 37151 | CROPLAND (NON-IRRIGATED, USD/HA) | 98.842
2014 | 54083 | CROPLAND (NON-IRRIGATED, USD/HA) | 51.892
2013 | 1111 | CROPLAND (NON-IRRIGATED, USD/HA) | 46.95
2013 | 5121 | CROPLAND (NON-IRRIGATED, USD/HA) | 60.5407
2013 | 13243 | CROPLAND (NON-IRRIGATED, USD/HA) | 123.5525
2013 | 17157 | CROPLAND (NON-IRRIGATED, USD/HA) | 274.2865
2013 | 18135 | CROPLAND (NON-IRRIGATED, USD/HA) | 444.789
2013 | 29175 | CROPLAND (NON-IRRIGATED, USD/HA) | 284.1707
2013 | 37151 | CROPLAND (NON-IRRIGATED, USD/HA) | 82.7802
2012 | 5121 | CROPLAND (NON-IRRIGATED, USD/HA) | 69.1894
2012 | 13243 | CROPLAND (NON-IRRIGATED, USD/HA) | 117.3749
2012 | 17157 | CROPLAND (NON-IRRIGATED, USD/HA) | 266.8734
2012 | 18135 | CROPLAND (NON-IRRIGATED, USD/HA) | 400.3101
2012 | 29175 | CROPLAND (NON-IRRIGATED, USD/HA) | 252.0471
2012 | 37151 | CROPLAND (NON-IRRIGATED, USD/HA) | 85.2512
2012 | 54083 | CROPLAND (NON-IRRIGATED, USD/HA) | 51.892
2011 | 1111 | CROPLAND (NON-IRRIGATED, USD/HA) | 61.7762
2011 | 5121 | CROPLAND (NON-IRRIGATED, USD/HA) | 56.8342
2011 | 13243 | CROPLAND (NON-IRRIGATED, USD/HA) | 121.0815
2011 | 17157 | CROPLAND (NON-IRRIGATED, USD/HA) | 266.8734
2011 | 18135 | CROPLAND (NON-IRRIGATED, USD/HA) | 400.3101
2011 | 37151 | CROPLAND (NON-IRRIGATED, USD/HA) | 64.2473
2011 | 54083 | CROPLAND (NON-IRRIGATED, USD/HA) | 61.7762
2010 | 1111 | CROPLAND (NON-IRRIGATED, USD/HA) | 49.421
2010 | 5121 | CROPLAND (NON-IRRIGATED, USD/HA) | 75.367
2010 | 13243 | CROPLAND (NON-IRRIGATED, USD/HA) | 92.6644
2010 | 17157 | CROPLAND (NON-IRRIGATED, USD/HA) | 219.9235
2010 | 18135 | CROPLAND (NON-IRRIGATED, USD/HA) | 341.0049
2010 | 29175 | CROPLAND (NON-IRRIGATED, USD/HA) | 227.3366
2010 | 37151 | CROPLAND (NON-IRRIGATED, USD/HA) | 76.6025
2009 | 1111 | CROPLAND (NON-IRRIGATED, USD/HA) | 49.421
2009 | 5121 | CROPLAND (NON-IRRIGATED, USD/HA) | 105.0196
2009 | 17157 | CROPLAND (NON-IRRIGATED, USD/HA) | 200.155
2009 | 18135 | CROPLAND (NON-IRRIGATED, USD/HA) | 311.3523
2009 | 29175 | CROPLAND (NON-IRRIGATED, USD/HA) | 228.5721
2009 | 37151 | CROPLAND (NON-IRRIGATED, USD/HA) | 81.5447
2009 | 54083 | CROPLAND (NON-IRRIGATED, USD/HA) | 71.6604
2008 | 17157 | CROPLAND (NON-IRRIGATED, USD/HA) | 222.3945
2008 | 18135 | CROPLAND (NON-IRRIGATED, USD/HA) | 318.7654
2008 | 37151 | CROPLAND (NON-IRRIGATED, USD/HA) | 111.1972
2024 | 28121 | CROPLAND (NON-IRRIGATED, USD/HA) | 142.0854
2023 | 28121 | CROPLAND (NON-IRRIGATED, USD/HA) | 147.0275
2022 | 28121 | CROPLAND (NON-IRRIGATED, USD/HA) | 132.2012
2021 | 28121 | CROPLAND (NON-IRRIGATED, USD/HA) | 148.263
2020 | 28121 | CROPLAND (NON-IRRIGATED, USD/HA) | 145.7919
2019 | 28121 | CROPLAND (NON-IRRIGATED, USD/HA) | 133.4367
2017 | 28121 | CROPLAND (NON-IRRIGATED, USD/HA) | 129.7301
2016 | 28121 | CROPLAND (NON-IRRIGATED, USD/HA) | 98.842
2014 | 28121 | CROPLAND (NON-IRRIGATED, USD/HA) | 177.9156
2013 | 28121 | CROPLAND (NON-IRRIGATED, USD/HA) | 135.9077
2012 | 28121 | CROPLAND (NON-IRRIGATED, USD/HA) | 155.6762
2011 | 28121 | CROPLAND (NON-IRRIGATED, USD/HA) | 156.9117
2010 | 28121 | CROPLAND (NON-IRRIGATED, USD/HA) | 118.6104
2009 | 28121 | CROPLAND (NON-IRRIGATED, USD/HA) | 123.5525
2024 | 38073 | CROPLAND (NON-IRRIGATED, USD/HA) | 289.1128
2023 | 38073 | CROPLAND (NON-IRRIGATED, USD/HA) | 259.4602
2022 | 38073 | CROPLAND (NON-IRRIGATED, USD/HA) | 247.105
2021 | 38073 | CROPLAND (NON-IRRIGATED, USD/HA) | 237.2208
2020 | 38073 | CROPLAND (NON-IRRIGATED, USD/HA) | 234.7498
2019 | 38073 | CROPLAND (NON-IRRIGATED, USD/HA) | 237.2208
2017 | 38073 | CROPLAND (NON-IRRIGATED, USD/HA) | 219.9235
2016 | 38073 | CROPLAND (NON-IRRIGATED, USD/HA) | 234.7498
2014 | 38073 | CROPLAND (NON-IRRIGATED, USD/HA) | 223.63
2013 | 38073 | CROPLAND (NON-IRRIGATED, USD/HA) | 211.2748
2012 | 38073 | CROPLAND (NON-IRRIGATED, USD/HA) | 195.213
2011 | 38073 | CROPLAND (NON-IRRIGATED, USD/HA) | 180.3867
2010 | 38073 | CROPLAND (NON-IRRIGATED, USD/HA) | 156.9117
2009 | 38073 | CROPLAND (NON-IRRIGATED, USD/HA) | 151.9696
2008 | 38073 | CROPLAND (NON-IRRIGATED, USD/HA) | 137.1433
2024 | 22079 | CROPLAND (NON-IRRIGATED, USD/HA) | 266.8734
2023 | 22079 | CROPLAND (NON-IRRIGATED, USD/HA) | 240.9274
2022 | 22079 | CROPLAND (NON-IRRIGATED, USD/HA) | 238.4563
2021 | 22079 | CROPLAND (NON-IRRIGATED, USD/HA) | 195.213
2020 | 22079 | CROPLAND (NON-IRRIGATED, USD/HA) | 190.2708
2019 | 22079 | CROPLAND (NON-IRRIGATED, USD/HA) | 208.8037
2017 | 22079 | CROPLAND (NON-IRRIGATED, USD/HA) | 235.9853
2016 | 22079 | CROPLAND (NON-IRRIGATED, USD/HA) | 196.4485
2014 | 22079 | CROPLAND (NON-IRRIGATED, USD/HA) | 205.0971
2013 | 22079 | CROPLAND (NON-IRRIGATED, USD/HA) | 172.9735
2012 | 22079 | CROPLAND (NON-IRRIGATED, USD/HA) | 148.263
2011 | 22079 | CROPLAND (NON-IRRIGATED, USD/HA) | 189.0353
2010 | 22079 | CROPLAND (NON-IRRIGATED, USD/HA) | 170.5025
2009 | 22079 | CROPLAND (NON-IRRIGATED, USD/HA) | 190.2708
2008 | 22079 | CROPLAND (NON-IRRIGATED, USD/HA) | 182.8577
2024 | 51157 | CROPLAND (NON-IRRIGATED, USD/HA) | 60.5407
2023 | 51157 | CROPLAND (NON-IRRIGATED, USD/HA) | 51.892
2022 | 51157 | CROPLAND (NON-IRRIGATED, USD/HA) | 49.421
2021 | 51157 | CROPLAND (NON-IRRIGATED, USD/HA) | 54.3631
2020 | 51157 | CROPLAND (NON-IRRIGATED, USD/HA) | 46.95
2019 | 51157 | CROPLAND (NON-IRRIGATED, USD/HA) | 39.5368
2017 | 51157 | CROPLAND (NON-IRRIGATED, USD/HA) | 42.0078
2012 | 51157 | CROPLAND (NON-IRRIGATED, USD/HA) | 49.421
2011 | 51157 | CROPLAND (NON-IRRIGATED, USD/HA) | 42.0078
2022 | 30081 | CROPLAND (NON-IRRIGATED, USD/HA) | 80.3091
2021 | 30081 | CROPLAND (NON-IRRIGATED, USD/HA) | 66.7184
2017 | 30081 | CROPLAND (NON-IRRIGATED, USD/HA) | 40.7723
2024 | 20153 | CROPLAND (NON-IRRIGATED, USD/HA) | 165.5603
2023 | 20153 | CROPLAND (NON-IRRIGATED, USD/HA) | 151.9696
2022 | 20153 | CROPLAND (NON-IRRIGATED, USD/HA) | 148.263
2021 | 20153 | CROPLAND (NON-IRRIGATED, USD/HA) | 140.8499
2020 | 20153 | CROPLAND (NON-IRRIGATED, USD/HA) | 132.2012
2019 | 20153 | CROPLAND (NON-IRRIGATED, USD/HA) | 134.6722
2017 | 20153 | CROPLAND (NON-IRRIGATED, USD/HA) | 145.7919
2016 | 20153 | CROPLAND (NON-IRRIGATED, USD/HA) | 147.0275
2014 | 20153 | CROPLAND (NON-IRRIGATED, USD/HA) | 161.8538
2013 | 20153 | CROPLAND (NON-IRRIGATED, USD/HA) | 140.8499
2012 | 20153 | CROPLAND (NON-IRRIGATED, USD/HA) | 126.0236
2010 | 20153 | CROPLAND (NON-IRRIGATED, USD/HA) | 88.9578
2009 | 20153 | CROPLAND (NON-IRRIGATED, USD/HA) | 90.1933
2008 | 20153 | CROPLAND (NON-IRRIGATED, USD/HA) | 85.2512
2024 | 29177 | CROPLAND (NON-IRRIGATED, USD/HA) | 360.7733
2023 | 29177 | CROPLAND (NON-IRRIGATED, USD/HA) | 363.2443
2022 | 29177 | CROPLAND (NON-IRRIGATED, USD/HA) | 395.368
2021 | 29177 | CROPLAND (NON-IRRIGATED, USD/HA) | 397.839
2020 | 29177 | CROPLAND (NON-IRRIGATED, USD/HA) | 373.1286
2019 | 29177 | CROPLAND (NON-IRRIGATED, USD/HA) | 392.897
2017 | 29177 | CROPLAND (NON-IRRIGATED, USD/HA) | 343.476
2016 | 29177 | CROPLAND (NON-IRRIGATED, USD/HA) | 363.2443
2014 | 29177 | CROPLAND (NON-IRRIGATED, USD/HA) | 350.8891
2013 | 29177 | CROPLAND (NON-IRRIGATED, USD/HA) | 353.3601
2012 | 29177 | CROPLAND (NON-IRRIGATED, USD/HA) | 363.2443
2011 | 29177 | CROPLAND (NON-IRRIGATED, USD/HA) | 296.526
2010 | 29177 | CROPLAND (NON-IRRIGATED, USD/HA) | 234.7498
2009 | 29177 | CROPLAND (NON-IRRIGATED, USD/HA) | 222.3945
2023 | 48383 | CROPLAND (NON-IRRIGATED, USD/HA) | 92.6644
2022 | 48383 | CROPLAND (NON-IRRIGATED, USD/HA) | 95.1354
2020 | 48383 | CROPLAND (NON-IRRIGATED, USD/HA) | 107.4907
2016 | 48383 | CROPLAND (NON-IRRIGATED, USD/HA) | 111.1972
2013 | 48383 | CROPLAND (NON-IRRIGATED, USD/HA) | 79.0736
2009 | 48383 | CROPLAND (NON-IRRIGATED, USD/HA) | 82.7802
2024 | 27125 | CROPLAND (NON-IRRIGATED, USD/HA) | 226.1011
2023 | 27125 | CROPLAND (NON-IRRIGATED, USD/HA) | 201.3906
2022 | 27125 | CROPLAND (NON-IRRIGATED, USD/HA) | 175.4445
2021 | 27125 | CROPLAND (NON-IRRIGATED, USD/HA) | 187.7998
2020 | 27125 | CROPLAND (NON-IRRIGATED, USD/HA) | 166.7959
2019 | 27125 | CROPLAND (NON-IRRIGATED, USD/HA) | 168.0314
2017 | 27125 | CROPLAND (NON-IRRIGATED, USD/HA) | 160.6182
2016 | 27125 | CROPLAND (NON-IRRIGATED, USD/HA) | 169.2669
2014 | 27125 | CROPLAND (NON-IRRIGATED, USD/HA) | 163.0893
2013 | 27125 | CROPLAND (NON-IRRIGATED, USD/HA) | 164.3248
2012 | 27125 | CROPLAND (NON-IRRIGATED, USD/HA) | 142.0854
2011 | 27125 | CROPLAND (NON-IRRIGATED, USD/HA) | 122.317
2010 | 27125 | CROPLAND (NON-IRRIGATED, USD/HA) | 108.7262
2009 | 27125 | CROPLAND (NON-IRRIGATED, USD/HA) | 111.1972
2008 | 27125 | CROPLAND (NON-IRRIGATED, USD/HA) | 111.1972
2024 | 22081 | CROPLAND (NON-IRRIGATED, USD/HA) | 165.5603
2024 | 48387 | CROPLAND (NON-IRRIGATED, USD/HA) | 49.421
2023 | 22081 | CROPLAND (NON-IRRIGATED, USD/HA) | 147.0275
2022 | 22081 | CROPLAND (NON-IRRIGATED, USD/HA) | 148.263
2022 | 48387 | CROPLAND (NON-IRRIGATED, USD/HA) | 76.6025
2021 | 22081 | CROPLAND (NON-IRRIGATED, USD/HA) | 128.4946
2020 | 22081 | CROPLAND (NON-IRRIGATED, USD/HA) | 123.5525
2019 | 22081 | CROPLAND (NON-IRRIGATED, USD/HA) | 123.5525
2019 | 48387 | CROPLAND (NON-IRRIGATED, USD/HA) | 56.8342
2017 | 22081 | CROPLAND (NON-IRRIGATED, USD/HA) | 170.5025
2017 | 48387 | CROPLAND (NON-IRRIGATED, USD/HA) | 61.7762
2016 | 22081 | CROPLAND (NON-IRRIGATED, USD/HA) | 193.9774
2013 | 48387 | CROPLAND (NON-IRRIGATED, USD/HA) | 56.8342
2012 | 48387 | CROPLAND (NON-IRRIGATED, USD/HA) | 48.1855
2011 | 22081 | CROPLAND (NON-IRRIGATED, USD/HA) | 140.8499
2010 | 48387 | CROPLAND (NON-IRRIGATED, USD/HA) | 76.6025
2009 | 22081 | CROPLAND (NON-IRRIGATED, USD/HA) | 128.4946
2024 | 31145 | CROPLAND (NON-IRRIGATED, USD/HA) | 172.9735
2023 | 31145 | CROPLAND (NON-IRRIGATED, USD/HA) | 185.3287
2022 | 31145 | CROPLAND (NON-IRRIGATED, USD/HA) | 169.2669
2021 | 31145 | CROPLAND (NON-IRRIGATED, USD/HA) | 164.3248
2020 | 31145 | CROPLAND (NON-IRRIGATED, USD/HA) | 150.734
2019 | 31145 | CROPLAND (NON-IRRIGATED, USD/HA) | 145.7919
2017 | 31145 | CROPLAND (NON-IRRIGATED, USD/HA) | 139.6143
2016 | 31145 | CROPLAND (NON-IRRIGATED, USD/HA) | 135.9077
2014 | 31145 | CROPLAND (NON-IRRIGATED, USD/HA) | 145.7919
2013 | 31145 | CROPLAND (NON-IRRIGATED, USD/HA) | 134.6722
2012 | 31145 | CROPLAND (NON-IRRIGATED, USD/HA) | 119.8459
2011 | 31145 | CROPLAND (NON-IRRIGATED, USD/HA) | 117.3749
2010 | 31145 | CROPLAND (NON-IRRIGATED, USD/HA) | 111.1972
2009 | 31145 | CROPLAND (NON-IRRIGATED, USD/HA) | 111.1972
2008 | 31145 | CROPLAND (NON-IRRIGATED, USD/HA) | 105.0196
2023 | 27127 | CROPLAND (NON-IRRIGATED, USD/HA) | 597.9941
2021 | 27127 | CROPLAND (NON-IRRIGATED, USD/HA) | 489.2679
2020 | 27127 | CROPLAND (NON-IRRIGATED, USD/HA) | 491.7389
2019 | 27127 | CROPLAND (NON-IRRIGATED, USD/HA) | 494.21
2017 | 27127 | CROPLAND (NON-IRRIGATED, USD/HA) | 462.0863
2016 | 27127 | CROPLAND (NON-IRRIGATED, USD/HA) | 526.3337
2014 | 27127 | CROPLAND (NON-IRRIGATED, USD/HA) | 548.5731
2013 | 27127 | CROPLAND (NON-IRRIGATED, USD/HA) | 548.5731
2012 | 27127 | CROPLAND (NON-IRRIGATED, USD/HA) | 454.6732
2011 | 27127 | CROPLAND (NON-IRRIGATED, USD/HA) | 439.8469
2010 | 27127 | CROPLAND (NON-IRRIGATED, USD/HA) | 385.4838
2009 | 27127 | CROPLAND (NON-IRRIGATED, USD/HA) | 355.8312
2008 | 27127 | CROPLAND (NON-IRRIGATED, USD/HA) | 341.0049
2016 | 48389 | CROPLAND (NON-IRRIGATED, USD/HA) | 74.1315
2024 | 48391 | CROPLAND (NON-IRRIGATED, USD/HA) | 130.9657
2023 | 48391 | CROPLAND (NON-IRRIGATED, USD/HA) | 118.6104
2022 | 48391 | CROPLAND (NON-IRRIGATED, USD/HA) | 134.6722
2021 | 48391 | CROPLAND (NON-IRRIGATED, USD/HA) | 121.0815
2020 | 48391 | CROPLAND (NON-IRRIGATED, USD/HA) | 105.0196
2019 | 48391 | CROPLAND (NON-IRRIGATED, USD/HA) | 109.9617
2017 | 48391 | CROPLAND (NON-IRRIGATED, USD/HA) | 98.842
2016 | 48391 | CROPLAND (NON-IRRIGATED, USD/HA) | 100.0775
2014 | 48391 | CROPLAND (NON-IRRIGATED, USD/HA) | 97.6065
2013 | 48391 | CROPLAND (NON-IRRIGATED, USD/HA) | 105.0196
2012 | 48391 | CROPLAND (NON-IRRIGATED, USD/HA) | 102.5486
2011 | 48391 | CROPLAND (NON-IRRIGATED, USD/HA) | 108.7262
2010 | 48391 | CROPLAND (NON-IRRIGATED, USD/HA) | 112.4328
2009 | 48391 | CROPLAND (NON-IRRIGATED, USD/HA) | 106.2552
2024 | 20155 | CROPLAND (NON-IRRIGATED, USD/HA) | 142.0854
2023 | 20155 | CROPLAND (NON-IRRIGATED, USD/HA) | 140.8499
2022 | 20155 | CROPLAND (NON-IRRIGATED, USD/HA) | 135.9077
2021 | 20155 | CROPLAND (NON-IRRIGATED, USD/HA) | 122.317
2020 | 20155 | CROPLAND (NON-IRRIGATED, USD/HA) | 119.8459
2019 | 20155 | CROPLAND (NON-IRRIGATED, USD/HA) | 121.0815
2017 | 20155 | CROPLAND (NON-IRRIGATED, USD/HA) | 129.7301
2016 | 20155 | CROPLAND (NON-IRRIGATED, USD/HA) | 126.0236
2014 | 20155 | CROPLAND (NON-IRRIGATED, USD/HA) | 139.6143
2013 | 20155 | CROPLAND (NON-IRRIGATED, USD/HA) | 126.0236
2012 | 20155 | CROPLAND (NON-IRRIGATED, USD/HA) | 126.0236
2011 | 20155 | CROPLAND (NON-IRRIGATED, USD/HA) | 108.7262
2010 | 20155 | CROPLAND (NON-IRRIGATED, USD/HA) | 101.3131
2009 | 20155 | CROPLAND (NON-IRRIGATED, USD/HA) | 98.842
2008 | 20155 | CROPLAND (NON-IRRIGATED, USD/HA) | 95.1354
2024 | 36083 | CROPLAND (NON-IRRIGATED, USD/HA) | 172.9735
2023 | 36083 | CROPLAND (NON-IRRIGATED, USD/HA) | 124.788
2022 | 36083 | CROPLAND (NON-IRRIGATED, USD/HA) | 123.5525
2021 | 36083 | CROPLAND (NON-IRRIGATED, USD/HA) | 128.4946
2020 | 36083 | CROPLAND (NON-IRRIGATED, USD/HA) | 119.8459
2019 | 36083 | CROPLAND (NON-IRRIGATED, USD/HA) | 138.3788
2017 | 36083 | CROPLAND (NON-IRRIGATED, USD/HA) | 148.263
2016 | 36083 | CROPLAND (NON-IRRIGATED, USD/HA) | 181.6222
2014 | 36083 | CROPLAND (NON-IRRIGATED, USD/HA) | 140.8499
2013 | 36083 | CROPLAND (NON-IRRIGATED, USD/HA) | 129.7301
2012 | 36083 | CROPLAND (NON-IRRIGATED, USD/HA) | 134.6722
2011 | 36083 | CROPLAND (NON-IRRIGATED, USD/HA) | 103.7841
2010 | 36083 | CROPLAND (NON-IRRIGATED, USD/HA) | 100.0775
2009 | 36083 | CROPLAND (NON-IRRIGATED, USD/HA) | 76.6025
2008 | 36083 | CROPLAND (NON-IRRIGATED, USD/HA) | 70.4249
2024 | 27129 | CROPLAND (NON-IRRIGATED, USD/HA) | 672.1256
2024 | 38075 | CROPLAND (NON-IRRIGATED, USD/HA) | 148.263
2023 | 27129 | CROPLAND (NON-IRRIGATED, USD/HA) | 635.0598
2023 | 38075 | CROPLAND (NON-IRRIGATED, USD/HA) | 130.9657
2022 | 27129 | CROPLAND (NON-IRRIGATED, USD/HA) | 610.3493
2022 | 38075 | CROPLAND (NON-IRRIGATED, USD/HA) | 130.9657
2021 | 27129 | CROPLAND (NON-IRRIGATED, USD/HA) | 543.631
2021 | 38075 | CROPLAND (NON-IRRIGATED, USD/HA) | 123.5525
2020 | 27129 | CROPLAND (NON-IRRIGATED, USD/HA) | 494.21
2020 | 38075 | CROPLAND (NON-IRRIGATED, USD/HA) | 123.5525
2019 | 27129 | CROPLAND (NON-IRRIGATED, USD/HA) | 516.4494
2019 | 38075 | CROPLAND (NON-IRRIGATED, USD/HA) | 119.8459
2017 | 27129 | CROPLAND (NON-IRRIGATED, USD/HA) | 541.1599
2017 | 38075 | CROPLAND (NON-IRRIGATED, USD/HA) | 116.1393
2016 | 27129 | CROPLAND (NON-IRRIGATED, USD/HA) | 563.3994
2014 | 27129 | CROPLAND (NON-IRRIGATED, USD/HA) | 593.052
2014 | 38075 | CROPLAND (NON-IRRIGATED, USD/HA) | 117.3749
2013 | 27129 | CROPLAND (NON-IRRIGATED, USD/HA) | 543.631
2013 | 38075 | CROPLAND (NON-IRRIGATED, USD/HA) | 114.9038
2012 | 27129 | CROPLAND (NON-IRRIGATED, USD/HA) | 479.3837
2012 | 38075 | CROPLAND (NON-IRRIGATED, USD/HA) | 103.7841
2011 | 27129 | CROPLAND (NON-IRRIGATED, USD/HA) | 486.7969
2011 | 38075 | CROPLAND (NON-IRRIGATED, USD/HA) | 101.3131
2010 | 27129 | CROPLAND (NON-IRRIGATED, USD/HA) | 402.7811
2010 | 38075 | CROPLAND (NON-IRRIGATED, USD/HA) | 96.3709
2009 | 27129 | CROPLAND (NON-IRRIGATED, USD/HA) | 360.7733
2009 | 38075 | CROPLAND (NON-IRRIGATED, USD/HA) | 96.3709
2008 | 27129 | CROPLAND (NON-IRRIGATED, USD/HA) | 383.0127
2008 | 38075 | CROPLAND (NON-IRRIGATED, USD/HA) | 91.4288
2024 | 20157 | CROPLAND (NON-IRRIGATED, USD/HA) | 235.9853
2023 | 20157 | CROPLAND (NON-IRRIGATED, USD/HA) | 217.4524
2022 | 20157 | CROPLAND (NON-IRRIGATED, USD/HA) | 235.9853
2021 | 20157 | CROPLAND (NON-IRRIGATED, USD/HA) | 226.1011
2020 | 20157 | CROPLAND (NON-IRRIGATED, USD/HA) | 212.5103
2019 | 20157 | CROPLAND (NON-IRRIGATED, USD/HA) | 208.8037
2017 | 20157 | CROPLAND (NON-IRRIGATED, USD/HA) | 214.9813
2016 | 20157 | CROPLAND (NON-IRRIGATED, USD/HA) | 214.9813
2014 | 20157 | CROPLAND (NON-IRRIGATED, USD/HA) | 195.213
2013 | 20157 | CROPLAND (NON-IRRIGATED, USD/HA) | 181.6222
2012 | 20157 | CROPLAND (NON-IRRIGATED, USD/HA) | 181.6222
2011 | 20157 | CROPLAND (NON-IRRIGATED, USD/HA) | 139.6143
2010 | 20157 | CROPLAND (NON-IRRIGATED, USD/HA) | 142.0854
2009 | 20157 | CROPLAND (NON-IRRIGATED, USD/HA) | 140.8499
2008 | 20157 | CROPLAND (NON-IRRIGATED, USD/HA) | 145.7919
2023 | 29179 | CROPLAND (NON-IRRIGATED, USD/HA) | 63.0118
2022 | 29179 | CROPLAND (NON-IRRIGATED, USD/HA) | 49.421
2021 | 29179 | CROPLAND (NON-IRRIGATED, USD/HA) | 43.2434
2020 | 29179 | CROPLAND (NON-IRRIGATED, USD/HA) | 56.8342
2019 | 29179 | CROPLAND (NON-IRRIGATED, USD/HA) | 60.5407
2017 | 29179 | CROPLAND (NON-IRRIGATED, USD/HA) | 64.2473
2016 | 29179 | CROPLAND (NON-IRRIGATED, USD/HA) | 50.6565
2011 | 29179 | CROPLAND (NON-IRRIGATED, USD/HA) | 93.8999
2010 | 29179 | CROPLAND (NON-IRRIGATED, USD/HA) | 98.842
2024 | 47143 | CROPLAND (NON-IRRIGATED, USD/HA) | 88.9578
2023 | 47143 | CROPLAND (NON-IRRIGATED, USD/HA) | 97.6065
2022 | 47143 | CROPLAND (NON-IRRIGATED, USD/HA) | 88.9578
2021 | 47143 | CROPLAND (NON-IRRIGATED, USD/HA) | 76.6025
2020 | 47143 | CROPLAND (NON-IRRIGATED, USD/HA) | 80.3091
2019 | 47143 | CROPLAND (NON-IRRIGATED, USD/HA) | 76.6025
2017 | 47143 | CROPLAND (NON-IRRIGATED, USD/HA) | 88.9578
2014 | 47143 | CROPLAND (NON-IRRIGATED, USD/HA) | 81.5447
2013 | 47143 | CROPLAND (NON-IRRIGATED, USD/HA) | 98.842
2012 | 47143 | CROPLAND (NON-IRRIGATED, USD/HA) | 106.2552
2011 | 47143 | CROPLAND (NON-IRRIGATED, USD/HA) | 106.2552
2010 | 47143 | CROPLAND (NON-IRRIGATED, USD/HA) | 101.3131
2009 | 47143 | CROPLAND (NON-IRRIGATED, USD/HA) | 101.3131
2024 | 20159 | CROPLAND (NON-IRRIGATED, USD/HA) | 148.263
2024 | 27131 | CROPLAND (NON-IRRIGATED, USD/HA) | 620.2336
2023 | 20159 | CROPLAND (NON-IRRIGATED, USD/HA) | 133.4367
2023 | 27131 | CROPLAND (NON-IRRIGATED, USD/HA) | 644.944
2022 | 20159 | CROPLAND (NON-IRRIGATED, USD/HA) | 133.4367
2022 | 27131 | CROPLAND (NON-IRRIGATED, USD/HA) | 595.5231
2021 | 20159 | CROPLAND (NON-IRRIGATED, USD/HA) | 124.788
2021 | 27131 | CROPLAND (NON-IRRIGATED, USD/HA) | 533.7468
2020 | 20159 | CROPLAND (NON-IRRIGATED, USD/HA) | 118.6104
2020 | 27131 | CROPLAND (NON-IRRIGATED, USD/HA) | 533.7468
2019 | 20159 | CROPLAND (NON-IRRIGATED, USD/HA) | 122.317
2019 | 27131 | CROPLAND (NON-IRRIGATED, USD/HA) | 553.5152
2017 | 20159 | CROPLAND (NON-IRRIGATED, USD/HA) | 126.0236
2017 | 27131 | CROPLAND (NON-IRRIGATED, USD/HA) | 528.8047
2016 | 20159 | CROPLAND (NON-IRRIGATED, USD/HA) | 122.317
2016 | 27131 | CROPLAND (NON-IRRIGATED, USD/HA) | 509.0363
2014 | 20159 | CROPLAND (NON-IRRIGATED, USD/HA) | 103.7841
2014 | 27131 | CROPLAND (NON-IRRIGATED, USD/HA) | 615.2914
2013 | 27131 | CROPLAND (NON-IRRIGATED, USD/HA) | 573.2836
2012 | 20159 | CROPLAND (NON-IRRIGATED, USD/HA) | 142.0854
2012 | 27131 | CROPLAND (NON-IRRIGATED, USD/HA) | 531.2758
2011 | 20159 | CROPLAND (NON-IRRIGATED, USD/HA) | 97.6065
2011 | 27131 | CROPLAND (NON-IRRIGATED, USD/HA) | 410.1943
2010 | 20159 | CROPLAND (NON-IRRIGATED, USD/HA) | 96.3709
2010 | 27131 | CROPLAND (NON-IRRIGATED, USD/HA) | 395.368
2009 | 20159 | CROPLAND (NON-IRRIGATED, USD/HA) | 91.4288
2009 | 27131 | CROPLAND (NON-IRRIGATED, USD/HA) | 385.4838
2008 | 20159 | CROPLAND (NON-IRRIGATED, USD/HA) | 96.3709
2008 | 27131 | CROPLAND (NON-IRRIGATED, USD/HA) | 338.5338
2023 | 49033 | CROPLAND (NON-IRRIGATED, USD/HA) | 72.896
2021 | 49033 | CROPLAND (NON-IRRIGATED, USD/HA) | 49.421
2020 | 49033 | CROPLAND (NON-IRRIGATED, USD/HA) | 45.7144
2014 | 49033 | CROPLAND (NON-IRRIGATED, USD/HA) | 39.5368
2010 | 49033 | CROPLAND (NON-IRRIGATED, USD/HA) | 25.946
2024 | 31147 | CROPLAND (NON-IRRIGATED, USD/HA) | 518.9205
2023 | 31147 | CROPLAND (NON-IRRIGATED, USD/HA) | 506.5652
2022 | 31147 | CROPLAND (NON-IRRIGATED, USD/HA) | 494.21
2021 | 31147 | CROPLAND (NON-IRRIGATED, USD/HA) | 479.3837
2020 | 31147 | CROPLAND (NON-IRRIGATED, USD/HA) | 471.9706
2019 | 31147 | CROPLAND (NON-IRRIGATED, USD/HA) | 489.2679
2017 | 31147 | CROPLAND (NON-IRRIGATED, USD/HA) | 523.8626
2016 | 31147 | CROPLAND (NON-IRRIGATED, USD/HA) | 531.2758
2014 | 31147 | CROPLAND (NON-IRRIGATED, USD/HA) | 533.7468
2013 | 31147 | CROPLAND (NON-IRRIGATED, USD/HA) | 462.0863
2012 | 31147 | CROPLAND (NON-IRRIGATED, USD/HA) | 417.6074
2011 | 31147 | CROPLAND (NON-IRRIGATED, USD/HA) | 375.5996
2010 | 31147 | CROPLAND (NON-IRRIGATED, USD/HA) | 333.5917
2009 | 31147 | CROPLAND (NON-IRRIGATED, USD/HA) | 308.8813
2008 | 31147 | CROPLAND (NON-IRRIGATED, USD/HA) | 303.9391
2024 | 17159 | CROPLAND (NON-IRRIGATED, USD/HA) | 476.9126
2024 | 22083 | CROPLAND (NON-IRRIGATED, USD/HA) | 159.3827
2024 | 30083 | CROPLAND (NON-IRRIGATED, USD/HA) | 71.6604
2024 | 38077 | CROPLAND (NON-IRRIGATED, USD/HA) | 395.368
2024 | 39139 | CROPLAND (NON-IRRIGATED, USD/HA) | 380.5417
2024 | 55103 | CROPLAND (NON-IRRIGATED, USD/HA) | 303.9391
2023 | 17159 | CROPLAND (NON-IRRIGATED, USD/HA) | 452.2022
2023 | 22083 | CROPLAND (NON-IRRIGATED, USD/HA) | 169.2669
2023 | 30083 | CROPLAND (NON-IRRIGATED, USD/HA) | 67.9539
2023 | 38077 | CROPLAND (NON-IRRIGATED, USD/HA) | 365.7154
2023 | 39139 | CROPLAND (NON-IRRIGATED, USD/HA) | 378.0707
2023 | 55103 | CROPLAND (NON-IRRIGATED, USD/HA) | 298.9971
2022 | 17159 | CROPLAND (NON-IRRIGATED, USD/HA) | 449.7311
2022 | 22083 | CROPLAND (NON-IRRIGATED, USD/HA) | 168.0314
2022 | 30083 | CROPLAND (NON-IRRIGATED, USD/HA) | 77.8381
2022 | 38077 | CROPLAND (NON-IRRIGATED, USD/HA) | 343.476
2022 | 39139 | CROPLAND (NON-IRRIGATED, USD/HA) | 348.418
2022 | 55103 | CROPLAND (NON-IRRIGATED, USD/HA) | 306.4102
2021 | 17159 | CROPLAND (NON-IRRIGATED, USD/HA) | 400.3101
2021 | 22083 | CROPLAND (NON-IRRIGATED, USD/HA) | 143.3209
2021 | 30083 | CROPLAND (NON-IRRIGATED, USD/HA) | 65.4828
2021 | 38077 | CROPLAND (NON-IRRIGATED, USD/HA) | 328.6497
2021 | 39139 | CROPLAND (NON-IRRIGATED, USD/HA) | 360.7733
2021 | 55103 | CROPLAND (NON-IRRIGATED, USD/HA) | 296.526
2020 | 17159 | CROPLAND (NON-IRRIGATED, USD/HA) | 370.6575
2020 | 22083 | CROPLAND (NON-IRRIGATED, USD/HA) | 175.4445
2020 | 30083 | CROPLAND (NON-IRRIGATED, USD/HA) | 64.2473
2020 | 38077 | CROPLAND (NON-IRRIGATED, USD/HA) | 341.0049
2020 | 39139 | CROPLAND (NON-IRRIGATED, USD/HA) | 370.6575
2020 | 45079 | CROPLAND (NON-IRRIGATED, USD/HA) | 80.3091
2020 | 55103 | CROPLAND (NON-IRRIGATED, USD/HA) | 286.6418
2019 | 17159 | CROPLAND (NON-IRRIGATED, USD/HA) | 358.3023
2019 | 22083 | CROPLAND (NON-IRRIGATED, USD/HA) | 170.5025
2019 | 30083 | CROPLAND (NON-IRRIGATED, USD/HA) | 56.8342
2019 | 38077 | CROPLAND (NON-IRRIGATED, USD/HA) | 333.5917
2019 | 45079 | CROPLAND (NON-IRRIGATED, USD/HA) | 74.1315
2019 | 55103 | CROPLAND (NON-IRRIGATED, USD/HA) | 291.5839
2017 | 22083 | CROPLAND (NON-IRRIGATED, USD/HA) | 170.5025
2017 | 30083 | CROPLAND (NON-IRRIGATED, USD/HA) | 58.0697
2017 | 38077 | CROPLAND (NON-IRRIGATED, USD/HA) | 316.2944
2017 | 39139 | CROPLAND (NON-IRRIGATED, USD/HA) | 331.1207
2017 | 45079 | CROPLAND (NON-IRRIGATED, USD/HA) | 77.8381
2017 | 55103 | CROPLAND (NON-IRRIGATED, USD/HA) | 264.4024
2016 | 17159 | CROPLAND (NON-IRRIGATED, USD/HA) | 375.5996
2016 | 22083 | CROPLAND (NON-IRRIGATED, USD/HA) | 145.7919
2016 | 30083 | CROPLAND (NON-IRRIGATED, USD/HA) | 58.0697
2016 | 38077 | CROPLAND (NON-IRRIGATED, USD/HA) | 316.2944
2016 | 45079 | CROPLAND (NON-IRRIGATED, USD/HA) | 79.0736
2016 | 55103 | CROPLAND (NON-IRRIGATED, USD/HA) | 254.5181
2014 | 17159 | CROPLAND (NON-IRRIGATED, USD/HA) | 365.7154
2014 | 22083 | CROPLAND (NON-IRRIGATED, USD/HA) | 150.734
2014 | 38077 | CROPLAND (NON-IRRIGATED, USD/HA) | 326.1786
2014 | 39139 | CROPLAND (NON-IRRIGATED, USD/HA) | 286.6418
2014 | 45079 | CROPLAND (NON-IRRIGATED, USD/HA) | 90.1933
2014 | 55103 | CROPLAND (NON-IRRIGATED, USD/HA) | 259.4602
2013 | 17159 | CROPLAND (NON-IRRIGATED, USD/HA) | 355.8312
2013 | 22083 | CROPLAND (NON-IRRIGATED, USD/HA) | 155.6762
2013 | 38077 | CROPLAND (NON-IRRIGATED, USD/HA) | 316.2944
2013 | 39139 | CROPLAND (NON-IRRIGATED, USD/HA) | 284.1707
2013 | 55103 | CROPLAND (NON-IRRIGATED, USD/HA) | 279.2287
2012 | 17159 | CROPLAND (NON-IRRIGATED, USD/HA) | 373.1286
2012 | 22083 | CROPLAND (NON-IRRIGATED, USD/HA) | 155.6762
2012 | 38077 | CROPLAND (NON-IRRIGATED, USD/HA) | 286.6418
2012 | 39139 | CROPLAND (NON-IRRIGATED, USD/HA) | 242.1629
2012 | 55103 | CROPLAND (NON-IRRIGATED, USD/HA) | 281.6997
2011 | 17159 | CROPLAND (NON-IRRIGATED, USD/HA) | 306.4102
2011 | 22083 | CROPLAND (NON-IRRIGATED, USD/HA) | 160.6182
2011 | 30083 | CROPLAND (NON-IRRIGATED, USD/HA) | 38.3013
2011 | 38077 | CROPLAND (NON-IRRIGATED, USD/HA) | 223.63
2011 | 39139 | CROPLAND (NON-IRRIGATED, USD/HA) | 197.684
2011 | 45079 | CROPLAND (NON-IRRIGATED, USD/HA) | 64.2473
2011 | 55103 | CROPLAND (NON-IRRIGATED, USD/HA) | 211.2748
2010 | 17159 | CROPLAND (NON-IRRIGATED, USD/HA) | 261.9313
2010 | 22083 | CROPLAND (NON-IRRIGATED, USD/HA) | 148.263
2010 | 30083 | CROPLAND (NON-IRRIGATED, USD/HA) | 44.4789
2010 | 38077 | CROPLAND (NON-IRRIGATED, USD/HA) | 214.9813
2010 | 39139 | CROPLAND (NON-IRRIGATED, USD/HA) | 205.0971
2010 | 45079 | CROPLAND (NON-IRRIGATED, USD/HA) | 64.2473
2010 | 55103 | CROPLAND (NON-IRRIGATED, USD/HA) | 197.684
2009 | 17159 | CROPLAND (NON-IRRIGATED, USD/HA) | 274.2865
2009 | 22083 | CROPLAND (NON-IRRIGATED, USD/HA) | 163.0893
2009 | 30083 | CROPLAND (NON-IRRIGATED, USD/HA) | 44.4789
2009 | 38077 | CROPLAND (NON-IRRIGATED, USD/HA) | 213.7458
2009 | 39139 | CROPLAND (NON-IRRIGATED, USD/HA) | 198.9195
2009 | 55103 | CROPLAND (NON-IRRIGATED, USD/HA) | 202.6261
2008 | 17159 | CROPLAND (NON-IRRIGATED, USD/HA) | 243.3984
2008 | 22083 | CROPLAND (NON-IRRIGATED, USD/HA) | 197.684
2008 | 38077 | CROPLAND (NON-IRRIGATED, USD/HA) | 203.8616
2008 | 39139 | CROPLAND (NON-IRRIGATED, USD/HA) | 196.4485
2008 | 55103 | CROPLAND (NON-IRRIGATED, USD/HA) | 207.5682
2024 | 37153 | CROPLAND (NON-IRRIGATED, USD/HA) | 111.1972
2024 | 51159 | CROPLAND (NON-IRRIGATED, USD/HA) | 216.2169
2023 | 37153 | CROPLAND (NON-IRRIGATED, USD/HA) | 86.4868
2023 | 51159 | CROPLAND (NON-IRRIGATED, USD/HA) | 189.0353
2022 | 51159 | CROPLAND (NON-IRRIGATED, USD/HA) | 190.2708
2021 | 51159 | CROPLAND (NON-IRRIGATED, USD/HA) | 203.8616
2020 | 37153 | CROPLAND (NON-IRRIGATED, USD/HA) | 86.4868
2020 | 51159 | CROPLAND (NON-IRRIGATED, USD/HA) | 193.9774
2019 | 37153 | CROPLAND (NON-IRRIGATED, USD/HA) | 98.842
2019 | 51159 | CROPLAND (NON-IRRIGATED, USD/HA) | 195.213
2017 | 37153 | CROPLAND (NON-IRRIGATED, USD/HA) | 123.5525
2017 | 51159 | CROPLAND (NON-IRRIGATED, USD/HA) | 190.2708
2016 | 51159 | CROPLAND (NON-IRRIGATED, USD/HA) | 185.3287
2014 | 51159 | CROPLAND (NON-IRRIGATED, USD/HA) | 190.2708
2013 | 37153 | CROPLAND (NON-IRRIGATED, USD/HA) | 93.8999
2013 | 51159 | CROPLAND (NON-IRRIGATED, USD/HA) | 175.4445
2012 | 37153 | CROPLAND (NON-IRRIGATED, USD/HA) | 61.7762
2012 | 51159 | CROPLAND (NON-IRRIGATED, USD/HA) | 165.5603
2011 | 37153 | CROPLAND (NON-IRRIGATED, USD/HA) | 86.4868
2011 | 51159 | CROPLAND (NON-IRRIGATED, USD/HA) | 174.209
2010 | 51159 | CROPLAND (NON-IRRIGATED, USD/HA) | 165.5603
2009 | 51159 | CROPLAND (NON-IRRIGATED, USD/HA) | 170.5025
2024 | 20161 | CROPLAND (NON-IRRIGATED, USD/HA) | 203.8616
2023 | 20161 | CROPLAND (NON-IRRIGATED, USD/HA) | 196.4485
2022 | 20161 | CROPLAND (NON-IRRIGATED, USD/HA) | 201.3906
2021 | 20161 | CROPLAND (NON-IRRIGATED, USD/HA) | 186.5643
2020 | 20161 | CROPLAND (NON-IRRIGATED, USD/HA) | 184.0932
2019 | 20161 | CROPLAND (NON-IRRIGATED, USD/HA) | 190.2708
2017 | 20161 | CROPLAND (NON-IRRIGATED, USD/HA) | 179.1511
2016 | 20161 | CROPLAND (NON-IRRIGATED, USD/HA) | 185.3287
2014 | 20161 | CROPLAND (NON-IRRIGATED, USD/HA) | 169.2669
2013 | 20161 | CROPLAND (NON-IRRIGATED, USD/HA) | 189.0353
2012 | 20161 | CROPLAND (NON-IRRIGATED, USD/HA) | 170.5025
2011 | 20161 | CROPLAND (NON-IRRIGATED, USD/HA) | 142.0854
2010 | 20161 | CROPLAND (NON-IRRIGATED, USD/HA) | 145.7919
2009 | 20161 | CROPLAND (NON-IRRIGATED, USD/HA) | 118.6104
2024 | 19159 | CROPLAND (NON-IRRIGATED, USD/HA) | 536.2178
2023 | 19159 | CROPLAND (NON-IRRIGATED, USD/HA) | 454.6732
2022 | 19159 | CROPLAND (NON-IRRIGATED, USD/HA) | 504.0942
2021 | 19159 | CROPLAND (NON-IRRIGATED, USD/HA) | 457.1442
2020 | 19159 | CROPLAND (NON-IRRIGATED, USD/HA) | 452.2022
2019 | 19159 | CROPLAND (NON-IRRIGATED, USD/HA) | 434.9048
2017 | 19159 | CROPLAND (NON-IRRIGATED, USD/HA) | 368.1864
2016 | 19159 | CROPLAND (NON-IRRIGATED, USD/HA) | 432.4337
2014 | 19159 | CROPLAND (NON-IRRIGATED, USD/HA) | 504.0942
2013 | 19159 | CROPLAND (NON-IRRIGATED, USD/HA) | 405.2522
2012 | 19159 | CROPLAND (NON-IRRIGATED, USD/HA) | 378.0707
2011 | 19159 | CROPLAND (NON-IRRIGATED, USD/HA) | 338.5338
2010 | 19159 | CROPLAND (NON-IRRIGATED, USD/HA) | 370.6575
2009 | 19159 | CROPLAND (NON-IRRIGATED, USD/HA) | 390.4259
2008 | 19159 | CROPLAND (NON-IRRIGATED, USD/HA) | 338.5338
2024 | 35039 | CROPLAND (NON-IRRIGATED, USD/HA) | 37.0658
2021 | 35039 | CROPLAND (NON-IRRIGATED, USD/HA) | 53.1276
2013 | 35039 | CROPLAND (NON-IRRIGATED, USD/HA) | 48.1855
2012 | 35039 | CROPLAND (NON-IRRIGATED, USD/HA) | 27.1816
2020 | 8103 | CROPLAND (NON-IRRIGATED, USD/HA) | 33.3592
2023 | 8105 | CROPLAND (NON-IRRIGATED, USD/HA) | 64.2473
2021 | 8105 | CROPLAND (NON-IRRIGATED, USD/HA) | 134.6722
2014 | 8105 | CROPLAND (NON-IRRIGATED, USD/HA) | 44.4789
2011 | 8105 | CROPLAND (NON-IRRIGATED, USD/HA) | 76.6025
2024 | 18137 | CROPLAND (NON-IRRIGATED, USD/HA) | 432.4337
2024 | 29181 | CROPLAND (NON-IRRIGATED, USD/HA) | 93.8999
2023 | 18137 | CROPLAND (NON-IRRIGATED, USD/HA) | 459.6153
2023 | 29181 | CROPLAND (NON-IRRIGATED, USD/HA) | 87.7223
2022 | 18137 | CROPLAND (NON-IRRIGATED, USD/HA) | 415.1364
2022 | 29181 | CROPLAND (NON-IRRIGATED, USD/HA) | 54.3631
2021 | 18137 | CROPLAND (NON-IRRIGATED, USD/HA) | 407.7233
2021 | 29181 | CROPLAND (NON-IRRIGATED, USD/HA) | 54.3631
2020 | 18137 | CROPLAND (NON-IRRIGATED, USD/HA) | 375.5996
2020 | 29181 | CROPLAND (NON-IRRIGATED, USD/HA) | 67.9539
2019 | 18137 | CROPLAND (NON-IRRIGATED, USD/HA) | 370.6575
2019 | 29181 | CROPLAND (NON-IRRIGATED, USD/HA) | 76.6025
2017 | 18137 | CROPLAND (NON-IRRIGATED, USD/HA) | 378.0707
2017 | 29181 | CROPLAND (NON-IRRIGATED, USD/HA) | 93.8999
2016 | 18137 | CROPLAND (NON-IRRIGATED, USD/HA) | 385.4838
2016 | 29181 | CROPLAND (NON-IRRIGATED, USD/HA) | 95.1354
2014 | 18137 | CROPLAND (NON-IRRIGATED, USD/HA) | 383.0127
2013 | 18137 | CROPLAND (NON-IRRIGATED, USD/HA) | 358.3023
2012 | 18137 | CROPLAND (NON-IRRIGATED, USD/HA) | 279.2287
2011 | 18137 | CROPLAND (NON-IRRIGATED, USD/HA) | 291.5839
2010 | 18137 | CROPLAND (NON-IRRIGATED, USD/HA) | 259.4602
2010 | 29181 | CROPLAND (NON-IRRIGATED, USD/HA) | 192.7419
2009 | 18137 | CROPLAND (NON-IRRIGATED, USD/HA) | 259.4602
2008 | 18137 | CROPLAND (NON-IRRIGATED, USD/HA) | 261.9313
2024 | 54085 | CROPLAND (NON-IRRIGATED, USD/HA) | 35.8302
2023 | 54085 | CROPLAND (NON-IRRIGATED, USD/HA) | 53.1276
2022 | 54085 | CROPLAND (NON-IRRIGATED, USD/HA) | 28.4171
2021 | 54085 | CROPLAND (NON-IRRIGATED, USD/HA) | 34.5947
2020 | 54085 | CROPLAND (NON-IRRIGATED, USD/HA) | 59.3052
2019 | 54085 | CROPLAND (NON-IRRIGATED, USD/HA) | 34.5947
2024 | 6065 | CROPLAND (NON-IRRIGATED, USD/HA) | 60.5407
2023 | 6065 | CROPLAND (NON-IRRIGATED, USD/HA) | 49.421
2021 | 6065 | CROPLAND (NON-IRRIGATED, USD/HA) | 59.3052
2020 | 6065 | CROPLAND (NON-IRRIGATED, USD/HA) | 54.3631
2019 | 6065 | CROPLAND (NON-IRRIGATED, USD/HA) | 55.5986
2013 | 6065 | CROPLAND (NON-IRRIGATED, USD/HA) | 50.6565
2012 | 6065 | CROPLAND (NON-IRRIGATED, USD/HA) | 139.6143
2024 | 47145 | CROPLAND (NON-IRRIGATED, USD/HA) | 76.6025
2024 | 54087 | CROPLAND (NON-IRRIGATED, USD/HA) | 32.1236
2023 | 47145 | CROPLAND (NON-IRRIGATED, USD/HA) | 81.5447
2022 | 47145 | CROPLAND (NON-IRRIGATED, USD/HA) | 67.9539
2022 | 54087 | CROPLAND (NON-IRRIGATED, USD/HA) | 44.4789
2021 | 54087 | CROPLAND (NON-IRRIGATED, USD/HA) | 42.0078
2020 | 47145 | CROPLAND (NON-IRRIGATED, USD/HA) | 76.6025
2020 | 54087 | CROPLAND (NON-IRRIGATED, USD/HA) | 54.3631
2019 | 47145 | CROPLAND (NON-IRRIGATED, USD/HA) | 86.4868
2017 | 54087 | CROPLAND (NON-IRRIGATED, USD/HA) | 39.5368
2016 | 47145 | CROPLAND (NON-IRRIGATED, USD/HA) | 76.6025
2016 | 54087 | CROPLAND (NON-IRRIGATED, USD/HA) | 27.1816
2014 | 54087 | CROPLAND (NON-IRRIGATED, USD/HA) | 42.0078
2012 | 47145 | CROPLAND (NON-IRRIGATED, USD/HA) | 106.2552
2011 | 47145 | CROPLAND (NON-IRRIGATED, USD/HA) | 79.0736
2010 | 54087 | CROPLAND (NON-IRRIGATED, USD/HA) | 29.6526
2009 | 47145 | CROPLAND (NON-IRRIGATED, USD/HA) | 74.1315
2009 | 54087 | CROPLAND (NON-IRRIGATED, USD/HA) | 33.3592
2024 | 51161 | CROPLAND (NON-IRRIGATED, USD/HA) | 46.95
2023 | 51161 | CROPLAND (NON-IRRIGATED, USD/HA) | 54.3631
2024 | 46109 | CROPLAND (NON-IRRIGATED, USD/HA) | 412.6653
2023 | 46109 | CROPLAND (NON-IRRIGATED, USD/HA) | 402.7811
2022 | 46109 | CROPLAND (NON-IRRIGATED, USD/HA) | 385.4838
2022 | 48393 | CROPLAND (NON-IRRIGATED, USD/HA) | 23.7221
2021 | 46109 | CROPLAND (NON-IRRIGATED, USD/HA) | 368.1864
2021 | 48393 | CROPLAND (NON-IRRIGATED, USD/HA) | 45.7144
2020 | 46109 | CROPLAND (NON-IRRIGATED, USD/HA) | 383.0127
2020 | 48393 | CROPLAND (NON-IRRIGATED, USD/HA) | 42.0078
2019 | 46109 | CROPLAND (NON-IRRIGATED, USD/HA) | 358.3023
2019 | 48393 | CROPLAND (NON-IRRIGATED, USD/HA) | 40.7723
2017 | 46109 | CROPLAND (NON-IRRIGATED, USD/HA) | 370.6575
2017 | 48393 | CROPLAND (NON-IRRIGATED, USD/HA) | 42.0078
2016 | 46109 | CROPLAND (NON-IRRIGATED, USD/HA) | 365.7154
2016 | 48393 | CROPLAND (NON-IRRIGATED, USD/HA) | 42.0078
2014 | 46109 | CROPLAND (NON-IRRIGATED, USD/HA) | 353.3601
2014 | 48393 | CROPLAND (NON-IRRIGATED, USD/HA) | 42.0078
2013 | 46109 | CROPLAND (NON-IRRIGATED, USD/HA) | 358.3023
2013 | 48393 | CROPLAND (NON-IRRIGATED, USD/HA) | 44.4789
2012 | 46109 | CROPLAND (NON-IRRIGATED, USD/HA) | 318.7654
2012 | 48393 | CROPLAND (NON-IRRIGATED, USD/HA) | 34.5947
2011 | 46109 | CROPLAND (NON-IRRIGATED, USD/HA) | 269.3444
2010 | 46109 | CROPLAND (NON-IRRIGATED, USD/HA) | 234.7498
2010 | 48393 | CROPLAND (NON-IRRIGATED, USD/HA) | 43.2434
2009 | 46109 | CROPLAND (NON-IRRIGATED, USD/HA) | 235.9853
2009 | 48393 | CROPLAND (NON-IRRIGATED, USD/HA) | 43.2434
2008 | 46109 | CROPLAND (NON-IRRIGATED, USD/HA) | 211.2748
2024 | 47147 | CROPLAND (NON-IRRIGATED, USD/HA) | 499.1521
2023 | 47147 | CROPLAND (NON-IRRIGATED, USD/HA) | 459.6153
2023 | 48395 | CROPLAND (NON-IRRIGATED, USD/HA) | 38.3013
2022 | 21201 | CROPLAND (NON-IRRIGATED, USD/HA) | 101.3131
2022 | 47147 | CROPLAND (NON-IRRIGATED, USD/HA) | 462.0863
2021 | 21201 | CROPLAND (NON-IRRIGATED, USD/HA) | 98.842
2021 | 47147 | CROPLAND (NON-IRRIGATED, USD/HA) | 425.0206
2021 | 48395 | CROPLAND (NON-IRRIGATED, USD/HA) | 59.3052
2020 | 47147 | CROPLAND (NON-IRRIGATED, USD/HA) | 387.9549
2020 | 48395 | CROPLAND (NON-IRRIGATED, USD/HA) | 63.0118
2019 | 47147 | CROPLAND (NON-IRRIGATED, USD/HA) | 405.2522
2017 | 47147 | CROPLAND (NON-IRRIGATED, USD/HA) | 383.0127
2017 | 48395 | CROPLAND (NON-IRRIGATED, USD/HA) | 85.2512
2016 | 47147 | CROPLAND (NON-IRRIGATED, USD/HA) | 350.8891
2016 | 48395 | CROPLAND (NON-IRRIGATED, USD/HA) | 74.1315
2014 | 21201 | CROPLAND (NON-IRRIGATED, USD/HA) | 98.842
2014 | 47147 | CROPLAND (NON-IRRIGATED, USD/HA) | 345.947
2014 | 48395 | CROPLAND (NON-IRRIGATED, USD/HA) | 66.7184
2013 | 47147 | CROPLAND (NON-IRRIGATED, USD/HA) | 395.368
2013 | 48395 | CROPLAND (NON-IRRIGATED, USD/HA) | 66.7184
2012 | 47147 | CROPLAND (NON-IRRIGATED, USD/HA) | 363.2443
2012 | 48395 | CROPLAND (NON-IRRIGATED, USD/HA) | 70.4249
2011 | 48395 | CROPLAND (NON-IRRIGATED, USD/HA) | 90.1933
2010 | 47147 | CROPLAND (NON-IRRIGATED, USD/HA) | 313.8234
2010 | 48395 | CROPLAND (NON-IRRIGATED, USD/HA) | 100.0775
2009 | 47147 | CROPLAND (NON-IRRIGATED, USD/HA) | 286.6418
2009 | 48395 | CROPLAND (NON-IRRIGATED, USD/HA) | 74.1315
2008 | 47147 | CROPLAND (NON-IRRIGATED, USD/HA) | 291.5839
2024 | 37155 | CROPLAND (NON-IRRIGATED, USD/HA) | 166.7959
2023 | 37155 | CROPLAND (NON-IRRIGATED, USD/HA) | 174.209
2021 | 37155 | CROPLAND (NON-IRRIGATED, USD/HA) | 150.734
2020 | 37155 | CROPLAND (NON-IRRIGATED, USD/HA) | 150.734
2017 | 37155 | CROPLAND (NON-IRRIGATED, USD/HA) | 143.3209
2016 | 37155 | CROPLAND (NON-IRRIGATED, USD/HA) | 135.9077
2014 | 37155 | CROPLAND (NON-IRRIGATED, USD/HA) | 160.6182
2013 | 37155 | CROPLAND (NON-IRRIGATED, USD/HA) | 124.788
2012 | 37155 | CROPLAND (NON-IRRIGATED, USD/HA) | 119.8459
2011 | 37155 | CROPLAND (NON-IRRIGATED, USD/HA) | 122.317
2010 | 37155 | CROPLAND (NON-IRRIGATED, USD/HA) | 106.2552
2009 | 37155 | CROPLAND (NON-IRRIGATED, USD/HA) | 114.9038
2008 | 37155 | CROPLAND (NON-IRRIGATED, USD/HA) | 118.6104
2024 | 31149 | CROPLAND (NON-IRRIGATED, USD/HA) | 121.0815
2024 | 55105 | CROPLAND (NON-IRRIGATED, USD/HA) | 484.3258
2023 | 27133 | CROPLAND (NON-IRRIGATED, USD/HA) | 632.5888
2023 | 31149 | CROPLAND (NON-IRRIGATED, USD/HA) | 122.317
2023 | 55105 | CROPLAND (NON-IRRIGATED, USD/HA) | 462.0863
2022 | 27133 | CROPLAND (NON-IRRIGATED, USD/HA) | 605.4072
2022 | 31149 | CROPLAND (NON-IRRIGATED, USD/HA) | 113.6683
2022 | 55105 | CROPLAND (NON-IRRIGATED, USD/HA) | 439.8469
2021 | 27133 | CROPLAND (NON-IRRIGATED, USD/HA) | 615.2914
2021 | 55105 | CROPLAND (NON-IRRIGATED, USD/HA) | 442.3179
2020 | 27133 | CROPLAND (NON-IRRIGATED, USD/HA) | 553.5152
2020 | 55105 | CROPLAND (NON-IRRIGATED, USD/HA) | 481.8547
2019 | 27133 | CROPLAND (NON-IRRIGATED, USD/HA) | 523.8626
2019 | 31149 | CROPLAND (NON-IRRIGATED, USD/HA) | 107.4907
2019 | 55105 | CROPLAND (NON-IRRIGATED, USD/HA) | 536.2178
2017 | 27133 | CROPLAND (NON-IRRIGATED, USD/HA) | 523.8626
2017 | 31149 | CROPLAND (NON-IRRIGATED, USD/HA) | 98.842
2017 | 55105 | CROPLAND (NON-IRRIGATED, USD/HA) | 397.839
2016 | 27133 | CROPLAND (NON-IRRIGATED, USD/HA) | 585.6389
2016 | 31149 | CROPLAND (NON-IRRIGATED, USD/HA) | 87.7223
2016 | 55105 | CROPLAND (NON-IRRIGATED, USD/HA) | 449.7311
2014 | 27133 | CROPLAND (NON-IRRIGATED, USD/HA) | 610.3493
2014 | 31149 | CROPLAND (NON-IRRIGATED, USD/HA) | 93.8999
2014 | 55105 | CROPLAND (NON-IRRIGATED, USD/HA) | 437.3759
2013 | 27133 | CROPLAND (NON-IRRIGATED, USD/HA) | 558.4573
2013 | 31149 | CROPLAND (NON-IRRIGATED, USD/HA) | 76.6025
2013 | 55105 | CROPLAND (NON-IRRIGATED, USD/HA) | 432.4337
2012 | 27133 | CROPLAND (NON-IRRIGATED, USD/HA) | 526.3337
2012 | 31149 | CROPLAND (NON-IRRIGATED, USD/HA) | 98.842
2012 | 55105 | CROPLAND (NON-IRRIGATED, USD/HA) | 464.5574
2011 | 27133 | CROPLAND (NON-IRRIGATED, USD/HA) | 449.7311
2011 | 55105 | CROPLAND (NON-IRRIGATED, USD/HA) | 358.3023
2010 | 27133 | CROPLAND (NON-IRRIGATED, USD/HA) | 425.0206
2010 | 55105 | CROPLAND (NON-IRRIGATED, USD/HA) | 343.476
2009 | 27133 | CROPLAND (NON-IRRIGATED, USD/HA) | 397.839
2009 | 31149 | CROPLAND (NON-IRRIGATED, USD/HA) | 66.7184
2009 | 55105 | CROPLAND (NON-IRRIGATED, USD/HA) | 331.1207
2008 | 27133 | CROPLAND (NON-IRRIGATED, USD/HA) | 368.1864
2008 | 55105 | CROPLAND (NON-IRRIGATED, USD/HA) | 323.7075
2024 | 17161 | CROPLAND (NON-IRRIGATED, USD/HA) | 593.052
2023 | 17161 | CROPLAND (NON-IRRIGATED, USD/HA) | 610.3493
2022 | 17161 | CROPLAND (NON-IRRIGATED, USD/HA) | 513.9784
2021 | 17161 | CROPLAND (NON-IRRIGATED, USD/HA) | 553.5152
2020 | 17161 | CROPLAND (NON-IRRIGATED, USD/HA) | 543.631
2019 | 17161 | CROPLAND (NON-IRRIGATED, USD/HA) | 543.631
2017 | 17161 | CROPLAND (NON-IRRIGATED, USD/HA) | 553.5152
2016 | 17161 | CROPLAND (NON-IRRIGATED, USD/HA) | 546.102
2014 | 17161 | CROPLAND (NON-IRRIGATED, USD/HA) | 593.052
2013 | 17161 | CROPLAND (NON-IRRIGATED, USD/HA) | 538.6889
2012 | 17161 | CROPLAND (NON-IRRIGATED, USD/HA) | 538.6889
2011 | 17161 | CROPLAND (NON-IRRIGATED, USD/HA) | 449.7311
2010 | 17161 | CROPLAND (NON-IRRIGATED, USD/HA) | 415.1364
2009 | 17161 | CROPLAND (NON-IRRIGATED, USD/HA) | 429.9627
2008 | 17161 | CROPLAND (NON-IRRIGATED, USD/HA) | 400.3101
2024 | 51163 | CROPLAND (NON-IRRIGATED, USD/HA) | 65.4828
2023 | 51163 | CROPLAND (NON-IRRIGATED, USD/HA) | 76.6025
2022 | 51163 | CROPLAND (NON-IRRIGATED, USD/HA) | 69.1894
2021 | 51163 | CROPLAND (NON-IRRIGATED, USD/HA) | 77.8381
2020 | 51163 | CROPLAND (NON-IRRIGATED, USD/HA) | 69.1894
2017 | 51163 | CROPLAND (NON-IRRIGATED, USD/HA) | 79.0736
2016 | 51163 | CROPLAND (NON-IRRIGATED, USD/HA) | 88.9578
2014 | 51163 | CROPLAND (NON-IRRIGATED, USD/HA) | 59.3052
2012 | 51163 | CROPLAND (NON-IRRIGATED, USD/HA) | 61.7762
2011 | 51163 | CROPLAND (NON-IRRIGATED, USD/HA) | 63.0118
2010 | 51163 | CROPLAND (NON-IRRIGATED, USD/HA) | 71.6604
2009 | 51163 | CROPLAND (NON-IRRIGATED, USD/HA) | 61.7762
2008 | 51163 | CROPLAND (NON-IRRIGATED, USD/HA) | 56.8342
2024 | 21203 | CROPLAND (NON-IRRIGATED, USD/HA) | 165.5603
2023 | 21203 | CROPLAND (NON-IRRIGATED, USD/HA) | 177.9156
2022 | 21203 | CROPLAND (NON-IRRIGATED, USD/HA) | 202.6261
2021 | 21203 | CROPLAND (NON-IRRIGATED, USD/HA) | 172.9735
2020 | 21203 | CROPLAND (NON-IRRIGATED, USD/HA) | 142.0854
2019 | 21203 | CROPLAND (NON-IRRIGATED, USD/HA) | 148.263
2017 | 21203 | CROPLAND (NON-IRRIGATED, USD/HA) | 111.1972
2016 | 21203 | CROPLAND (NON-IRRIGATED, USD/HA) | 135.9077
2014 | 21203 | CROPLAND (NON-IRRIGATED, USD/HA) | 91.4288
2013 | 21203 | CROPLAND (NON-IRRIGATED, USD/HA) | 82.7802
2012 | 21203 | CROPLAND (NON-IRRIGATED, USD/HA) | 106.2552
2011 | 21203 | CROPLAND (NON-IRRIGATED, USD/HA) | 93.8999
2010 | 21203 | CROPLAND (NON-IRRIGATED, USD/HA) | 116.1393
2009 | 21203 | CROPLAND (NON-IRRIGATED, USD/HA) | 86.4868
2024 | 37157 | CROPLAND (NON-IRRIGATED, USD/HA) | 109.9617
2024 | 51165 | CROPLAND (NON-IRRIGATED, USD/HA) | 276.7576
2023 | 33015 | CROPLAND (NON-IRRIGATED, USD/HA) | 165.5603
2023 | 37157 | CROPLAND (NON-IRRIGATED, USD/HA) | 79.0736
2023 | 51165 | CROPLAND (NON-IRRIGATED, USD/HA) | 252.0471
2022 | 33015 | CROPLAND (NON-IRRIGATED, USD/HA) | 348.418
2022 | 37157 | CROPLAND (NON-IRRIGATED, USD/HA) | 84.0157
2022 | 51165 | CROPLAND (NON-IRRIGATED, USD/HA) | 247.105
2021 | 33015 | CROPLAND (NON-IRRIGATED, USD/HA) | 286.6418
2021 | 37157 | CROPLAND (NON-IRRIGATED, USD/HA) | 88.9578
2021 | 51165 | CROPLAND (NON-IRRIGATED, USD/HA) | 254.5181
2020 | 37157 | CROPLAND (NON-IRRIGATED, USD/HA) | 91.4288
2020 | 51165 | CROPLAND (NON-IRRIGATED, USD/HA) | 247.105
2019 | 37157 | CROPLAND (NON-IRRIGATED, USD/HA) | 81.5447
2019 | 51165 | CROPLAND (NON-IRRIGATED, USD/HA) | 232.2787
2017 | 37157 | CROPLAND (NON-IRRIGATED, USD/HA) | 86.4868
2017 | 51165 | CROPLAND (NON-IRRIGATED, USD/HA) | 175.4445
2016 | 37157 | CROPLAND (NON-IRRIGATED, USD/HA) | 86.4868
2016 | 51165 | CROPLAND (NON-IRRIGATED, USD/HA) | 210.0393
2014 | 37157 | CROPLAND (NON-IRRIGATED, USD/HA) | 91.4288
2014 | 51165 | CROPLAND (NON-IRRIGATED, USD/HA) | 190.2708
2013 | 37157 | CROPLAND (NON-IRRIGATED, USD/HA) | 106.2552
2013 | 51165 | CROPLAND (NON-IRRIGATED, USD/HA) | 155.6762
2012 | 37157 | CROPLAND (NON-IRRIGATED, USD/HA) | 97.6065
2012 | 51165 | CROPLAND (NON-IRRIGATED, USD/HA) | 145.7919
2011 | 37157 | CROPLAND (NON-IRRIGATED, USD/HA) | 66.7184
2011 | 51165 | CROPLAND (NON-IRRIGATED, USD/HA) | 150.734
2010 | 37157 | CROPLAND (NON-IRRIGATED, USD/HA) | 59.3052
2010 | 51165 | CROPLAND (NON-IRRIGATED, USD/HA) | 145.7919
2009 | 37157 | CROPLAND (NON-IRRIGATED, USD/HA) | 58.0697
2009 | 51165 | CROPLAND (NON-IRRIGATED, USD/HA) | 123.5525
2008 | 37157 | CROPLAND (NON-IRRIGATED, USD/HA) | 105.0196
2008 | 51165 | CROPLAND (NON-IRRIGATED, USD/HA) | 145.7919
2024 | 48397 | CROPLAND (NON-IRRIGATED, USD/HA) | 50.6565
2023 | 48397 | CROPLAND (NON-IRRIGATED, USD/HA) | 49.421
2022 | 48397 | CROPLAND (NON-IRRIGATED, USD/HA) | 37.0658
2011 | 48397 | CROPLAND (NON-IRRIGATED, USD/HA) | 42.0078
2010 | 48397 | CROPLAND (NON-IRRIGATED, USD/HA) | 27.1816
2009 | 48397 | CROPLAND (NON-IRRIGATED, USD/HA) | 24.7105
2024 | 40129 | CROPLAND (NON-IRRIGATED, USD/HA) | 61.7762
2023 | 40129 | CROPLAND (NON-IRRIGATED, USD/HA) | 50.6565
2022 | 40129 | CROPLAND (NON-IRRIGATED, USD/HA) | 75.367
2021 | 40129 | CROPLAND (NON-IRRIGATED, USD/HA) | 66.7184
2020 | 40129 | CROPLAND (NON-IRRIGATED, USD/HA) | 75.367
2019 | 40129 | CROPLAND (NON-IRRIGATED, USD/HA) | 66.7184
2017 | 40129 | CROPLAND (NON-IRRIGATED, USD/HA) | 54.3631
2016 | 40129 | CROPLAND (NON-IRRIGATED, USD/HA) | 50.6565
2014 | 40129 | CROPLAND (NON-IRRIGATED, USD/HA) | 50.6565
2013 | 40129 | CROPLAND (NON-IRRIGATED, USD/HA) | 50.6565
2012 | 40129 | CROPLAND (NON-IRRIGATED, USD/HA) | 51.892
2011 | 40129 | CROPLAND (NON-IRRIGATED, USD/HA) | 45.7144
2010 | 40129 | CROPLAND (NON-IRRIGATED, USD/HA) | 49.421
2009 | 40129 | CROPLAND (NON-IRRIGATED, USD/HA) | 44.4789
2008 | 40129 | CROPLAND (NON-IRRIGATED, USD/HA) | 39.5368
2024 | 40131 | CROPLAND (NON-IRRIGATED, USD/HA) | 55.5986
2023 | 40131 | CROPLAND (NON-IRRIGATED, USD/HA) | 54.3631
2022 | 40131 | CROPLAND (NON-IRRIGATED, USD/HA) | 64.2473
2021 | 40131 | CROPLAND (NON-IRRIGATED, USD/HA) | 59.3052
2020 | 40131 | CROPLAND (NON-IRRIGATED, USD/HA) | 58.0697
2019 | 40131 | CROPLAND (NON-IRRIGATED, USD/HA) | 53.1276
2017 | 40131 | CROPLAND (NON-IRRIGATED, USD/HA) | 56.8342
2016 | 40131 | CROPLAND (NON-IRRIGATED, USD/HA) | 59.3052
2014 | 40131 | CROPLAND (NON-IRRIGATED, USD/HA) | 59.3052
2013 | 40131 | CROPLAND (NON-IRRIGATED, USD/HA) | 63.0118
2012 | 40131 | CROPLAND (NON-IRRIGATED, USD/HA) | 46.95
2010 | 40131 | CROPLAND (NON-IRRIGATED, USD/HA) | 54.3631
2009 | 40131 | CROPLAND (NON-IRRIGATED, USD/HA) | 49.421
2024 | 38079 | CROPLAND (NON-IRRIGATED, USD/HA) | 129.7301
2023 | 38079 | CROPLAND (NON-IRRIGATED, USD/HA) | 122.317
2022 | 38079 | CROPLAND (NON-IRRIGATED, USD/HA) | 112.4328
2021 | 38079 | CROPLAND (NON-IRRIGATED, USD/HA) | 118.6104
2020 | 38079 | CROPLAND (NON-IRRIGATED, USD/HA) | 111.1972
2019 | 38079 | CROPLAND (NON-IRRIGATED, USD/HA) | 108.7262
2017 | 38079 | CROPLAND (NON-IRRIGATED, USD/HA) | 97.6065
2014 | 38079 | CROPLAND (NON-IRRIGATED, USD/HA) | 106.2552
2013 | 38079 | CROPLAND (NON-IRRIGATED, USD/HA) | 95.1354
2012 | 38079 | CROPLAND (NON-IRRIGATED, USD/HA) | 82.7802
2011 | 38079 | CROPLAND (NON-IRRIGATED, USD/HA) | 87.7223
2010 | 38079 | CROPLAND (NON-IRRIGATED, USD/HA) | 85.2512
2009 | 38079 | CROPLAND (NON-IRRIGATED, USD/HA) | 88.9578
2008 | 38079 | CROPLAND (NON-IRRIGATED, USD/HA) | 79.0736
2024 | 20163 | CROPLAND (NON-IRRIGATED, USD/HA) | 106.2552
2023 | 20163 | CROPLAND (NON-IRRIGATED, USD/HA) | 109.9617
2022 | 20163 | CROPLAND (NON-IRRIGATED, USD/HA) | 108.7262
2021 | 20163 | CROPLAND (NON-IRRIGATED, USD/HA) | 102.5486
2020 | 20163 | CROPLAND (NON-IRRIGATED, USD/HA) | 102.5486
2019 | 20163 | CROPLAND (NON-IRRIGATED, USD/HA) | 102.5486
2017 | 20163 | CROPLAND (NON-IRRIGATED, USD/HA) | 95.1354
2016 | 20163 | CROPLAND (NON-IRRIGATED, USD/HA) | 98.842
2014 | 20163 | CROPLAND (NON-IRRIGATED, USD/HA) | 96.3709
2013 | 20163 | CROPLAND (NON-IRRIGATED, USD/HA) | 92.6644
2012 | 20163 | CROPLAND (NON-IRRIGATED, USD/HA) | 95.1354
2011 | 20163 | CROPLAND (NON-IRRIGATED, USD/HA) | 72.896
2010 | 20163 | CROPLAND (NON-IRRIGATED, USD/HA) | 70.4249
2009 | 20163 | CROPLAND (NON-IRRIGATED, USD/HA) | 71.6604
2008 | 20163 | CROPLAND (NON-IRRIGATED, USD/HA) | 72.896
2024 | 30085 | CROPLAND (NON-IRRIGATED, USD/HA) | 86.4868
2024 | 35041 | CROPLAND (NON-IRRIGATED, USD/HA) | 82.7802
2023 | 30085 | CROPLAND (NON-IRRIGATED, USD/HA) | 86.4868
2023 | 35041 | CROPLAND (NON-IRRIGATED, USD/HA) | 39.5368
2022 | 30085 | CROPLAND (NON-IRRIGATED, USD/HA) | 80.3091
2022 | 35041 | CROPLAND (NON-IRRIGATED, USD/HA) | 38.3013
2021 | 30085 | CROPLAND (NON-IRRIGATED, USD/HA) | 70.4249
2021 | 35041 | CROPLAND (NON-IRRIGATED, USD/HA) | 39.5368
2020 | 30085 | CROPLAND (NON-IRRIGATED, USD/HA) | 69.1894
2020 | 35041 | CROPLAND (NON-IRRIGATED, USD/HA) | 42.0078
2019 | 30085 | CROPLAND (NON-IRRIGATED, USD/HA) | 65.4828
2019 | 35041 | CROPLAND (NON-IRRIGATED, USD/HA) | 44.4789
2017 | 30085 | CROPLAND (NON-IRRIGATED, USD/HA) | 65.4828
2017 | 35041 | CROPLAND (NON-IRRIGATED, USD/HA) | 56.8342
2016 | 30085 | CROPLAND (NON-IRRIGATED, USD/HA) | 67.9539
2014 | 30085 | CROPLAND (NON-IRRIGATED, USD/HA) | 61.7762
2014 | 35041 | CROPLAND (NON-IRRIGATED, USD/HA) | 32.1236
2013 | 30085 | CROPLAND (NON-IRRIGATED, USD/HA) | 60.5407
2013 | 35041 | CROPLAND (NON-IRRIGATED, USD/HA) | 55.5986
2012 | 30085 | CROPLAND (NON-IRRIGATED, USD/HA) | 55.5986
2011 | 30085 | CROPLAND (NON-IRRIGATED, USD/HA) | 56.8342
2011 | 35041 | CROPLAND (NON-IRRIGATED, USD/HA) | 27.1816
2010 | 30085 | CROPLAND (NON-IRRIGATED, USD/HA) | 50.6565
2009 | 30085 | CROPLAND (NON-IRRIGATED, USD/HA) | 46.95
2008 | 30085 | CROPLAND (NON-IRRIGATED, USD/HA) | 51.892
2024 | 27135 | CROPLAND (NON-IRRIGATED, USD/HA) | 156.9117
2023 | 27135 | CROPLAND (NON-IRRIGATED, USD/HA) | 147.0275
2022 | 27135 | CROPLAND (NON-IRRIGATED, USD/HA) | 158.1472
2021 | 27135 | CROPLAND (NON-IRRIGATED, USD/HA) | 135.9077
2020 | 27135 | CROPLAND (NON-IRRIGATED, USD/HA) | 135.9077
2019 | 27135 | CROPLAND (NON-IRRIGATED, USD/HA) | 124.788
2017 | 27135 | CROPLAND (NON-IRRIGATED, USD/HA) | 132.2012
2016 | 27135 | CROPLAND (NON-IRRIGATED, USD/HA) | 124.788
2013 | 27135 | CROPLAND (NON-IRRIGATED, USD/HA) | 105.0196
2012 | 27135 | CROPLAND (NON-IRRIGATED, USD/HA) | 101.3131
2011 | 27135 | CROPLAND (NON-IRRIGATED, USD/HA) | 102.5486
2010 | 27135 | CROPLAND (NON-IRRIGATED, USD/HA) | 85.2512
2009 | 27135 | CROPLAND (NON-IRRIGATED, USD/HA) | 84.0157
2008 | 27135 | CROPLAND (NON-IRRIGATED, USD/HA) | 87.7223
2024 | 30087 | CROPLAND (NON-IRRIGATED, USD/HA) | 54.3631
2021 | 30087 | CROPLAND (NON-IRRIGATED, USD/HA) | 54.3631
2020 | 30087 | CROPLAND (NON-IRRIGATED, USD/HA) | 46.95
2019 | 30087 | CROPLAND (NON-IRRIGATED, USD/HA) | 49.421
2017 | 30087 | CROPLAND (NON-IRRIGATED, USD/HA) | 34.5947
2016 | 30087 | CROPLAND (NON-IRRIGATED, USD/HA) | 42.0078
2014 | 30087 | CROPLAND (NON-IRRIGATED, USD/HA) | 35.8302
2012 | 30087 | CROPLAND (NON-IRRIGATED, USD/HA) | 54.3631
2011 | 30087 | CROPLAND (NON-IRRIGATED, USD/HA) | 46.95
2023 | 39141 | CROPLAND (NON-IRRIGATED, USD/HA) | 429.9627
2022 | 39141 | CROPLAND (NON-IRRIGATED, USD/HA) | 405.2522
2021 | 39141 | CROPLAND (NON-IRRIGATED, USD/HA) | 343.476
2020 | 39141 | CROPLAND (NON-IRRIGATED, USD/HA) | 363.2443
2019 | 39141 | CROPLAND (NON-IRRIGATED, USD/HA) | 383.0127
2017 | 39141 | CROPLAND (NON-IRRIGATED, USD/HA) | 355.8312
2016 | 39141 | CROPLAND (NON-IRRIGATED, USD/HA) | 368.1864
2014 | 39141 | CROPLAND (NON-IRRIGATED, USD/HA) | 363.2443
2013 | 39141 | CROPLAND (NON-IRRIGATED, USD/HA) | 313.8234
2012 | 39141 | CROPLAND (NON-IRRIGATED, USD/HA) | 274.2865
2011 | 39141 | CROPLAND (NON-IRRIGATED, USD/HA) | 249.5761
2010 | 39141 | CROPLAND (NON-IRRIGATED, USD/HA) | 217.4524
2009 | 39141 | CROPLAND (NON-IRRIGATED, USD/HA) | 212.5103
2008 | 39141 | CROPLAND (NON-IRRIGATED, USD/HA) | 214.9813
2024 | 8107 | CROPLAND (NON-IRRIGATED, USD/HA) | 40.7723
2023 | 8107 | CROPLAND (NON-IRRIGATED, USD/HA) | 54.3631
2021 | 8107 | CROPLAND (NON-IRRIGATED, USD/HA) | 40.7723
2020 | 8107 | CROPLAND (NON-IRRIGATED, USD/HA) | 42.0078
2019 | 8107 | CROPLAND (NON-IRRIGATED, USD/HA) | 34.5947
2017 | 8107 | CROPLAND (NON-IRRIGATED, USD/HA) | 39.5368
2016 | 8107 | CROPLAND (NON-IRRIGATED, USD/HA) | 33.3592
2014 | 8107 | CROPLAND (NON-IRRIGATED, USD/HA) | 38.3013
2013 | 8107 | CROPLAND (NON-IRRIGATED, USD/HA) | 37.0658
2012 | 8107 | CROPLAND (NON-IRRIGATED, USD/HA) | 38.3013
2009 | 8107 | CROPLAND (NON-IRRIGATED, USD/HA) | 61.7762
2024 | 21205 | CROPLAND (NON-IRRIGATED, USD/HA) | 105.0196
2024 | 37159 | CROPLAND (NON-IRRIGATED, USD/HA) | 160.6182
2023 | 21205 | CROPLAND (NON-IRRIGATED, USD/HA) | 112.4328
2023 | 37159 | CROPLAND (NON-IRRIGATED, USD/HA) | 133.4367
2022 | 37159 | CROPLAND (NON-IRRIGATED, USD/HA) | 158.1472
2021 | 21205 | CROPLAND (NON-IRRIGATED, USD/HA) | 155.6762
2021 | 37159 | CROPLAND (NON-IRRIGATED, USD/HA) | 153.2051
2020 | 21205 | CROPLAND (NON-IRRIGATED, USD/HA) | 192.7419
2020 | 37159 | CROPLAND (NON-IRRIGATED, USD/HA) | 143.3209
2019 | 37159 | CROPLAND (NON-IRRIGATED, USD/HA) | 143.3209
2017 | 21205 | CROPLAND (NON-IRRIGATED, USD/HA) | 205.0971
2017 | 37159 | CROPLAND (NON-IRRIGATED, USD/HA) | 138.3788
2016 | 21205 | CROPLAND (NON-IRRIGATED, USD/HA) | 210.0393
2016 | 37159 | CROPLAND (NON-IRRIGATED, USD/HA) | 138.3788
2014 | 37159 | CROPLAND (NON-IRRIGATED, USD/HA) | 150.734
2013 | 21205 | CROPLAND (NON-IRRIGATED, USD/HA) | 193.9774
2013 | 37159 | CROPLAND (NON-IRRIGATED, USD/HA) | 119.8459
2012 | 21205 | CROPLAND (NON-IRRIGATED, USD/HA) | 171.738
2012 | 37159 | CROPLAND (NON-IRRIGATED, USD/HA) | 109.9617
2011 | 37159 | CROPLAND (NON-IRRIGATED, USD/HA) | 97.6065
2010 | 21205 | CROPLAND (NON-IRRIGATED, USD/HA) | 111.1972
2010 | 37159 | CROPLAND (NON-IRRIGATED, USD/HA) | 96.3709
2009 | 21205 | CROPLAND (NON-IRRIGATED, USD/HA) | 108.7262
2009 | 37159 | CROPLAND (NON-IRRIGATED, USD/HA) | 114.9038
2008 | 37159 | CROPLAND (NON-IRRIGATED, USD/HA) | 118.6104
2024 | 48399 | CROPLAND (NON-IRRIGATED, USD/HA) | 85.2512
2023 | 48399 | CROPLAND (NON-IRRIGATED, USD/HA) | 82.7802
2022 | 48399 | CROPLAND (NON-IRRIGATED, USD/HA) | 66.7184
2021 | 48399 | CROPLAND (NON-IRRIGATED, USD/HA) | 70.4249
2020 | 48399 | CROPLAND (NON-IRRIGATED, USD/HA) | 69.1894
2019 | 48399 | CROPLAND (NON-IRRIGATED, USD/HA) | 70.4249
2017 | 48399 | CROPLAND (NON-IRRIGATED, USD/HA) | 72.896
2016 | 48399 | CROPLAND (NON-IRRIGATED, USD/HA) | 74.1315
2014 | 48399 | CROPLAND (NON-IRRIGATED, USD/HA) | 65.4828
2013 | 48399 | CROPLAND (NON-IRRIGATED, USD/HA) | 61.7762
2012 | 48399 | CROPLAND (NON-IRRIGATED, USD/HA) | 56.8342
2011 | 48399 | CROPLAND (NON-IRRIGATED, USD/HA) | 46.95
2010 | 48399 | CROPLAND (NON-IRRIGATED, USD/HA) | 66.7184
2009 | 48399 | CROPLAND (NON-IRRIGATED, USD/HA) | 64.2473
2008 | 48399 | CROPLAND (NON-IRRIGATED, USD/HA) | 58.0697
2024 | 18139 | CROPLAND (NON-IRRIGATED, USD/HA) | 620.2336
2024 | 20165 | CROPLAND (NON-IRRIGATED, USD/HA) | 113.6683
2023 | 18139 | CROPLAND (NON-IRRIGATED, USD/HA) | 627.6467
2023 | 20165 | CROPLAND (NON-IRRIGATED, USD/HA) | 109.9617
2022 | 18139 | CROPLAND (NON-IRRIGATED, USD/HA) | 560.9284
2022 | 20165 | CROPLAND (NON-IRRIGATED, USD/HA) | 107.4907
2021 | 18139 | CROPLAND (NON-IRRIGATED, USD/HA) | 551.0441
2021 | 20165 | CROPLAND (NON-IRRIGATED, USD/HA) | 92.6644
2020 | 18139 | CROPLAND (NON-IRRIGATED, USD/HA) | 551.0441
2020 | 20165 | CROPLAND (NON-IRRIGATED, USD/HA) | 88.9578
2019 | 18139 | CROPLAND (NON-IRRIGATED, USD/HA) | 526.3337
2019 | 20165 | CROPLAND (NON-IRRIGATED, USD/HA) | 93.8999
2017 | 18139 | CROPLAND (NON-IRRIGATED, USD/HA) | 555.9863
2017 | 20165 | CROPLAND (NON-IRRIGATED, USD/HA) | 87.7223
2016 | 18139 | CROPLAND (NON-IRRIGATED, USD/HA) | 506.5652
2016 | 20165 | CROPLAND (NON-IRRIGATED, USD/HA) | 95.1354
2014 | 18139 | CROPLAND (NON-IRRIGATED, USD/HA) | 494.21
2014 | 20165 | CROPLAND (NON-IRRIGATED, USD/HA) | 100.0775
2013 | 18139 | CROPLAND (NON-IRRIGATED, USD/HA) | 531.2758
2013 | 20165 | CROPLAND (NON-IRRIGATED, USD/HA) | 101.3131
2012 | 18139 | CROPLAND (NON-IRRIGATED, USD/HA) | 464.5574
2012 | 20165 | CROPLAND (NON-IRRIGATED, USD/HA) | 84.0157
2011 | 18139 | CROPLAND (NON-IRRIGATED, USD/HA) | 407.7233
2011 | 20165 | CROPLAND (NON-IRRIGATED, USD/HA) | 84.0157
2010 | 20165 | CROPLAND (NON-IRRIGATED, USD/HA) | 84.0157
2009 | 18139 | CROPLAND (NON-IRRIGATED, USD/HA) | 380.5417
2009 | 20165 | CROPLAND (NON-IRRIGATED, USD/HA) | 80.3091
2008 | 18139 | CROPLAND (NON-IRRIGATED, USD/HA) | 368.1864
2024 | 55107 | CROPLAND (NON-IRRIGATED, USD/HA) | 218.6879
2023 | 48401 | CROPLAND (NON-IRRIGATED, USD/HA) | 25.946
2023 | 55107 | CROPLAND (NON-IRRIGATED, USD/HA) | 217.4524
2022 | 48401 | CROPLAND (NON-IRRIGATED, USD/HA) | 37.0658
2022 | 55107 | CROPLAND (NON-IRRIGATED, USD/HA) | 182.8577
2021 | 48401 | CROPLAND (NON-IRRIGATED, USD/HA) | 27.1816
2021 | 55107 | CROPLAND (NON-IRRIGATED, USD/HA) | 163.0893
2020 | 48401 | CROPLAND (NON-IRRIGATED, USD/HA) | 32.1236
2020 | 55107 | CROPLAND (NON-IRRIGATED, USD/HA) | 161.8538
2019 | 48401 | CROPLAND (NON-IRRIGATED, USD/HA) | 35.8302
2019 | 55107 | CROPLAND (NON-IRRIGATED, USD/HA) | 161.8538
2017 | 48401 | CROPLAND (NON-IRRIGATED, USD/HA) | 33.3592
2017 | 55107 | CROPLAND (NON-IRRIGATED, USD/HA) | 172.9735
2016 | 48401 | CROPLAND (NON-IRRIGATED, USD/HA) | 28.4171
2016 | 55107 | CROPLAND (NON-IRRIGATED, USD/HA) | 163.0893
2014 | 48401 | CROPLAND (NON-IRRIGATED, USD/HA) | 34.5947
2014 | 55107 | CROPLAND (NON-IRRIGATED, USD/HA) | 143.3209
2013 | 55107 | CROPLAND (NON-IRRIGATED, USD/HA) | 118.6104
2012 | 48401 | CROPLAND (NON-IRRIGATED, USD/HA) | 27.1816
2012 | 55107 | CROPLAND (NON-IRRIGATED, USD/HA) | 101.3131
2011 | 48401 | CROPLAND (NON-IRRIGATED, USD/HA) | 27.1816
2011 | 55107 | CROPLAND (NON-IRRIGATED, USD/HA) | 100.0775
2010 | 48401 | CROPLAND (NON-IRRIGATED, USD/HA) | 34.5947
2010 | 55107 | CROPLAND (NON-IRRIGATED, USD/HA) | 76.6025
2009 | 55107 | CROPLAND (NON-IRRIGATED, USD/HA) | 76.6025
2008 | 55107 | CROPLAND (NON-IRRIGATED, USD/HA) | 76.6025
2024 | 1113 | CROPLAND (NON-IRRIGATED, USD/HA) | 59.3052
2024 | 20167 | CROPLAND (NON-IRRIGATED, USD/HA) | 102.5486
2024 | 21207 | CROPLAND (NON-IRRIGATED, USD/HA) | 235.9853
2024 | 51167 | CROPLAND (NON-IRRIGATED, USD/HA) | 88.9578
2023 | 1113 | CROPLAND (NON-IRRIGATED, USD/HA) | 82.7802
2023 | 20167 | CROPLAND (NON-IRRIGATED, USD/HA) | 102.5486
2023 | 21207 | CROPLAND (NON-IRRIGATED, USD/HA) | 237.2208
2023 | 51167 | CROPLAND (NON-IRRIGATED, USD/HA) | 97.6065
2022 | 1113 | CROPLAND (NON-IRRIGATED, USD/HA) | 67.9539
2022 | 20167 | CROPLAND (NON-IRRIGATED, USD/HA) | 96.3709
2022 | 21207 | CROPLAND (NON-IRRIGATED, USD/HA) | 202.6261
2022 | 51167 | CROPLAND (NON-IRRIGATED, USD/HA) | 109.9617
2021 | 1113 | CROPLAND (NON-IRRIGATED, USD/HA) | 66.7184
2021 | 20167 | CROPLAND (NON-IRRIGATED, USD/HA) | 98.842
2021 | 21207 | CROPLAND (NON-IRRIGATED, USD/HA) | 180.3867
2021 | 51167 | CROPLAND (NON-IRRIGATED, USD/HA) | 84.0157
2020 | 1113 | CROPLAND (NON-IRRIGATED, USD/HA) | 112.4328
2020 | 20167 | CROPLAND (NON-IRRIGATED, USD/HA) | 96.3709
2020 | 21207 | CROPLAND (NON-IRRIGATED, USD/HA) | 192.7419
2020 | 51167 | CROPLAND (NON-IRRIGATED, USD/HA) | 103.7841
2019 | 20167 | CROPLAND (NON-IRRIGATED, USD/HA) | 107.4907
2019 | 21207 | CROPLAND (NON-IRRIGATED, USD/HA) | 229.8076
2019 | 51167 | CROPLAND (NON-IRRIGATED, USD/HA) | 96.3709
2017 | 1113 | CROPLAND (NON-IRRIGATED, USD/HA) | 82.7802
2017 | 20167 | CROPLAND (NON-IRRIGATED, USD/HA) | 97.6065
2017 | 21207 | CROPLAND (NON-IRRIGATED, USD/HA) | 242.1629
2017 | 51167 | CROPLAND (NON-IRRIGATED, USD/HA) | 80.3091
2016 | 1113 | CROPLAND (NON-IRRIGATED, USD/HA) | 84.0157
2016 | 20167 | CROPLAND (NON-IRRIGATED, USD/HA) | 98.842
2016 | 21207 | CROPLAND (NON-IRRIGATED, USD/HA) | 247.105
2016 | 51167 | CROPLAND (NON-IRRIGATED, USD/HA) | 79.0736
2014 | 20167 | CROPLAND (NON-IRRIGATED, USD/HA) | 85.2512
2014 | 21207 | CROPLAND (NON-IRRIGATED, USD/HA) | 214.9813
2014 | 51167 | CROPLAND (NON-IRRIGATED, USD/HA) | 86.4868
2013 | 1113 | CROPLAND (NON-IRRIGATED, USD/HA) | 81.5447
2013 | 20167 | CROPLAND (NON-IRRIGATED, USD/HA) | 85.2512
2013 | 21207 | CROPLAND (NON-IRRIGATED, USD/HA) | 190.2708
2013 | 51167 | CROPLAND (NON-IRRIGATED, USD/HA) | 67.9539
2012 | 1113 | CROPLAND (NON-IRRIGATED, USD/HA) | 69.1894
2012 | 20167 | CROPLAND (NON-IRRIGATED, USD/HA) | 108.7262
2012 | 21207 | CROPLAND (NON-IRRIGATED, USD/HA) | 128.4946
2012 | 51167 | CROPLAND (NON-IRRIGATED, USD/HA) | 77.8381
2011 | 1113 | CROPLAND (NON-IRRIGATED, USD/HA) | 66.7184
2011 | 20167 | CROPLAND (NON-IRRIGATED, USD/HA) | 81.5447
2011 | 21207 | CROPLAND (NON-IRRIGATED, USD/HA) | 116.1393
2011 | 51167 | CROPLAND (NON-IRRIGATED, USD/HA) | 79.0736
2010 | 1113 | CROPLAND (NON-IRRIGATED, USD/HA) | 61.7762
2010 | 20167 | CROPLAND (NON-IRRIGATED, USD/HA) | 80.3091
2010 | 21207 | CROPLAND (NON-IRRIGATED, USD/HA) | 135.9077
2010 | 51167 | CROPLAND (NON-IRRIGATED, USD/HA) | 60.5407
2009 | 1113 | CROPLAND (NON-IRRIGATED, USD/HA) | 61.7762
2009 | 20167 | CROPLAND (NON-IRRIGATED, USD/HA) | 82.7802
2009 | 21207 | CROPLAND (NON-IRRIGATED, USD/HA) | 111.1972
2008 | 20167 | CROPLAND (NON-IRRIGATED, USD/HA) | 75.367
2008 | 21207 | CROPLAND (NON-IRRIGATED, USD/HA) | 87.7223
2008 | 51167 | CROPLAND (NON-IRRIGATED, USD/HA) | 98.842
2024 | 37161 | CROPLAND (NON-IRRIGATED, USD/HA) | 98.842
2024 | 47149 | CROPLAND (NON-IRRIGATED, USD/HA) | 197.684
2023 | 37161 | CROPLAND (NON-IRRIGATED, USD/HA) | 117.3749
2023 | 47149 | CROPLAND (NON-IRRIGATED, USD/HA) | 164.3248
2022 | 37161 | CROPLAND (NON-IRRIGATED, USD/HA) | 85.2512
2022 | 47149 | CROPLAND (NON-IRRIGATED, USD/HA) | 201.3906
2021 | 37161 | CROPLAND (NON-IRRIGATED, USD/HA) | 88.9578
2021 | 47149 | CROPLAND (NON-IRRIGATED, USD/HA) | 177.9156
2020 | 37161 | CROPLAND (NON-IRRIGATED, USD/HA) | 84.0157
2020 | 47149 | CROPLAND (NON-IRRIGATED, USD/HA) | 170.5025
2019 | 37161 | CROPLAND (NON-IRRIGATED, USD/HA) | 96.3709
2019 | 47149 | CROPLAND (NON-IRRIGATED, USD/HA) | 168.0314
2017 | 37161 | CROPLAND (NON-IRRIGATED, USD/HA) | 93.8999
2017 | 47149 | CROPLAND (NON-IRRIGATED, USD/HA) | 192.7419
2016 | 37161 | CROPLAND (NON-IRRIGATED, USD/HA) | 79.0736
2016 | 47149 | CROPLAND (NON-IRRIGATED, USD/HA) | 185.3287
2014 | 37161 | CROPLAND (NON-IRRIGATED, USD/HA) | 84.0157
2014 | 47149 | CROPLAND (NON-IRRIGATED, USD/HA) | 192.7419
2013 | 37161 | CROPLAND (NON-IRRIGATED, USD/HA) | 79.0736
2013 | 47149 | CROPLAND (NON-IRRIGATED, USD/HA) | 175.4445
2012 | 37161 | CROPLAND (NON-IRRIGATED, USD/HA) | 63.0118
2012 | 47149 | CROPLAND (NON-IRRIGATED, USD/HA) | 172.9735
2011 | 37161 | CROPLAND (NON-IRRIGATED, USD/HA) | 58.0697
2011 | 47149 | CROPLAND (NON-IRRIGATED, USD/HA) | 148.263
2010 | 37161 | CROPLAND (NON-IRRIGATED, USD/HA) | 50.6565
2010 | 47149 | CROPLAND (NON-IRRIGATED, USD/HA) | 128.4946
2009 | 37161 | CROPLAND (NON-IRRIGATED, USD/HA) | 65.4828
2009 | 47149 | CROPLAND (NON-IRRIGATED, USD/HA) | 128.4946
2008 | 37161 | CROPLAND (NON-IRRIGATED, USD/HA) | 72.896
2024 | 50021 | CROPLAND (NON-IRRIGATED, USD/HA) | 111.1972
2023 | 50021 | CROPLAND (NON-IRRIGATED, USD/HA) | 113.6683
2022 | 50021 | CROPLAND (NON-IRRIGATED, USD/HA) | 102.5486
2021 | 50021 | CROPLAND (NON-IRRIGATED, USD/HA) | 88.9578
2020 | 50021 | CROPLAND (NON-IRRIGATED, USD/HA) | 54.3631
2019 | 50021 | CROPLAND (NON-IRRIGATED, USD/HA) | 70.4249
2017 | 50021 | CROPLAND (NON-IRRIGATED, USD/HA) | 84.0157
2016 | 50021 | CROPLAND (NON-IRRIGATED, USD/HA) | 82.7802
2014 | 50021 | CROPLAND (NON-IRRIGATED, USD/HA) | 75.367
2013 | 50021 | CROPLAND (NON-IRRIGATED, USD/HA) | 77.8381
2012 | 50021 | CROPLAND (NON-IRRIGATED, USD/HA) | 65.4828
2011 | 50021 | CROPLAND (NON-IRRIGATED, USD/HA) | 59.3052
2010 | 50021 | CROPLAND (NON-IRRIGATED, USD/HA) | 67.9539
2008 | 50021 | CROPLAND (NON-IRRIGATED, USD/HA) | 82.7802
2023 | 22085 | CROPLAND (NON-IRRIGATED, USD/HA) | 50.6565
2022 | 22085 | CROPLAND (NON-IRRIGATED, USD/HA) | 44.4789
2022 | 48403 | CROPLAND (NON-IRRIGATED, USD/HA) | 38.3013
2021 | 22085 | CROPLAND (NON-IRRIGATED, USD/HA) | 43.2434
2016 | 48403 | CROPLAND (NON-IRRIGATED, USD/HA) | 37.0658
2014 | 48403 | CROPLAND (NON-IRRIGATED, USD/HA) | 44.4789
2011 | 22085 | CROPLAND (NON-IRRIGATED, USD/HA) | 66.7184
2009 | 22085 | CROPLAND (NON-IRRIGATED, USD/HA) | 74.1315
2024 | 19161 | CROPLAND (NON-IRRIGATED, USD/HA) | 704.2492
2023 | 19161 | CROPLAND (NON-IRRIGATED, USD/HA) | 721.5466
2022 | 19161 | CROPLAND (NON-IRRIGATED, USD/HA) | 667.1835
2021 | 19161 | CROPLAND (NON-IRRIGATED, USD/HA) | 620.2336
2020 | 19161 | CROPLAND (NON-IRRIGATED, USD/HA) | 597.9941
2019 | 19161 | CROPLAND (NON-IRRIGATED, USD/HA) | 630.1178
2017 | 19161 | CROPLAND (NON-IRRIGATED, USD/HA) | 602.9362
2016 | 19161 | CROPLAND (NON-IRRIGATED, USD/HA) | 612.8204
2014 | 19161 | CROPLAND (NON-IRRIGATED, USD/HA) | 714.1335
2013 | 19161 | CROPLAND (NON-IRRIGATED, USD/HA) | 691.894
2012 | 19161 | CROPLAND (NON-IRRIGATED, USD/HA) | 625.1757
2011 | 19161 | CROPLAND (NON-IRRIGATED, USD/HA) | 531.2758
2010 | 19161 | CROPLAND (NON-IRRIGATED, USD/HA) | 469.4995
2009 | 19161 | CROPLAND (NON-IRRIGATED, USD/HA) | 469.4995
2008 | 19161 | CROPLAND (NON-IRRIGATED, USD/HA) | 437.3759
2024 | 6067 | CROPLAND (NON-IRRIGATED, USD/HA) | 123.5525
2023 | 6067 | CROPLAND (NON-IRRIGATED, USD/HA) | 103.7841
2021 | 6067 | CROPLAND (NON-IRRIGATED, USD/HA) | 95.1354
2020 | 6067 | CROPLAND (NON-IRRIGATED, USD/HA) | 93.8999
2019 | 6067 | CROPLAND (NON-IRRIGATED, USD/HA) | 54.3631
2017 | 6067 | CROPLAND (NON-IRRIGATED, USD/HA) | 75.367
2016 | 6067 | CROPLAND (NON-IRRIGATED, USD/HA) | 98.842
2014 | 6067 | CROPLAND (NON-IRRIGATED, USD/HA) | 98.842
2013 | 6067 | CROPLAND (NON-IRRIGATED, USD/HA) | 109.9617
2012 | 6067 | CROPLAND (NON-IRRIGATED, USD/HA) | 84.0157
2011 | 6067 | CROPLAND (NON-IRRIGATED, USD/HA) | 70.4249
2010 | 6067 | CROPLAND (NON-IRRIGATED, USD/HA) | 70.4249
2024 | 26145 | CROPLAND (NON-IRRIGATED, USD/HA) | 412.6653
2023 | 26145 | CROPLAND (NON-IRRIGATED, USD/HA) | 348.418
2022 | 26145 | CROPLAND (NON-IRRIGATED, USD/HA) | 365.7154
2021 | 26145 | CROPLAND (NON-IRRIGATED, USD/HA) | 321.2365
2020 | 26145 | CROPLAND (NON-IRRIGATED, USD/HA) | 308.8813
2019 | 26145 | CROPLAND (NON-IRRIGATED, USD/HA) | 306.4102
2016 | 26145 | CROPLAND (NON-IRRIGATED, USD/HA) | 375.5996
2014 | 26145 | CROPLAND (NON-IRRIGATED, USD/HA) | 375.5996
2013 | 26145 | CROPLAND (NON-IRRIGATED, USD/HA) | 397.839
2012 | 26145 | CROPLAND (NON-IRRIGATED, USD/HA) | 298.9971
2011 | 26145 | CROPLAND (NON-IRRIGATED, USD/HA) | 286.6418
2010 | 26145 | CROPLAND (NON-IRRIGATED, USD/HA) | 254.5181
2009 | 26145 | CROPLAND (NON-IRRIGATED, USD/HA) | 240.9274
2008 | 26145 | CROPLAND (NON-IRRIGATED, USD/HA) | 249.5761
2020 | 8109 | CROPLAND (NON-IRRIGATED, USD/HA) | 48.1855
2014 | 8109 | CROPLAND (NON-IRRIGATED, USD/HA) | 51.892
2023 | 22089 | CROPLAND (NON-IRRIGATED, USD/HA) | 65.4828
2024 | 1115 | CROPLAND (NON-IRRIGATED, USD/HA) | 46.95
2023 | 1115 | CROPLAND (NON-IRRIGATED, USD/HA) | 33.3592
2022 | 1115 | CROPLAND (NON-IRRIGATED, USD/HA) | 46.95
2021 | 1115 | CROPLAND (NON-IRRIGATED, USD/HA) | 50.6565
2020 | 1115 | CROPLAND (NON-IRRIGATED, USD/HA) | 51.892
2019 | 1115 | CROPLAND (NON-IRRIGATED, USD/HA) | 69.1894
2016 | 1115 | CROPLAND (NON-IRRIGATED, USD/HA) | 58.0697
2014 | 1115 | CROPLAND (NON-IRRIGATED, USD/HA) | 60.5407
2012 | 1115 | CROPLAND (NON-IRRIGATED, USD/HA) | 63.0118
2011 | 1115 | CROPLAND (NON-IRRIGATED, USD/HA) | 67.9539
2010 | 1115 | CROPLAND (NON-IRRIGATED, USD/HA) | 61.7762
2009 | 1115 | CROPLAND (NON-IRRIGATED, USD/HA) | 61.7762
2024 | 5123 | CROPLAND (NON-IRRIGATED, USD/HA) | 191.5064
2023 | 5123 | CROPLAND (NON-IRRIGATED, USD/HA) | 214.9813
2022 | 5123 | CROPLAND (NON-IRRIGATED, USD/HA) | 244.6339
2021 | 5123 | CROPLAND (NON-IRRIGATED, USD/HA) | 201.3906
2020 | 5123 | CROPLAND (NON-IRRIGATED, USD/HA) | 219.9235
2017 | 5123 | CROPLAND (NON-IRRIGATED, USD/HA) | 176.6801
2016 | 5123 | CROPLAND (NON-IRRIGATED, USD/HA) | 138.3788
2014 | 5123 | CROPLAND (NON-IRRIGATED, USD/HA) | 130.9657
2013 | 5123 | CROPLAND (NON-IRRIGATED, USD/HA) | 163.0893
2012 | 5123 | CROPLAND (NON-IRRIGATED, USD/HA) | 132.2012
2011 | 5123 | CROPLAND (NON-IRRIGATED, USD/HA) | 132.2012
2010 | 5123 | CROPLAND (NON-IRRIGATED, USD/HA) | 142.0854
2009 | 5123 | CROPLAND (NON-IRRIGATED, USD/HA) | 137.1433
2024 | 22091 | CROPLAND (NON-IRRIGATED, USD/HA) | 49.421
2023 | 22091 | CROPLAND (NON-IRRIGATED, USD/HA) | 32.1236
2022 | 22091 | CROPLAND (NON-IRRIGATED, USD/HA) | 37.0658
2021 | 22091 | CROPLAND (NON-IRRIGATED, USD/HA) | 50.6565
2020 | 22091 | CROPLAND (NON-IRRIGATED, USD/HA) | 75.367
2019 | 22091 | CROPLAND (NON-IRRIGATED, USD/HA) | 58.0697
2016 | 22091 | CROPLAND (NON-IRRIGATED, USD/HA) | 34.5947
2013 | 22091 | CROPLAND (NON-IRRIGATED, USD/HA) | 55.5986
2012 | 22091 | CROPLAND (NON-IRRIGATED, USD/HA) | 39.5368
2010 | 22091 | CROPLAND (NON-IRRIGATED, USD/HA) | 32.1236
2009 | 22091 | CROPLAND (NON-IRRIGATED, USD/HA) | 37.0658
2024 | 22093 | CROPLAND (NON-IRRIGATED, USD/HA) | 154.4406
2023 | 22093 | CROPLAND (NON-IRRIGATED, USD/HA) | 201.3906
2021 | 22093 | CROPLAND (NON-IRRIGATED, USD/HA) | 164.3248
2017 | 22093 | CROPLAND (NON-IRRIGATED, USD/HA) | 180.3867
2013 | 22093 | CROPLAND (NON-IRRIGATED, USD/HA) | 212.5103
2012 | 22093 | CROPLAND (NON-IRRIGATED, USD/HA) | 214.9813
2011 | 22093 | CROPLAND (NON-IRRIGATED, USD/HA) | 189.0353
2010 | 22093 | CROPLAND (NON-IRRIGATED, USD/HA) | 197.684
2009 | 22093 | CROPLAND (NON-IRRIGATED, USD/HA) | 168.0314
2024 | 22097 | CROPLAND (NON-IRRIGATED, USD/HA) | 216.2169
2023 | 22097 | CROPLAND (NON-IRRIGATED, USD/HA) | 217.4524
2022 | 22097 | CROPLAND (NON-IRRIGATED, USD/HA) | 191.5064
2021 | 22097 | CROPLAND (NON-IRRIGATED, USD/HA) | 175.4445
2020 | 22097 | CROPLAND (NON-IRRIGATED, USD/HA) | 158.1472
2019 | 22097 | CROPLAND (NON-IRRIGATED, USD/HA) | 147.0275
2017 | 22097 | CROPLAND (NON-IRRIGATED, USD/HA) | 170.5025
2016 | 22097 | CROPLAND (NON-IRRIGATED, USD/HA) | 150.734
2014 | 22097 | CROPLAND (NON-IRRIGATED, USD/HA) | 163.0893
2013 | 22097 | CROPLAND (NON-IRRIGATED, USD/HA) | 163.0893
2012 | 22097 | CROPLAND (NON-IRRIGATED, USD/HA) | 126.0236
2011 | 22097 | CROPLAND (NON-IRRIGATED, USD/HA) | 108.7262
2010 | 22097 | CROPLAND (NON-IRRIGATED, USD/HA) | 108.7262
2009 | 22097 | CROPLAND (NON-IRRIGATED, USD/HA) | 111.1972
2008 | 22097 | CROPLAND (NON-IRRIGATED, USD/HA) | 140.8499
2024 | 22099 | CROPLAND (NON-IRRIGATED, USD/HA) | 170.5025
2023 | 22099 | CROPLAND (NON-IRRIGATED, USD/HA) | 214.9813
2022 | 22099 | CROPLAND (NON-IRRIGATED, USD/HA) | 208.8037
2021 | 22099 | CROPLAND (NON-IRRIGATED, USD/HA) | 158.1472
2020 | 22099 | CROPLAND (NON-IRRIGATED, USD/HA) | 197.684
2019 | 22099 | CROPLAND (NON-IRRIGATED, USD/HA) | 135.9077
2017 | 22099 | CROPLAND (NON-IRRIGATED, USD/HA) | 177.9156
2016 | 22099 | CROPLAND (NON-IRRIGATED, USD/HA) | 185.3287
2014 | 22099 | CROPLAND (NON-IRRIGATED, USD/HA) | 155.6762
2013 | 22099 | CROPLAND (NON-IRRIGATED, USD/HA) | 122.317
2012 | 22099 | CROPLAND (NON-IRRIGATED, USD/HA) | 103.7841
2024 | 22101 | CROPLAND (NON-IRRIGATED, USD/HA) | 175.4445
2022 | 22101 | CROPLAND (NON-IRRIGATED, USD/HA) | 192.7419
2021 | 22101 | CROPLAND (NON-IRRIGATED, USD/HA) | 249.5761
2020 | 22101 | CROPLAND (NON-IRRIGATED, USD/HA) | 240.9274
2014 | 22101 | CROPLAND (NON-IRRIGATED, USD/HA) | 119.8459
2013 | 22101 | CROPLAND (NON-IRRIGATED, USD/HA) | 107.4907
2012 | 22101 | CROPLAND (NON-IRRIGATED, USD/HA) | 148.263
2010 | 22101 | CROPLAND (NON-IRRIGATED, USD/HA) | 212.5103
2009 | 22101 | CROPLAND (NON-IRRIGATED, USD/HA) | 205.0971
2024 | 34033 | CROPLAND (NON-IRRIGATED, USD/HA) | 212.5103
2023 | 34033 | CROPLAND (NON-IRRIGATED, USD/HA) | 203.8616
2022 | 34033 | CROPLAND (NON-IRRIGATED, USD/HA) | 240.9274
2020 | 34033 | CROPLAND (NON-IRRIGATED, USD/HA) | 200.155
2019 | 34033 | CROPLAND (NON-IRRIGATED, USD/HA) | 180.3867
2017 | 34033 | CROPLAND (NON-IRRIGATED, USD/HA) | 168.0314
2016 | 34033 | CROPLAND (NON-IRRIGATED, USD/HA) | 168.0314
2014 | 34033 | CROPLAND (NON-IRRIGATED, USD/HA) | 170.5025
2013 | 34033 | CROPLAND (NON-IRRIGATED, USD/HA) | 180.3867
2012 | 34033 | CROPLAND (NON-IRRIGATED, USD/HA) | 155.6762
2011 | 34033 | CROPLAND (NON-IRRIGATED, USD/HA) | 156.9117
2010 | 34033 | CROPLAND (NON-IRRIGATED, USD/HA) | 135.9077
2009 | 34033 | CROPLAND (NON-IRRIGATED, USD/HA) | 140.8499
2008 | 34033 | CROPLAND (NON-IRRIGATED, USD/HA) | 139.6143
2024 | 5125 | CROPLAND (NON-IRRIGATED, USD/HA) | 54.3631
2024 | 17165 | CROPLAND (NON-IRRIGATED, USD/HA) | 387.9549
2024 | 20169 | CROPLAND (NON-IRRIGATED, USD/HA) | 165.5603
2024 | 29195 | CROPLAND (NON-IRRIGATED, USD/HA) | 496.681
2024 | 31151 | CROPLAND (NON-IRRIGATED, USD/HA) | 380.5417
2023 | 5125 | CROPLAND (NON-IRRIGATED, USD/HA) | 37.0658
2023 | 17165 | CROPLAND (NON-IRRIGATED, USD/HA) | 363.2443
2023 | 20169 | CROPLAND (NON-IRRIGATED, USD/HA) | 166.7959
2023 | 29195 | CROPLAND (NON-IRRIGATED, USD/HA) | 459.6153
2023 | 31151 | CROPLAND (NON-IRRIGATED, USD/HA) | 375.5996
2022 | 5125 | CROPLAND (NON-IRRIGATED, USD/HA) | 43.2434
2022 | 17165 | CROPLAND (NON-IRRIGATED, USD/HA) | 331.1207
2022 | 20169 | CROPLAND (NON-IRRIGATED, USD/HA) | 155.6762
2022 | 29195 | CROPLAND (NON-IRRIGATED, USD/HA) | 417.6074
2022 | 31151 | CROPLAND (NON-IRRIGATED, USD/HA) | 355.8312
2021 | 5125 | CROPLAND (NON-IRRIGATED, USD/HA) | 64.2473
2021 | 17165 | CROPLAND (NON-IRRIGATED, USD/HA) | 321.2365
2021 | 20169 | CROPLAND (NON-IRRIGATED, USD/HA) | 153.2051
2021 | 29195 | CROPLAND (NON-IRRIGATED, USD/HA) | 405.2522
2021 | 31151 | CROPLAND (NON-IRRIGATED, USD/HA) | 345.947
2020 | 5125 | CROPLAND (NON-IRRIGATED, USD/HA) | 27.1816
2020 | 17165 | CROPLAND (NON-IRRIGATED, USD/HA) | 301.4681
2020 | 20169 | CROPLAND (NON-IRRIGATED, USD/HA) | 140.8499
2020 | 29195 | CROPLAND (NON-IRRIGATED, USD/HA) | 415.1364
2020 | 31151 | CROPLAND (NON-IRRIGATED, USD/HA) | 336.0628
2019 | 5125 | CROPLAND (NON-IRRIGATED, USD/HA) | 34.5947
2019 | 17165 | CROPLAND (NON-IRRIGATED, USD/HA) | 308.8813
2019 | 20169 | CROPLAND (NON-IRRIGATED, USD/HA) | 148.263
2019 | 29195 | CROPLAND (NON-IRRIGATED, USD/HA) | 387.9549
2019 | 31151 | CROPLAND (NON-IRRIGATED, USD/HA) | 336.0628
2017 | 5125 | CROPLAND (NON-IRRIGATED, USD/HA) | 37.0658
2017 | 17165 | CROPLAND (NON-IRRIGATED, USD/HA) | 308.8813
2017 | 20169 | CROPLAND (NON-IRRIGATED, USD/HA) | 151.9696
2017 | 29195 | CROPLAND (NON-IRRIGATED, USD/HA) | 370.6575
2017 | 31151 | CROPLAND (NON-IRRIGATED, USD/HA) | 345.947
2016 | 5125 | CROPLAND (NON-IRRIGATED, USD/HA) | 53.1276
2016 | 17165 | CROPLAND (NON-IRRIGATED, USD/HA) | 294.055
2016 | 20169 | CROPLAND (NON-IRRIGATED, USD/HA) | 151.9696
2016 | 29195 | CROPLAND (NON-IRRIGATED, USD/HA) | 370.6575
2016 | 31151 | CROPLAND (NON-IRRIGATED, USD/HA) | 368.1864
2014 | 5125 | CROPLAND (NON-IRRIGATED, USD/HA) | 30.8881
2014 | 17165 | CROPLAND (NON-IRRIGATED, USD/HA) | 264.4024
2014 | 20169 | CROPLAND (NON-IRRIGATED, USD/HA) | 137.1433
2014 | 29195 | CROPLAND (NON-IRRIGATED, USD/HA) | 353.3601
2014 | 31151 | CROPLAND (NON-IRRIGATED, USD/HA) | 350.8891
2013 | 5125 | CROPLAND (NON-IRRIGATED, USD/HA) | 34.5947
2013 | 17165 | CROPLAND (NON-IRRIGATED, USD/HA) | 264.4024
2013 | 20169 | CROPLAND (NON-IRRIGATED, USD/HA) | 153.2051
2013 | 29195 | CROPLAND (NON-IRRIGATED, USD/HA) | 303.9391
2013 | 31151 | CROPLAND (NON-IRRIGATED, USD/HA) | 313.8234
2012 | 5125 | CROPLAND (NON-IRRIGATED, USD/HA) | 34.5947
2012 | 17165 | CROPLAND (NON-IRRIGATED, USD/HA) | 218.6879
2012 | 20169 | CROPLAND (NON-IRRIGATED, USD/HA) | 134.6722
2012 | 29195 | CROPLAND (NON-IRRIGATED, USD/HA) | 316.2944
2012 | 31151 | CROPLAND (NON-IRRIGATED, USD/HA) | 294.055
2011 | 5125 | CROPLAND (NON-IRRIGATED, USD/HA) | 38.3013
2011 | 17165 | CROPLAND (NON-IRRIGATED, USD/HA) | 214.9813
2011 | 20169 | CROPLAND (NON-IRRIGATED, USD/HA) | 119.8459
2011 | 29195 | CROPLAND (NON-IRRIGATED, USD/HA) | 303.9391
2011 | 31151 | CROPLAND (NON-IRRIGATED, USD/HA) | 247.105
2010 | 5125 | CROPLAND (NON-IRRIGATED, USD/HA) | 34.5947
2010 | 17165 | CROPLAND (NON-IRRIGATED, USD/HA) | 222.3945
2010 | 20169 | CROPLAND (NON-IRRIGATED, USD/HA) | 121.0815
2010 | 29195 | CROPLAND (NON-IRRIGATED, USD/HA) | 269.3444
2010 | 31151 | CROPLAND (NON-IRRIGATED, USD/HA) | 229.8076
2009 | 5125 | CROPLAND (NON-IRRIGATED, USD/HA) | 45.7144
2009 | 17165 | CROPLAND (NON-IRRIGATED, USD/HA) | 212.5103
2009 | 20169 | CROPLAND (NON-IRRIGATED, USD/HA) | 122.317
2009 | 29195 | CROPLAND (NON-IRRIGATED, USD/HA) | 256.9892
2009 | 31151 | CROPLAND (NON-IRRIGATED, USD/HA) | 239.6918
2008 | 20169 | CROPLAND (NON-IRRIGATED, USD/HA) | 128.4946
2008 | 29195 | CROPLAND (NON-IRRIGATED, USD/HA) | 233.5142
2008 | 31151 | CROPLAND (NON-IRRIGATED, USD/HA) | 231.0432
2023 | 49035 | CROPLAND (NON-IRRIGATED, USD/HA) | 101.3131
2013 | 49035 | CROPLAND (NON-IRRIGATED, USD/HA) | 40.7723
2011 | 49035 | CROPLAND (NON-IRRIGATED, USD/HA) | 29.6526
2009 | 49035 | CROPLAND (NON-IRRIGATED, USD/HA) | 32.1236
2024 | 45081 | CROPLAND (NON-IRRIGATED, USD/HA) | 71.6604
2023 | 45081 | CROPLAND (NON-IRRIGATED, USD/HA) | 64.2473
2022 | 45081 | CROPLAND (NON-IRRIGATED, USD/HA) | 56.8342
2021 | 45081 | CROPLAND (NON-IRRIGATED, USD/HA) | 63.0118
2020 | 45081 | CROPLAND (NON-IRRIGATED, USD/HA) | 64.2473
2019 | 45081 | CROPLAND (NON-IRRIGATED, USD/HA) | 56.8342
2017 | 45081 | CROPLAND (NON-IRRIGATED, USD/HA) | 63.0118
2016 | 45081 | CROPLAND (NON-IRRIGATED, USD/HA) | 51.892
2014 | 45081 | CROPLAND (NON-IRRIGATED, USD/HA) | 54.3631
2013 | 45081 | CROPLAND (NON-IRRIGATED, USD/HA) | 50.6565
2012 | 45081 | CROPLAND (NON-IRRIGATED, USD/HA) | 59.3052
2011 | 45081 | CROPLAND (NON-IRRIGATED, USD/HA) | 53.1276
2010 | 45081 | CROPLAND (NON-IRRIGATED, USD/HA) | 55.5986
2009 | 45081 | CROPLAND (NON-IRRIGATED, USD/HA) | 59.3052
2024 | 37163 | CROPLAND (NON-IRRIGATED, USD/HA) | 274.2865
2023 | 37163 | CROPLAND (NON-IRRIGATED, USD/HA) | 266.8734
2022 | 37163 | CROPLAND (NON-IRRIGATED, USD/HA) | 279.2287
2021 | 37163 | CROPLAND (NON-IRRIGATED, USD/HA) | 276.7576
2020 | 37163 | CROPLAND (NON-IRRIGATED, USD/HA) | 259.4602
2019 | 37163 | CROPLAND (NON-IRRIGATED, USD/HA) | 232.2787
2017 | 37163 | CROPLAND (NON-IRRIGATED, USD/HA) | 232.2787
2016 | 37163 | CROPLAND (NON-IRRIGATED, USD/HA) | 239.6918
2014 | 37163 | CROPLAND (NON-IRRIGATED, USD/HA) | 216.2169
2013 | 37163 | CROPLAND (NON-IRRIGATED, USD/HA) | 218.6879
2012 | 37163 | CROPLAND (NON-IRRIGATED, USD/HA) | 184.0932
2011 | 37163 | CROPLAND (NON-IRRIGATED, USD/HA) | 175.4445
2010 | 37163 | CROPLAND (NON-IRRIGATED, USD/HA) | 168.0314
2009 | 37163 | CROPLAND (NON-IRRIGATED, USD/HA) | 159.3827
2008 | 37163 | CROPLAND (NON-IRRIGATED, USD/HA) | 156.9117
2023 | 48405 | CROPLAND (NON-IRRIGATED, USD/HA) | 38.3013
2022 | 48405 | CROPLAND (NON-IRRIGATED, USD/HA) | 30.8881
2021 | 48405 | CROPLAND (NON-IRRIGATED, USD/HA) | 22.4866
2020 | 48405 | CROPLAND (NON-IRRIGATED, USD/HA) | 54.3631
2014 | 48405 | CROPLAND (NON-IRRIGATED, USD/HA) | 27.1816
2013 | 48405 | CROPLAND (NON-IRRIGATED, USD/HA) | 30.8881
2010 | 48405 | CROPLAND (NON-IRRIGATED, USD/HA) | 34.5947
2024 | 6069 | CROPLAND (NON-IRRIGATED, USD/HA) | 38.3013
2023 | 6069 | CROPLAND (NON-IRRIGATED, USD/HA) | 35.8302
2022 | 6069 | CROPLAND (NON-IRRIGATED, USD/HA) | 42.0078
2021 | 6069 | CROPLAND (NON-IRRIGATED, USD/HA) | 69.1894
2019 | 6069 | CROPLAND (NON-IRRIGATED, USD/HA) | 43.2434
2017 | 6069 | CROPLAND (NON-IRRIGATED, USD/HA) | 32.1236
2016 | 6069 | CROPLAND (NON-IRRIGATED, USD/HA) | 30.8881
2014 | 6069 | CROPLAND (NON-IRRIGATED, USD/HA) | 33.3592
2012 | 6069 | CROPLAND (NON-IRRIGATED, USD/HA) | 116.1393
2010 | 6069 | CROPLAND (NON-IRRIGATED, USD/HA) | 137.1433
2024 | 6071 | CROPLAND (NON-IRRIGATED, USD/HA) | 56.8342
2023 | 48407 | CROPLAND (NON-IRRIGATED, USD/HA) | 29.6526
2022 | 48407 | CROPLAND (NON-IRRIGATED, USD/HA) | 44.4789
2021 | 48407 | CROPLAND (NON-IRRIGATED, USD/HA) | 35.8302
2020 | 48407 | CROPLAND (NON-IRRIGATED, USD/HA) | 39.5368
2017 | 48407 | CROPLAND (NON-IRRIGATED, USD/HA) | 27.1816
2016 | 48407 | CROPLAND (NON-IRRIGATED, USD/HA) | 29.6526
2014 | 48407 | CROPLAND (NON-IRRIGATED, USD/HA) | 28.4171
2013 | 48407 | CROPLAND (NON-IRRIGATED, USD/HA) | 32.1236
2010 | 48407 | CROPLAND (NON-IRRIGATED, USD/HA) | 60.5407
2009 | 48407 | CROPLAND (NON-IRRIGATED, USD/HA) | 106.2552
2023 | 6077 | CROPLAND (NON-IRRIGATED, USD/HA) | 196.4485
2021 | 6077 | CROPLAND (NON-IRRIGATED, USD/HA) | 85.2512
2017 | 6077 | CROPLAND (NON-IRRIGATED, USD/HA) | 93.8999
2016 | 6077 | CROPLAND (NON-IRRIGATED, USD/HA) | 80.3091
2014 | 6077 | CROPLAND (NON-IRRIGATED, USD/HA) | 130.9657
2010 | 6077 | CROPLAND (NON-IRRIGATED, USD/HA) | 121.0815
2009 | 6077 | CROPLAND (NON-IRRIGATED, USD/HA) | 163.0893
2024 | 53055 | CROPLAND (NON-IRRIGATED, USD/HA) | 98.842
2023 | 53055 | CROPLAND (NON-IRRIGATED, USD/HA) | 77.8381
2022 | 53055 | CROPLAND (NON-IRRIGATED, USD/HA) | 100.0775
2021 | 53055 | CROPLAND (NON-IRRIGATED, USD/HA) | 56.8342
2010 | 49037 | CROPLAND (NON-IRRIGATED, USD/HA) | 82.7802
2023 | 6079 | CROPLAND (NON-IRRIGATED, USD/HA) | 66.7184
2021 | 6079 | CROPLAND (NON-IRRIGATED, USD/HA) | 59.3052
2020 | 6079 | CROPLAND (NON-IRRIGATED, USD/HA) | 69.1894
2019 | 6079 | CROPLAND (NON-IRRIGATED, USD/HA) | 74.1315
2017 | 6079 | CROPLAND (NON-IRRIGATED, USD/HA) | 44.4789
2016 | 6079 | CROPLAND (NON-IRRIGATED, USD/HA) | 51.892
2014 | 6079 | CROPLAND (NON-IRRIGATED, USD/HA) | 58.0697
2013 | 6079 | CROPLAND (NON-IRRIGATED, USD/HA) | 34.5947
2012 | 6079 | CROPLAND (NON-IRRIGATED, USD/HA) | 85.2512
2011 | 6079 | CROPLAND (NON-IRRIGATED, USD/HA) | 122.317
2023 | 6081 | CROPLAND (NON-IRRIGATED, USD/HA) | 124.788
2017 | 6081 | CROPLAND (NON-IRRIGATED, USD/HA) | 16.3089
2016 | 6081 | CROPLAND (NON-IRRIGATED, USD/HA) | 49.421
2023 | 8113 | CROPLAND (NON-IRRIGATED, USD/HA) | 42.0078
2024 | 48409 | CROPLAND (NON-IRRIGATED, USD/HA) | 217.4524
2023 | 48409 | CROPLAND (NON-IRRIGATED, USD/HA) | 219.9235
2022 | 48409 | CROPLAND (NON-IRRIGATED, USD/HA) | 171.738
2021 | 48409 | CROPLAND (NON-IRRIGATED, USD/HA) | 193.9774
2020 | 48409 | CROPLAND (NON-IRRIGATED, USD/HA) | 180.3867
2019 | 48409 | CROPLAND (NON-IRRIGATED, USD/HA) | 179.1511
2017 | 48409 | CROPLAND (NON-IRRIGATED, USD/HA) | 174.209
2016 | 48409 | CROPLAND (NON-IRRIGATED, USD/HA) | 165.5603
2012 | 48409 | CROPLAND (NON-IRRIGATED, USD/HA) | 127.2591
2011 | 48409 | CROPLAND (NON-IRRIGATED, USD/HA) | 169.2669
2010 | 48409 | CROPLAND (NON-IRRIGATED, USD/HA) | 150.734
2009 | 48409 | CROPLAND (NON-IRRIGATED, USD/HA) | 158.1472
2024 | 48411 | CROPLAND (NON-IRRIGATED, USD/HA) | 24.7105
2023 | 48411 | CROPLAND (NON-IRRIGATED, USD/HA) | 35.8302
2022 | 48411 | CROPLAND (NON-IRRIGATED, USD/HA) | 30.8881
2021 | 48411 | CROPLAND (NON-IRRIGATED, USD/HA) | 38.3013
2020 | 48411 | CROPLAND (NON-IRRIGATED, USD/HA) | 51.892
2019 | 48411 | CROPLAND (NON-IRRIGATED, USD/HA) | 32.1236
2017 | 48411 | CROPLAND (NON-IRRIGATED, USD/HA) | 43.2434
2016 | 48411 | CROPLAND (NON-IRRIGATED, USD/HA) | 37.0658
2014 | 48411 | CROPLAND (NON-IRRIGATED, USD/HA) | 37.0658
2013 | 48411 | CROPLAND (NON-IRRIGATED, USD/HA) | 32.1236
2012 | 48411 | CROPLAND (NON-IRRIGATED, USD/HA) | 30.8881
2011 | 48411 | CROPLAND (NON-IRRIGATED, USD/HA) | 33.3592
2010 | 48411 | CROPLAND (NON-IRRIGATED, USD/HA) | 32.1236
2009 | 48411 | CROPLAND (NON-IRRIGATED, USD/HA) | 37.0658
2024 | 46111 | CROPLAND (NON-IRRIGATED, USD/HA) | 316.2944
2023 | 46111 | CROPLAND (NON-IRRIGATED, USD/HA) | 311.3523
2022 | 46111 | CROPLAND (NON-IRRIGATED, USD/HA) | 301.4681
2021 | 46111 | CROPLAND (NON-IRRIGATED, USD/HA) | 303.9391
2020 | 46111 | CROPLAND (NON-IRRIGATED, USD/HA) | 294.055
2019 | 46111 | CROPLAND (NON-IRRIGATED, USD/HA) | 311.3523
2017 | 46111 | CROPLAND (NON-IRRIGATED, USD/HA) | 281.6997
2016 | 46111 | CROPLAND (NON-IRRIGATED, USD/HA) | 284.1707
2014 | 46111 | CROPLAND (NON-IRRIGATED, USD/HA) | 298.9971
2013 | 46111 | CROPLAND (NON-IRRIGATED, USD/HA) | 274.2865
2012 | 46111 | CROPLAND (NON-IRRIGATED, USD/HA) | 276.7576
2011 | 46111 | CROPLAND (NON-IRRIGATED, USD/HA) | 234.7498
2010 | 46111 | CROPLAND (NON-IRRIGATED, USD/HA) | 177.9156
2009 | 46111 | CROPLAND (NON-IRRIGATED, USD/HA) | 180.3867
2008 | 46111 | CROPLAND (NON-IRRIGATED, USD/HA) | 163.0893
2024 | 30089 | CROPLAND (NON-IRRIGATED, USD/HA) | 59.3052
2023 | 30089 | CROPLAND (NON-IRRIGATED, USD/HA) | 71.6604
2022 | 30089 | CROPLAND (NON-IRRIGATED, USD/HA) | 55.5986
2021 | 30089 | CROPLAND (NON-IRRIGATED, USD/HA) | 51.892
2020 | 30089 | CROPLAND (NON-IRRIGATED, USD/HA) | 49.421
2019 | 30089 | CROPLAND (NON-IRRIGATED, USD/HA) | 61.7762
2017 | 30089 | CROPLAND (NON-IRRIGATED, USD/HA) | 43.2434
2016 | 30089 | CROPLAND (NON-IRRIGATED, USD/HA) | 50.6565
2014 | 30089 | CROPLAND (NON-IRRIGATED, USD/HA) | 34.5947
2013 | 30089 | CROPLAND (NON-IRRIGATED, USD/HA) | 39.5368
2024 | 39143 | CROPLAND (NON-IRRIGATED, USD/HA) | 509.0363
2023 | 39143 | CROPLAND (NON-IRRIGATED, USD/HA) | 454.6732
2022 | 39143 | CROPLAND (NON-IRRIGATED, USD/HA) | 420.0785
2021 | 39143 | CROPLAND (NON-IRRIGATED, USD/HA) | 370.6575
2020 | 39143 | CROPLAND (NON-IRRIGATED, USD/HA) | 378.0707
2019 | 39143 | CROPLAND (NON-IRRIGATED, USD/HA) | 380.5417
2017 | 39143 | CROPLAND (NON-IRRIGATED, USD/HA) | 368.1864
2016 | 39143 | CROPLAND (NON-IRRIGATED, USD/HA) | 375.5996
2014 | 39143 | CROPLAND (NON-IRRIGATED, USD/HA) | 365.7154
2013 | 39143 | CROPLAND (NON-IRRIGATED, USD/HA) | 363.2443
2012 | 39143 | CROPLAND (NON-IRRIGATED, USD/HA) | 328.6497
2011 | 39143 | CROPLAND (NON-IRRIGATED, USD/HA) | 296.526
2010 | 39143 | CROPLAND (NON-IRRIGATED, USD/HA) | 252.0471
2009 | 39143 | CROPLAND (NON-IRRIGATED, USD/HA) | 247.105
2008 | 39143 | CROPLAND (NON-IRRIGATED, USD/HA) | 252.0471
2024 | 17167 | CROPLAND (NON-IRRIGATED, USD/HA) | 911.8175
2023 | 17167 | CROPLAND (NON-IRRIGATED, USD/HA) | 808.0334
2021 | 17167 | CROPLAND (NON-IRRIGATED, USD/HA) | 691.894
2020 | 17167 | CROPLAND (NON-IRRIGATED, USD/HA) | 721.5466
2019 | 17167 | CROPLAND (NON-IRRIGATED, USD/HA) | 716.6045
2017 | 17167 | CROPLAND (NON-IRRIGATED, USD/HA) | 706.7203
2016 | 17167 | CROPLAND (NON-IRRIGATED, USD/HA) | 743.7861
2014 | 17167 | CROPLAND (NON-IRRIGATED, USD/HA) | 746.2571
2013 | 17167 | CROPLAND (NON-IRRIGATED, USD/HA) | 916.7595
2012 | 17167 | CROPLAND (NON-IRRIGATED, USD/HA) | 800.6202
2011 | 17167 | CROPLAND (NON-IRRIGATED, USD/HA) | 622.7046
2010 | 17167 | CROPLAND (NON-IRRIGATED, USD/HA) | 568.3415
2009 | 17167 | CROPLAND (NON-IRRIGATED, USD/HA) | 551.0441
2008 | 17167 | CROPLAND (NON-IRRIGATED, USD/HA) | 553.5152
2021 | 26151 | CROPLAND (NON-IRRIGATED, USD/HA) | 303.9391
2020 | 26151 | CROPLAND (NON-IRRIGATED, USD/HA) | 289.1128
2019 | 26151 | CROPLAND (NON-IRRIGATED, USD/HA) | 298.9971
2017 | 26151 | CROPLAND (NON-IRRIGATED, USD/HA) | 284.1707
2016 | 26151 | CROPLAND (NON-IRRIGATED, USD/HA) | 294.055
2014 | 26151 | CROPLAND (NON-IRRIGATED, USD/HA) | 294.055
2013 | 26151 | CROPLAND (NON-IRRIGATED, USD/HA) | 358.3023
2012 | 26151 | CROPLAND (NON-IRRIGATED, USD/HA) | 177.9156
2011 | 26151 | CROPLAND (NON-IRRIGATED, USD/HA) | 177.9156
2010 | 26151 | CROPLAND (NON-IRRIGATED, USD/HA) | 168.0314
2009 | 26151 | CROPLAND (NON-IRRIGATED, USD/HA) | 177.9156
2008 | 26151 | CROPLAND (NON-IRRIGATED, USD/HA) | 163.0893
2024 | 49039 | CROPLAND (NON-IRRIGATED, USD/HA) | 64.2473
2019 | 49039 | CROPLAND (NON-IRRIGATED, USD/HA) | 51.892
2017 | 49039 | CROPLAND (NON-IRRIGATED, USD/HA) | 30.8881
2014 | 49039 | CROPLAND (NON-IRRIGATED, USD/HA) | 45.7144
2013 | 49039 | CROPLAND (NON-IRRIGATED, USD/HA) | 13.5908
2011 | 49039 | CROPLAND (NON-IRRIGATED, USD/HA) | 61.7762
2010 | 49039 | CROPLAND (NON-IRRIGATED, USD/HA) | 32.1236
2024 | 6083 | CROPLAND (NON-IRRIGATED, USD/HA) | 117.3749
2023 | 6083 | CROPLAND (NON-IRRIGATED, USD/HA) | 200.155
2021 | 6083 | CROPLAND (NON-IRRIGATED, USD/HA) | 129.7301
2020 | 6083 | CROPLAND (NON-IRRIGATED, USD/HA) | 185.3287
2013 | 6083 | CROPLAND (NON-IRRIGATED, USD/HA) | 98.842
2012 | 6083 | CROPLAND (NON-IRRIGATED, USD/HA) | 161.8538
2010 | 6083 | CROPLAND (NON-IRRIGATED, USD/HA) | 161.8538
2024 | 6085 | CROPLAND (NON-IRRIGATED, USD/HA) | 60.5407
2022 | 6085 | CROPLAND (NON-IRRIGATED, USD/HA) | 49.421
2021 | 6085 | CROPLAND (NON-IRRIGATED, USD/HA) | 81.5447
2017 | 6085 | CROPLAND (NON-IRRIGATED, USD/HA) | 106.2552
2016 | 6085 | CROPLAND (NON-IRRIGATED, USD/HA) | 61.7762
2014 | 6085 | CROPLAND (NON-IRRIGATED, USD/HA) | 102.5486
2010 | 6085 | CROPLAND (NON-IRRIGATED, USD/HA) | 126.0236
2014 | 6087 | CROPLAND (NON-IRRIGATED, USD/HA) | 185.3287
2024 | 12113 | CROPLAND (NON-IRRIGATED, USD/HA) | 261.9313
2022 | 12113 | CROPLAND (NON-IRRIGATED, USD/HA) | 249.5761
2021 | 12113 | CROPLAND (NON-IRRIGATED, USD/HA) | 227.3366
2020 | 12113 | CROPLAND (NON-IRRIGATED, USD/HA) | 238.4563
2019 | 12113 | CROPLAND (NON-IRRIGATED, USD/HA) | 234.7498
2017 | 12113 | CROPLAND (NON-IRRIGATED, USD/HA) | 238.4563
2016 | 12113 | CROPLAND (NON-IRRIGATED, USD/HA) | 228.5721
2014 | 12113 | CROPLAND (NON-IRRIGATED, USD/HA) | 217.4524
2013 | 12113 | CROPLAND (NON-IRRIGATED, USD/HA) | 177.9156
2012 | 12113 | CROPLAND (NON-IRRIGATED, USD/HA) | 180.3867
2011 | 12113 | CROPLAND (NON-IRRIGATED, USD/HA) | 151.9696
2010 | 12113 | CROPLAND (NON-IRRIGATED, USD/HA) | 126.0236
2009 | 12113 | CROPLAND (NON-IRRIGATED, USD/HA) | 107.4907
2008 | 12113 | CROPLAND (NON-IRRIGATED, USD/HA) | 168.0314
2024 | 36091 | CROPLAND (NON-IRRIGATED, USD/HA) | 139.6143
2023 | 36091 | CROPLAND (NON-IRRIGATED, USD/HA) | 168.0314
2022 | 36091 | CROPLAND (NON-IRRIGATED, USD/HA) | 132.2012
2021 | 36091 | CROPLAND (NON-IRRIGATED, USD/HA) | 126.0236
2019 | 36091 | CROPLAND (NON-IRRIGATED, USD/HA) | 100.0775
2017 | 36091 | CROPLAND (NON-IRRIGATED, USD/HA) | 119.8459
2016 | 36091 | CROPLAND (NON-IRRIGATED, USD/HA) | 113.6683
2014 | 36091 | CROPLAND (NON-IRRIGATED, USD/HA) | 98.842
2013 | 36091 | CROPLAND (NON-IRRIGATED, USD/HA) | 93.8999
2012 | 36091 | CROPLAND (NON-IRRIGATED, USD/HA) | 97.6065
2011 | 36091 | CROPLAND (NON-IRRIGATED, USD/HA) | 96.3709
2010 | 36091 | CROPLAND (NON-IRRIGATED, USD/HA) | 117.3749
2024 | 38081 | CROPLAND (NON-IRRIGATED, USD/HA) | 323.7075
2023 | 38081 | CROPLAND (NON-IRRIGATED, USD/HA) | 291.5839
2022 | 38081 | CROPLAND (NON-IRRIGATED, USD/HA) | 279.2287
2021 | 38081 | CROPLAND (NON-IRRIGATED, USD/HA) | 274.2865
2020 | 38081 | CROPLAND (NON-IRRIGATED, USD/HA) | 266.8734
2019 | 38081 | CROPLAND (NON-IRRIGATED, USD/HA) | 271.8155
2017 | 38081 | CROPLAND (NON-IRRIGATED, USD/HA) | 254.5181
2016 | 38081 | CROPLAND (NON-IRRIGATED, USD/HA) | 254.5181
2014 | 38081 | CROPLAND (NON-IRRIGATED, USD/HA) | 259.4602
2013 | 38081 | CROPLAND (NON-IRRIGATED, USD/HA) | 229.8076
2012 | 38081 | CROPLAND (NON-IRRIGATED, USD/HA) | 197.684
2011 | 38081 | CROPLAND (NON-IRRIGATED, USD/HA) | 211.2748
2010 | 38081 | CROPLAND (NON-IRRIGATED, USD/HA) | 168.0314
2009 | 38081 | CROPLAND (NON-IRRIGATED, USD/HA) | 158.1472
2008 | 38081 | CROPLAND (NON-IRRIGATED, USD/HA) | 155.6762
2024 | 31153 | CROPLAND (NON-IRRIGATED, USD/HA) | 630.1178
2023 | 31153 | CROPLAND (NON-IRRIGATED, USD/HA) | 590.581
2022 | 31153 | CROPLAND (NON-IRRIGATED, USD/HA) | 533.7468
2021 | 31153 | CROPLAND (NON-IRRIGATED, USD/HA) | 533.7468
2020 | 31153 | CROPLAND (NON-IRRIGATED, USD/HA) | 516.4494
2019 | 31153 | CROPLAND (NON-IRRIGATED, USD/HA) | 491.7389
2017 | 31153 | CROPLAND (NON-IRRIGATED, USD/HA) | 499.1521
2016 | 31153 | CROPLAND (NON-IRRIGATED, USD/HA) | 518.9205
2014 | 31153 | CROPLAND (NON-IRRIGATED, USD/HA) | 543.631
2013 | 31153 | CROPLAND (NON-IRRIGATED, USD/HA) | 484.3258
2012 | 31153 | CROPLAND (NON-IRRIGATED, USD/HA) | 415.1364
2011 | 31153 | CROPLAND (NON-IRRIGATED, USD/HA) | 397.839
2010 | 31153 | CROPLAND (NON-IRRIGATED, USD/HA) | 343.476
2009 | 31153 | CROPLAND (NON-IRRIGATED, USD/HA) | 331.1207
2008 | 31153 | CROPLAND (NON-IRRIGATED, USD/HA) | 333.5917
2024 | 55111 | CROPLAND (NON-IRRIGATED, USD/HA) | 370.6575
2023 | 55111 | CROPLAND (NON-IRRIGATED, USD/HA) | 355.8312
2022 | 55111 | CROPLAND (NON-IRRIGATED, USD/HA) | 343.476
2021 | 55111 | CROPLAND (NON-IRRIGATED, USD/HA) | 326.1786
2020 | 55111 | CROPLAND (NON-IRRIGATED, USD/HA) | 318.7654
2019 | 55111 | CROPLAND (NON-IRRIGATED, USD/HA) | 345.947
2017 | 55111 | CROPLAND (NON-IRRIGATED, USD/HA) | 313.8234
2016 | 55111 | CROPLAND (NON-IRRIGATED, USD/HA) | 308.8813
2014 | 55111 | CROPLAND (NON-IRRIGATED, USD/HA) | 269.3444
2013 | 55111 | CROPLAND (NON-IRRIGATED, USD/HA) | 271.8155
2012 | 55111 | CROPLAND (NON-IRRIGATED, USD/HA) | 274.2865
2011 | 55111 | CROPLAND (NON-IRRIGATED, USD/HA) | 238.4563
2010 | 55111 | CROPLAND (NON-IRRIGATED, USD/HA) | 217.4524
2009 | 55111 | CROPLAND (NON-IRRIGATED, USD/HA) | 224.8655
2008 | 55111 | CROPLAND (NON-IRRIGATED, USD/HA) | 234.7498
2024 | 31155 | CROPLAND (NON-IRRIGATED, USD/HA) | 553.5152
2023 | 31155 | CROPLAND (NON-IRRIGATED, USD/HA) | 526.3337
2022 | 31155 | CROPLAND (NON-IRRIGATED, USD/HA) | 494.21
2021 | 31155 | CROPLAND (NON-IRRIGATED, USD/HA) | 474.4416
2020 | 31155 | CROPLAND (NON-IRRIGATED, USD/HA) | 486.7969
2019 | 31155 | CROPLAND (NON-IRRIGATED, USD/HA) | 489.2679
2017 | 31155 | CROPLAND (NON-IRRIGATED, USD/HA) | 489.2679
2016 | 31155 | CROPLAND (NON-IRRIGATED, USD/HA) | 467.0285
2014 | 31155 | CROPLAND (NON-IRRIGATED, USD/HA) | 454.6732
2013 | 31155 | CROPLAND (NON-IRRIGATED, USD/HA) | 439.8469
2012 | 31155 | CROPLAND (NON-IRRIGATED, USD/HA) | 400.3101
2011 | 31155 | CROPLAND (NON-IRRIGATED, USD/HA) | 360.7733
2010 | 31155 | CROPLAND (NON-IRRIGATED, USD/HA) | 301.4681
2009 | 31155 | CROPLAND (NON-IRRIGATED, USD/HA) | 301.4681
2008 | 31155 | CROPLAND (NON-IRRIGATED, USD/HA) | 318.7654
2024 | 55113 | CROPLAND (NON-IRRIGATED, USD/HA) | 154.4406
2023 | 55113 | CROPLAND (NON-IRRIGATED, USD/HA) | 137.1433
2022 | 55113 | CROPLAND (NON-IRRIGATED, USD/HA) | 139.6143
2021 | 55113 | CROPLAND (NON-IRRIGATED, USD/HA) | 119.8459
2020 | 55113 | CROPLAND (NON-IRRIGATED, USD/HA) | 108.7262
2019 | 55113 | CROPLAND (NON-IRRIGATED, USD/HA) | 123.5525
2017 | 55113 | CROPLAND (NON-IRRIGATED, USD/HA) | 102.5486
2016 | 55113 | CROPLAND (NON-IRRIGATED, USD/HA) | 86.4868
2014 | 55113 | CROPLAND (NON-IRRIGATED, USD/HA) | 116.1393
2013 | 55113 | CROPLAND (NON-IRRIGATED, USD/HA) | 98.842
2012 | 55113 | CROPLAND (NON-IRRIGATED, USD/HA) | 86.4868
2011 | 55113 | CROPLAND (NON-IRRIGATED, USD/HA) | 103.7841
2010 | 55113 | CROPLAND (NON-IRRIGATED, USD/HA) | 71.6604
2009 | 55113 | CROPLAND (NON-IRRIGATED, USD/HA) | 76.6025
2023 | 36093 | CROPLAND (NON-IRRIGATED, USD/HA) | 86.4868
2024 | 48413 | CROPLAND (NON-IRRIGATED, USD/HA) | 66.7184
2023 | 48413 | CROPLAND (NON-IRRIGATED, USD/HA) | 82.7802
2022 | 48413 | CROPLAND (NON-IRRIGATED, USD/HA) | 64.2473
2021 | 48413 | CROPLAND (NON-IRRIGATED, USD/HA) | 65.4828
2020 | 48413 | CROPLAND (NON-IRRIGATED, USD/HA) | 65.4828
2019 | 48413 | CROPLAND (NON-IRRIGATED, USD/HA) | 67.9539
2017 | 48413 | CROPLAND (NON-IRRIGATED, USD/HA) | 63.0118
2016 | 48413 | CROPLAND (NON-IRRIGATED, USD/HA) | 56.8342
2014 | 48413 | CROPLAND (NON-IRRIGATED, USD/HA) | 70.4249
2013 | 48413 | CROPLAND (NON-IRRIGATED, USD/HA) | 53.1276
2012 | 48413 | CROPLAND (NON-IRRIGATED, USD/HA) | 69.1894
2011 | 48413 | CROPLAND (NON-IRRIGATED, USD/HA) | 60.5407
2010 | 48413 | CROPLAND (NON-IRRIGATED, USD/HA) | 58.0697
2009 | 48413 | CROPLAND (NON-IRRIGATED, USD/HA) | 59.3052
2024 | 36095 | CROPLAND (NON-IRRIGATED, USD/HA) | 80.3091
2023 | 36095 | CROPLAND (NON-IRRIGATED, USD/HA) | 79.0736
2022 | 36095 | CROPLAND (NON-IRRIGATED, USD/HA) | 74.1315
2021 | 36095 | CROPLAND (NON-IRRIGATED, USD/HA) | 81.5447
2020 | 36095 | CROPLAND (NON-IRRIGATED, USD/HA) | 75.367
2019 | 36095 | CROPLAND (NON-IRRIGATED, USD/HA) | 77.8381
2017 | 36095 | CROPLAND (NON-IRRIGATED, USD/HA) | 87.7223
2016 | 36095 | CROPLAND (NON-IRRIGATED, USD/HA) | 60.5407
2014 | 36095 | CROPLAND (NON-IRRIGATED, USD/HA) | 64.2473
2013 | 36095 | CROPLAND (NON-IRRIGATED, USD/HA) | 69.1894
2012 | 36095 | CROPLAND (NON-IRRIGATED, USD/HA) | 53.1276
2011 | 36095 | CROPLAND (NON-IRRIGATED, USD/HA) | 66.7184
2010 | 36095 | CROPLAND (NON-IRRIGATED, USD/HA) | 71.6604
2009 | 36095 | CROPLAND (NON-IRRIGATED, USD/HA) | 76.6025
2008 | 36095 | CROPLAND (NON-IRRIGATED, USD/HA) | 90.1933
2024 | 17169 | CROPLAND (NON-IRRIGATED, USD/HA) | 565.8705
2024 | 29197 | CROPLAND (NON-IRRIGATED, USD/HA) | 311.3523
2024 | 36097 | CROPLAND (NON-IRRIGATED, USD/HA) | 133.4367
2023 | 17169 | CROPLAND (NON-IRRIGATED, USD/HA) | 593.052
2023 | 29197 | CROPLAND (NON-IRRIGATED, USD/HA) | 318.7654
2023 | 36097 | CROPLAND (NON-IRRIGATED, USD/HA) | 128.4946
2022 | 17169 | CROPLAND (NON-IRRIGATED, USD/HA) | 536.2178
2022 | 29197 | CROPLAND (NON-IRRIGATED, USD/HA) | 328.6497
2022 | 36097 | CROPLAND (NON-IRRIGATED, USD/HA) | 122.317
2021 | 17169 | CROPLAND (NON-IRRIGATED, USD/HA) | 518.9205
2021 | 29197 | CROPLAND (NON-IRRIGATED, USD/HA) | 281.6997
2021 | 36097 | CROPLAND (NON-IRRIGATED, USD/HA) | 107.4907
2020 | 17169 | CROPLAND (NON-IRRIGATED, USD/HA) | 474.4416
2020 | 29197 | CROPLAND (NON-IRRIGATED, USD/HA) | 259.4602
2020 | 36097 | CROPLAND (NON-IRRIGATED, USD/HA) | 98.842
2019 | 17169 | CROPLAND (NON-IRRIGATED, USD/HA) | 491.7389
2019 | 36097 | CROPLAND (NON-IRRIGATED, USD/HA) | 114.9038
2017 | 17169 | CROPLAND (NON-IRRIGATED, USD/HA) | 494.21
2017 | 29197 | CROPLAND (NON-IRRIGATED, USD/HA) | 294.055
2017 | 36097 | CROPLAND (NON-IRRIGATED, USD/HA) | 77.8381
2016 | 17169 | CROPLAND (NON-IRRIGATED, USD/HA) | 486.7969
2016 | 29197 | CROPLAND (NON-IRRIGATED, USD/HA) | 281.6997
2016 | 36097 | CROPLAND (NON-IRRIGATED, USD/HA) | 63.0118
2014 | 17169 | CROPLAND (NON-IRRIGATED, USD/HA) | 459.6153
2014 | 29197 | CROPLAND (NON-IRRIGATED, USD/HA) | 296.526
2014 | 36097 | CROPLAND (NON-IRRIGATED, USD/HA) | 82.7802
2013 | 17169 | CROPLAND (NON-IRRIGATED, USD/HA) | 489.2679
2013 | 29197 | CROPLAND (NON-IRRIGATED, USD/HA) | 243.3984
2012 | 17169 | CROPLAND (NON-IRRIGATED, USD/HA) | 479.3837
2012 | 29197 | CROPLAND (NON-IRRIGATED, USD/HA) | 249.5761
2012 | 36097 | CROPLAND (NON-IRRIGATED, USD/HA) | 72.896
2011 | 17169 | CROPLAND (NON-IRRIGATED, USD/HA) | 410.1943
2011 | 29197 | CROPLAND (NON-IRRIGATED, USD/HA) | 286.6418
2011 | 36097 | CROPLAND (NON-IRRIGATED, USD/HA) | 51.892
2010 | 17169 | CROPLAND (NON-IRRIGATED, USD/HA) | 410.1943
2010 | 29197 | CROPLAND (NON-IRRIGATED, USD/HA) | 244.6339
2010 | 36097 | CROPLAND (NON-IRRIGATED, USD/HA) | 65.4828
2009 | 17169 | CROPLAND (NON-IRRIGATED, USD/HA) | 363.2443
2009 | 29197 | CROPLAND (NON-IRRIGATED, USD/HA) | 243.3984
2009 | 36097 | CROPLAND (NON-IRRIGATED, USD/HA) | 70.4249
2008 | 17169 | CROPLAND (NON-IRRIGATED, USD/HA) | 432.4337
2024 | 42107 | CROPLAND (NON-IRRIGATED, USD/HA) | 264.4024
2023 | 42107 | CROPLAND (NON-IRRIGATED, USD/HA) | 184.0932
2022 | 42107 | CROPLAND (NON-IRRIGATED, USD/HA) | 97.6065
2021 | 42107 | CROPLAND (NON-IRRIGATED, USD/HA) | 182.8577
2020 | 42107 | CROPLAND (NON-IRRIGATED, USD/HA) | 160.6182
2017 | 42107 | CROPLAND (NON-IRRIGATED, USD/HA) | 170.5025
2016 | 42107 | CROPLAND (NON-IRRIGATED, USD/HA) | 126.0236
2014 | 42107 | CROPLAND (NON-IRRIGATED, USD/HA) | 150.734
2013 | 42107 | CROPLAND (NON-IRRIGATED, USD/HA) | 154.4406
2012 | 42107 | CROPLAND (NON-IRRIGATED, USD/HA) | 158.1472
2011 | 42107 | CROPLAND (NON-IRRIGATED, USD/HA) | 108.7262
2010 | 42107 | CROPLAND (NON-IRRIGATED, USD/HA) | 100.0775
2009 | 42107 | CROPLAND (NON-IRRIGATED, USD/HA) | 101.3131
2008 | 42107 | CROPLAND (NON-IRRIGATED, USD/HA) | 116.1393
2024 | 39145 | CROPLAND (NON-IRRIGATED, USD/HA) | 234.7498
2023 | 39145 | CROPLAND (NON-IRRIGATED, USD/HA) | 266.8734
2022 | 39145 | CROPLAND (NON-IRRIGATED, USD/HA) | 245.8695
2021 | 39145 | CROPLAND (NON-IRRIGATED, USD/HA) | 185.3287
2020 | 39145 | CROPLAND (NON-IRRIGATED, USD/HA) | 192.7419
2019 | 39145 | CROPLAND (NON-IRRIGATED, USD/HA) | 165.5603
2017 | 39145 | CROPLAND (NON-IRRIGATED, USD/HA) | 169.2669
2016 | 39145 | CROPLAND (NON-IRRIGATED, USD/HA) | 154.4406
2014 | 39145 | CROPLAND (NON-IRRIGATED, USD/HA) | 169.2669
2013 | 39145 | CROPLAND (NON-IRRIGATED, USD/HA) | 137.1433
2012 | 39145 | CROPLAND (NON-IRRIGATED, USD/HA) | 123.5525
2011 | 39145 | CROPLAND (NON-IRRIGATED, USD/HA) | 124.788
2010 | 39145 | CROPLAND (NON-IRRIGATED, USD/HA) | 101.3131
2009 | 39145 | CROPLAND (NON-IRRIGATED, USD/HA) | 93.8999
2024 | 29199 | CROPLAND (NON-IRRIGATED, USD/HA) | 405.2522
2023 | 29199 | CROPLAND (NON-IRRIGATED, USD/HA) | 385.4838
2022 | 29199 | CROPLAND (NON-IRRIGATED, USD/HA) | 328.6497
2021 | 29199 | CROPLAND (NON-IRRIGATED, USD/HA) | 298.9971
2021 | 37165 | CROPLAND (NON-IRRIGATED, USD/HA) | 172.9735
2020 | 29199 | CROPLAND (NON-IRRIGATED, USD/HA) | 306.4102
2020 | 37165 | CROPLAND (NON-IRRIGATED, USD/HA) | 123.5525
2019 | 29199 | CROPLAND (NON-IRRIGATED, USD/HA) | 301.4681
2019 | 37165 | CROPLAND (NON-IRRIGATED, USD/HA) | 130.9657
2017 | 29199 | CROPLAND (NON-IRRIGATED, USD/HA) | 326.1786
2017 | 37165 | CROPLAND (NON-IRRIGATED, USD/HA) | 123.5525
2016 | 29199 | CROPLAND (NON-IRRIGATED, USD/HA) | 328.6497
2016 | 37165 | CROPLAND (NON-IRRIGATED, USD/HA) | 138.3788
2014 | 29199 | CROPLAND (NON-IRRIGATED, USD/HA) | 296.526
2014 | 37165 | CROPLAND (NON-IRRIGATED, USD/HA) | 153.2051
2013 | 29199 | CROPLAND (NON-IRRIGATED, USD/HA) | 301.4681
2013 | 37165 | CROPLAND (NON-IRRIGATED, USD/HA) | 126.0236
2012 | 29199 | CROPLAND (NON-IRRIGATED, USD/HA) | 276.7576
2012 | 37165 | CROPLAND (NON-IRRIGATED, USD/HA) | 128.4946
2011 | 29199 | CROPLAND (NON-IRRIGATED, USD/HA) | 281.6997
2011 | 37165 | CROPLAND (NON-IRRIGATED, USD/HA) | 109.9617
2010 | 29199 | CROPLAND (NON-IRRIGATED, USD/HA) | 245.8695
2010 | 37165 | CROPLAND (NON-IRRIGATED, USD/HA) | 106.2552
2009 | 29199 | CROPLAND (NON-IRRIGATED, USD/HA) | 247.105
2009 | 37165 | CROPLAND (NON-IRRIGATED, USD/HA) | 105.0196
2008 | 29199 | CROPLAND (NON-IRRIGATED, USD/HA) | 208.8037
2024 | 5127 | CROPLAND (NON-IRRIGATED, USD/HA) | 50.6565
2024 | 17171 | CROPLAND (NON-IRRIGATED, USD/HA) | 689.423
2024 | 18143 | CROPLAND (NON-IRRIGATED, USD/HA) | 350.8891
2024 | 19163 | CROPLAND (NON-IRRIGATED, USD/HA) | 657.2993
2024 | 20171 | CROPLAND (NON-IRRIGATED, USD/HA) | 159.3827
2024 | 21209 | CROPLAND (NON-IRRIGATED, USD/HA) | 254.5181
2024 | 27139 | CROPLAND (NON-IRRIGATED, USD/HA) | 496.681
2024 | 28123 | CROPLAND (NON-IRRIGATED, USD/HA) | 142.0854
2024 | 29201 | CROPLAND (NON-IRRIGATED, USD/HA) | 536.2178
2024 | 51169 | CROPLAND (NON-IRRIGATED, USD/HA) | 79.0736
2023 | 5127 | CROPLAND (NON-IRRIGATED, USD/HA) | 69.1894
2023 | 17171 | CROPLAND (NON-IRRIGATED, USD/HA) | 585.6389
2023 | 18143 | CROPLAND (NON-IRRIGATED, USD/HA) | 378.0707
2023 | 19163 | CROPLAND (NON-IRRIGATED, USD/HA) | 701.7782
2023 | 20171 | CROPLAND (NON-IRRIGATED, USD/HA) | 158.1472
2023 | 21209 | CROPLAND (NON-IRRIGATED, USD/HA) | 281.6997
2023 | 27139 | CROPLAND (NON-IRRIGATED, USD/HA) | 533.7468
2023 | 28123 | CROPLAND (NON-IRRIGATED, USD/HA) | 92.6644
2023 | 29201 | CROPLAND (NON-IRRIGATED, USD/HA) | 521.3915
2023 | 51169 | CROPLAND (NON-IRRIGATED, USD/HA) | 103.7841
2022 | 5127 | CROPLAND (NON-IRRIGATED, USD/HA) | 39.5368
2022 | 17171 | CROPLAND (NON-IRRIGATED, USD/HA) | 593.052
2022 | 18143 | CROPLAND (NON-IRRIGATED, USD/HA) | 345.947
2022 | 19163 | CROPLAND (NON-IRRIGATED, USD/HA) | 657.2993
2022 | 20171 | CROPLAND (NON-IRRIGATED, USD/HA) | 149.4985
2022 | 21209 | CROPLAND (NON-IRRIGATED, USD/HA) | 219.9235
2022 | 27139 | CROPLAND (NON-IRRIGATED, USD/HA) | 523.8626
2022 | 28123 | CROPLAND (NON-IRRIGATED, USD/HA) | 122.317
2022 | 29201 | CROPLAND (NON-IRRIGATED, USD/HA) | 499.1521
2022 | 51169 | CROPLAND (NON-IRRIGATED, USD/HA) | 100.0775
2021 | 5127 | CROPLAND (NON-IRRIGATED, USD/HA) | 49.421
2021 | 17171 | CROPLAND (NON-IRRIGATED, USD/HA) | 533.7468
2021 | 18143 | CROPLAND (NON-IRRIGATED, USD/HA) | 360.7733
2021 | 19163 | CROPLAND (NON-IRRIGATED, USD/HA) | 647.4151
2021 | 20171 | CROPLAND (NON-IRRIGATED, USD/HA) | 117.3749
2021 | 21209 | CROPLAND (NON-IRRIGATED, USD/HA) | 202.6261
2021 | 27139 | CROPLAND (NON-IRRIGATED, USD/HA) | 491.7389
2021 | 28123 | CROPLAND (NON-IRRIGATED, USD/HA) | 80.3091
2021 | 29201 | CROPLAND (NON-IRRIGATED, USD/HA) | 425.0206
2021 | 51169 | CROPLAND (NON-IRRIGATED, USD/HA) | 101.3131
2020 | 5127 | CROPLAND (NON-IRRIGATED, USD/HA) | 48.1855
2020 | 17171 | CROPLAND (NON-IRRIGATED, USD/HA) | 516.4494
2020 | 19163 | CROPLAND (NON-IRRIGATED, USD/HA) | 652.3572
2020 | 20171 | CROPLAND (NON-IRRIGATED, USD/HA) | 105.0196
2020 | 21209 | CROPLAND (NON-IRRIGATED, USD/HA) | 197.684
2020 | 27139 | CROPLAND (NON-IRRIGATED, USD/HA) | 467.0285
2020 | 28123 | CROPLAND (NON-IRRIGATED, USD/HA) | 105.0196
2020 | 29201 | CROPLAND (NON-IRRIGATED, USD/HA) | 454.6732
2019 | 5127 | CROPLAND (NON-IRRIGATED, USD/HA) | 45.7144
2019 | 17171 | CROPLAND (NON-IRRIGATED, USD/HA) | 511.5073
2019 | 19163 | CROPLAND (NON-IRRIGATED, USD/HA) | 684.4809
2019 | 20171 | CROPLAND (NON-IRRIGATED, USD/HA) | 107.4907
2019 | 21209 | CROPLAND (NON-IRRIGATED, USD/HA) | 234.7498
2019 | 27139 | CROPLAND (NON-IRRIGATED, USD/HA) | 469.4995
2019 | 28123 | CROPLAND (NON-IRRIGATED, USD/HA) | 102.5486
2019 | 29201 | CROPLAND (NON-IRRIGATED, USD/HA) | 467.0285
2017 | 5127 | CROPLAND (NON-IRRIGATED, USD/HA) | 33.3592
2017 | 17171 | CROPLAND (NON-IRRIGATED, USD/HA) | 568.3415
2017 | 18143 | CROPLAND (NON-IRRIGATED, USD/HA) | 338.5338
2017 | 19163 | CROPLAND (NON-IRRIGATED, USD/HA) | 612.8204
2017 | 20171 | CROPLAND (NON-IRRIGATED, USD/HA) | 103.7841
2017 | 21209 | CROPLAND (NON-IRRIGATED, USD/HA) | 271.8155
2017 | 27139 | CROPLAND (NON-IRRIGATED, USD/HA) | 489.2679
2017 | 29201 | CROPLAND (NON-IRRIGATED, USD/HA) | 434.9048
2017 | 47151 | CROPLAND (NON-IRRIGATED, USD/HA) | 71.6604
2017 | 51169 | CROPLAND (NON-IRRIGATED, USD/HA) | 79.0736
2016 | 5127 | CROPLAND (NON-IRRIGATED, USD/HA) | 43.2434
2016 | 17171 | CROPLAND (NON-IRRIGATED, USD/HA) | 543.631
2016 | 18143 | CROPLAND (NON-IRRIGATED, USD/HA) | 321.2365
2016 | 19163 | CROPLAND (NON-IRRIGATED, USD/HA) | 600.4651
2016 | 20171 | CROPLAND (NON-IRRIGATED, USD/HA) | 106.2552
2016 | 21209 | CROPLAND (NON-IRRIGATED, USD/HA) | 281.6997
2016 | 27139 | CROPLAND (NON-IRRIGATED, USD/HA) | 511.5073
2016 | 28123 | CROPLAND (NON-IRRIGATED, USD/HA) | 72.896
2016 | 29201 | CROPLAND (NON-IRRIGATED, USD/HA) | 432.4337
2016 | 51169 | CROPLAND (NON-IRRIGATED, USD/HA) | 87.7223
2014 | 5127 | CROPLAND (NON-IRRIGATED, USD/HA) | 39.5368
2014 | 18143 | CROPLAND (NON-IRRIGATED, USD/HA) | 333.5917
2014 | 19163 | CROPLAND (NON-IRRIGATED, USD/HA) | 684.4809
2014 | 20171 | CROPLAND (NON-IRRIGATED, USD/HA) | 103.7841
2014 | 21209 | CROPLAND (NON-IRRIGATED, USD/HA) | 232.2787
2014 | 27139 | CROPLAND (NON-IRRIGATED, USD/HA) | 585.6389
2014 | 28123 | CROPLAND (NON-IRRIGATED, USD/HA) | 64.2473
2014 | 29201 | CROPLAND (NON-IRRIGATED, USD/HA) | 385.4838
2014 | 47151 | CROPLAND (NON-IRRIGATED, USD/HA) | 75.367
2014 | 51169 | CROPLAND (NON-IRRIGATED, USD/HA) | 88.9578
2013 | 5127 | CROPLAND (NON-IRRIGATED, USD/HA) | 32.1236
2013 | 18143 | CROPLAND (NON-IRRIGATED, USD/HA) | 345.947
2013 | 19163 | CROPLAND (NON-IRRIGATED, USD/HA) | 672.1256
2013 | 20171 | CROPLAND (NON-IRRIGATED, USD/HA) | 114.9038
2013 | 21209 | CROPLAND (NON-IRRIGATED, USD/HA) | 170.5025
2013 | 27139 | CROPLAND (NON-IRRIGATED, USD/HA) | 509.0363
2013 | 28123 | CROPLAND (NON-IRRIGATED, USD/HA) | 69.1894
2013 | 29201 | CROPLAND (NON-IRRIGATED, USD/HA) | 358.3023
2013 | 51169 | CROPLAND (NON-IRRIGATED, USD/HA) | 71.6604
2012 | 5127 | CROPLAND (NON-IRRIGATED, USD/HA) | 39.5368
2012 | 17171 | CROPLAND (NON-IRRIGATED, USD/HA) | 496.681
2012 | 18143 | CROPLAND (NON-IRRIGATED, USD/HA) | 239.6918
2012 | 19163 | CROPLAND (NON-IRRIGATED, USD/HA) | 602.9362
2012 | 20171 | CROPLAND (NON-IRRIGATED, USD/HA) | 134.6722
2012 | 21209 | CROPLAND (NON-IRRIGATED, USD/HA) | 151.9696
2012 | 27139 | CROPLAND (NON-IRRIGATED, USD/HA) | 407.7233
2012 | 28123 | CROPLAND (NON-IRRIGATED, USD/HA) | 81.5447
2012 | 51169 | CROPLAND (NON-IRRIGATED, USD/HA) | 81.5447
2011 | 5127 | CROPLAND (NON-IRRIGATED, USD/HA) | 32.1236
2011 | 17171 | CROPLAND (NON-IRRIGATED, USD/HA) | 432.4337
2011 | 18143 | CROPLAND (NON-IRRIGATED, USD/HA) | 247.105
2011 | 19163 | CROPLAND (NON-IRRIGATED, USD/HA) | 531.2758
2011 | 20171 | CROPLAND (NON-IRRIGATED, USD/HA) | 93.8999
2011 | 21209 | CROPLAND (NON-IRRIGATED, USD/HA) | 151.9696
2011 | 27139 | CROPLAND (NON-IRRIGATED, USD/HA) | 375.5996
2011 | 28123 | CROPLAND (NON-IRRIGATED, USD/HA) | 86.4868
2011 | 29201 | CROPLAND (NON-IRRIGATED, USD/HA) | 318.7654
2011 | 51169 | CROPLAND (NON-IRRIGATED, USD/HA) | 77.8381
2010 | 5127 | CROPLAND (NON-IRRIGATED, USD/HA) | 37.0658
2010 | 17171 | CROPLAND (NON-IRRIGATED, USD/HA) | 345.947
2010 | 18143 | CROPLAND (NON-IRRIGATED, USD/HA) | 235.9853
2010 | 19163 | CROPLAND (NON-IRRIGATED, USD/HA) | 449.7311
2010 | 20171 | CROPLAND (NON-IRRIGATED, USD/HA) | 92.6644
2010 | 27139 | CROPLAND (NON-IRRIGATED, USD/HA) | 370.6575
2010 | 29201 | CROPLAND (NON-IRRIGATED, USD/HA) | 276.7576
2010 | 51169 | CROPLAND (NON-IRRIGATED, USD/HA) | 76.6025
2009 | 5127 | CROPLAND (NON-IRRIGATED, USD/HA) | 45.7144
2009 | 17171 | CROPLAND (NON-IRRIGATED, USD/HA) | 331.1207
2009 | 18143 | CROPLAND (NON-IRRIGATED, USD/HA) | 234.7498
2009 | 19163 | CROPLAND (NON-IRRIGATED, USD/HA) | 467.0285
2009 | 20171 | CROPLAND (NON-IRRIGATED, USD/HA) | 92.6644
2009 | 21209 | CROPLAND (NON-IRRIGATED, USD/HA) | 91.4288
2009 | 27139 | CROPLAND (NON-IRRIGATED, USD/HA) | 318.7654
2009 | 29201 | CROPLAND (NON-IRRIGATED, USD/HA) | 264.4024
2009 | 51169 | CROPLAND (NON-IRRIGATED, USD/HA) | 46.95
2008 | 19163 | CROPLAND (NON-IRRIGATED, USD/HA) | 467.0285
2008 | 27139 | CROPLAND (NON-IRRIGATED, USD/HA) | 306.4102
2008 | 29201 | CROPLAND (NON-IRRIGATED, USD/HA) | 247.105
2008 | 51169 | CROPLAND (NON-IRRIGATED, USD/HA) | 69.1894
2024 | 31157 | CROPLAND (NON-IRRIGATED, USD/HA) | 103.7841
2023 | 31157 | CROPLAND (NON-IRRIGATED, USD/HA) | 105.0196
2020 | 31157 | CROPLAND (NON-IRRIGATED, USD/HA) | 123.5525
2023 | 13251 | CROPLAND (NON-IRRIGATED, USD/HA) | 144.5564
2022 | 13251 | CROPLAND (NON-IRRIGATED, USD/HA) | 121.0815
2021 | 13251 | CROPLAND (NON-IRRIGATED, USD/HA) | 111.1972
2020 | 13251 | CROPLAND (NON-IRRIGATED, USD/HA) | 122.317
2019 | 13251 | CROPLAND (NON-IRRIGATED, USD/HA) | 122.317
2017 | 13251 | CROPLAND (NON-IRRIGATED, USD/HA) | 108.7262
2016 | 13251 | CROPLAND (NON-IRRIGATED, USD/HA) | 105.0196
2014 | 13251 | CROPLAND (NON-IRRIGATED, USD/HA) | 124.788
2013 | 13251 | CROPLAND (NON-IRRIGATED, USD/HA) | 109.9617
2012 | 13251 | CROPLAND (NON-IRRIGATED, USD/HA) | 111.1972
2011 | 13251 | CROPLAND (NON-IRRIGATED, USD/HA) | 107.4907
2010 | 13251 | CROPLAND (NON-IRRIGATED, USD/HA) | 103.7841
2009 | 13251 | CROPLAND (NON-IRRIGATED, USD/HA) | 96.3709
2008 | 13251 | CROPLAND (NON-IRRIGATED, USD/HA) | 96.3709
2024 | 48415 | CROPLAND (NON-IRRIGATED, USD/HA) | 87.7223
2023 | 48415 | CROPLAND (NON-IRRIGATED, USD/HA) | 59.3052
2022 | 48415 | CROPLAND (NON-IRRIGATED, USD/HA) | 72.896
2021 | 48415 | CROPLAND (NON-IRRIGATED, USD/HA) | 75.367
2020 | 48415 | CROPLAND (NON-IRRIGATED, USD/HA) | 60.5407
2019 | 48415 | CROPLAND (NON-IRRIGATED, USD/HA) | 69.1894
2017 | 48415 | CROPLAND (NON-IRRIGATED, USD/HA) | 58.0697
2016 | 48415 | CROPLAND (NON-IRRIGATED, USD/HA) | 63.0118
2014 | 48415 | CROPLAND (NON-IRRIGATED, USD/HA) | 85.2512
2012 | 48415 | CROPLAND (NON-IRRIGATED, USD/HA) | 64.2473
2011 | 48415 | CROPLAND (NON-IRRIGATED, USD/HA) | 77.8381
2010 | 48415 | CROPLAND (NON-IRRIGATED, USD/HA) | 54.3631
2009 | 48415 | CROPLAND (NON-IRRIGATED, USD/HA) | 45.7144
2024 | 5129 | CROPLAND (NON-IRRIGATED, USD/HA) | 44.4789
2022 | 5129 | CROPLAND (NON-IRRIGATED, USD/HA) | 53.1276
2021 | 5129 | CROPLAND (NON-IRRIGATED, USD/HA) | 45.7144
2020 | 5129 | CROPLAND (NON-IRRIGATED, USD/HA) | 46.95
2019 | 5129 | CROPLAND (NON-IRRIGATED, USD/HA) | 55.5986
2017 | 5129 | CROPLAND (NON-IRRIGATED, USD/HA) | 28.4171
2016 | 5129 | CROPLAND (NON-IRRIGATED, USD/HA) | 39.5368
2014 | 5129 | CROPLAND (NON-IRRIGATED, USD/HA) | 39.5368
2013 | 5129 | CROPLAND (NON-IRRIGATED, USD/HA) | 43.2434
2011 | 5129 | CROPLAND (NON-IRRIGATED, USD/HA) | 34.5947
2010 | 5129 | CROPLAND (NON-IRRIGATED, USD/HA) | 39.5368
2024 | 5131 | CROPLAND (NON-IRRIGATED, USD/HA) | 46.95
2023 | 5131 | CROPLAND (NON-IRRIGATED, USD/HA) | 34.5947
2022 | 5131 | CROPLAND (NON-IRRIGATED, USD/HA) | 38.3013
2021 | 5131 | CROPLAND (NON-IRRIGATED, USD/HA) | 74.1315
2020 | 5131 | CROPLAND (NON-IRRIGATED, USD/HA) | 39.5368
2019 | 5131 | CROPLAND (NON-IRRIGATED, USD/HA) | 38.3013
2017 | 5131 | CROPLAND (NON-IRRIGATED, USD/HA) | 35.8302
2016 | 5131 | CROPLAND (NON-IRRIGATED, USD/HA) | 60.5407
2014 | 5131 | CROPLAND (NON-IRRIGATED, USD/HA) | 67.9539
2010 | 5131 | CROPLAND (NON-IRRIGATED, USD/HA) | 39.5368
2009 | 5131 | CROPLAND (NON-IRRIGATED, USD/HA) | 40.7723
2024 | 8115 | CROPLAND (NON-IRRIGATED, USD/HA) | 116.1393
2024 | 20173 | CROPLAND (NON-IRRIGATED, USD/HA) | 124.788
2023 | 8115 | CROPLAND (NON-IRRIGATED, USD/HA) | 107.4907
2023 | 20173 | CROPLAND (NON-IRRIGATED, USD/HA) | 123.5525
2022 | 8115 | CROPLAND (NON-IRRIGATED, USD/HA) | 108.7262
2022 | 20173 | CROPLAND (NON-IRRIGATED, USD/HA) | 130.9657
2021 | 8115 | CROPLAND (NON-IRRIGATED, USD/HA) | 116.1393
2021 | 20173 | CROPLAND (NON-IRRIGATED, USD/HA) | 132.2012
2020 | 8115 | CROPLAND (NON-IRRIGATED, USD/HA) | 112.4328
2020 | 20173 | CROPLAND (NON-IRRIGATED, USD/HA) | 121.0815
2019 | 8115 | CROPLAND (NON-IRRIGATED, USD/HA) | 112.4328
2019 | 20173 | CROPLAND (NON-IRRIGATED, USD/HA) | 124.788
2017 | 8115 | CROPLAND (NON-IRRIGATED, USD/HA) | 103.7841
2017 | 20173 | CROPLAND (NON-IRRIGATED, USD/HA) | 132.2012
2016 | 8115 | CROPLAND (NON-IRRIGATED, USD/HA) | 103.7841
2016 | 20173 | CROPLAND (NON-IRRIGATED, USD/HA) | 124.788
2014 | 8115 | CROPLAND (NON-IRRIGATED, USD/HA) | 118.6104
2014 | 20173 | CROPLAND (NON-IRRIGATED, USD/HA) | 122.317
2013 | 8115 | CROPLAND (NON-IRRIGATED, USD/HA) | 88.9578
2013 | 20173 | CROPLAND (NON-IRRIGATED, USD/HA) | 128.4946
2012 | 8115 | CROPLAND (NON-IRRIGATED, USD/HA) | 71.6604
2012 | 20173 | CROPLAND (NON-IRRIGATED, USD/HA) | 128.4946
2011 | 20173 | CROPLAND (NON-IRRIGATED, USD/HA) | 107.4907
2010 | 20173 | CROPLAND (NON-IRRIGATED, USD/HA) | 107.4907
2009 | 8115 | CROPLAND (NON-IRRIGATED, USD/HA) | 59.3052
2009 | 20173 | CROPLAND (NON-IRRIGATED, USD/HA) | 102.5486
2008 | 20173 | CROPLAND (NON-IRRIGATED, USD/HA) | 107.4907
2024 | 40133 | CROPLAND (NON-IRRIGATED, USD/HA) | 33.3592
2023 | 40133 | CROPLAND (NON-IRRIGATED, USD/HA) | 42.0078
2022 | 13253 | CROPLAND (NON-IRRIGATED, USD/HA) | 205.0971
2022 | 40133 | CROPLAND (NON-IRRIGATED, USD/HA) | 44.4789
2021 | 13253 | CROPLAND (NON-IRRIGATED, USD/HA) | 217.4524
2021 | 40133 | CROPLAND (NON-IRRIGATED, USD/HA) | 27.1816
2020 | 13253 | CROPLAND (NON-IRRIGATED, USD/HA) | 186.5643
2020 | 40133 | CROPLAND (NON-IRRIGATED, USD/HA) | 39.5368
2019 | 13253 | CROPLAND (NON-IRRIGATED, USD/HA) | 214.9813
2019 | 40133 | CROPLAND (NON-IRRIGATED, USD/HA) | 33.3592
2017 | 13253 | CROPLAND (NON-IRRIGATED, USD/HA) | 205.0971
2017 | 40133 | CROPLAND (NON-IRRIGATED, USD/HA) | 38.3013
2016 | 13253 | CROPLAND (NON-IRRIGATED, USD/HA) | 202.6261
2016 | 40133 | CROPLAND (NON-IRRIGATED, USD/HA) | 43.2434
2014 | 13253 | CROPLAND (NON-IRRIGATED, USD/HA) | 192.7419
2014 | 40133 | CROPLAND (NON-IRRIGATED, USD/HA) | 34.5947
2013 | 13253 | CROPLAND (NON-IRRIGATED, USD/HA) | 192.7419
2013 | 40133 | CROPLAND (NON-IRRIGATED, USD/HA) | 35.8302
2012 | 13253 | CROPLAND (NON-IRRIGATED, USD/HA) | 169.2669
2012 | 40133 | CROPLAND (NON-IRRIGATED, USD/HA) | 28.4171
2011 | 13253 | CROPLAND (NON-IRRIGATED, USD/HA) | 190.2708
2010 | 13253 | CROPLAND (NON-IRRIGATED, USD/HA) | 156.9117
2010 | 40133 | CROPLAND (NON-IRRIGATED, USD/HA) | 44.4789
2009 | 13253 | CROPLAND (NON-IRRIGATED, USD/HA) | 130.9657
2009 | 40133 | CROPLAND (NON-IRRIGATED, USD/HA) | 60.5407
2024 | 36099 | CROPLAND (NON-IRRIGATED, USD/HA) | 176.6801
2023 | 36099 | CROPLAND (NON-IRRIGATED, USD/HA) | 174.209
2023 | 39147 | CROPLAND (NON-IRRIGATED, USD/HA) | 449.7311
2022 | 36099 | CROPLAND (NON-IRRIGATED, USD/HA) | 182.8577
2021 | 36099 | CROPLAND (NON-IRRIGATED, USD/HA) | 172.9735
2021 | 39147 | CROPLAND (NON-IRRIGATED, USD/HA) | 395.368
2020 | 36099 | CROPLAND (NON-IRRIGATED, USD/HA) | 161.8538
2020 | 39147 | CROPLAND (NON-IRRIGATED, USD/HA) | 387.9549
2019 | 36099 | CROPLAND (NON-IRRIGATED, USD/HA) | 168.0314
2019 | 39147 | CROPLAND (NON-IRRIGATED, USD/HA) | 390.4259
2017 | 36099 | CROPLAND (NON-IRRIGATED, USD/HA) | 154.4406
2017 | 39147 | CROPLAND (NON-IRRIGATED, USD/HA) | 375.5996
2016 | 36099 | CROPLAND (NON-IRRIGATED, USD/HA) | 164.3248
2014 | 36099 | CROPLAND (NON-IRRIGATED, USD/HA) | 128.4946
2014 | 39147 | CROPLAND (NON-IRRIGATED, USD/HA) | 375.5996
2013 | 36099 | CROPLAND (NON-IRRIGATED, USD/HA) | 126.0236
2013 | 39147 | CROPLAND (NON-IRRIGATED, USD/HA) | 378.0707
2012 | 36099 | CROPLAND (NON-IRRIGATED, USD/HA) | 113.6683
2012 | 39147 | CROPLAND (NON-IRRIGATED, USD/HA) | 306.4102
2011 | 36099 | CROPLAND (NON-IRRIGATED, USD/HA) | 107.4907
2011 | 39147 | CROPLAND (NON-IRRIGATED, USD/HA) | 264.4024
2010 | 36099 | CROPLAND (NON-IRRIGATED, USD/HA) | 95.1354
2010 | 39147 | CROPLAND (NON-IRRIGATED, USD/HA) | 247.105
2009 | 36099 | CROPLAND (NON-IRRIGATED, USD/HA) | 97.6065
2009 | 39147 | CROPLAND (NON-IRRIGATED, USD/HA) | 252.0471
2008 | 36099 | CROPLAND (NON-IRRIGATED, USD/HA) | 108.7262
2008 | 39147 | CROPLAND (NON-IRRIGATED, USD/HA) | 256.9892
2023 | 47153 | CROPLAND (NON-IRRIGATED, USD/HA) | 69.1894
2022 | 47153 | CROPLAND (NON-IRRIGATED, USD/HA) | 74.1315
2021 | 47153 | CROPLAND (NON-IRRIGATED, USD/HA) | 86.4868
2020 | 47153 | CROPLAND (NON-IRRIGATED, USD/HA) | 98.842
2017 | 47153 | CROPLAND (NON-IRRIGATED, USD/HA) | 123.5525
2014 | 47153 | CROPLAND (NON-IRRIGATED, USD/HA) | 97.6065
2009 | 47153 | CROPLAND (NON-IRRIGATED, USD/HA) | 87.7223
2024 | 40135 | CROPLAND (NON-IRRIGATED, USD/HA) | 35.8302
2023 | 40135 | CROPLAND (NON-IRRIGATED, USD/HA) | 45.7144
2022 | 40135 | CROPLAND (NON-IRRIGATED, USD/HA) | 39.5368
2021 | 40135 | CROPLAND (NON-IRRIGATED, USD/HA) | 37.0658
2020 | 40135 | CROPLAND (NON-IRRIGATED, USD/HA) | 74.1315
2019 | 40135 | CROPLAND (NON-IRRIGATED, USD/HA) | 86.4868
2017 | 40135 | CROPLAND (NON-IRRIGATED, USD/HA) | 80.3091
2013 | 40135 | CROPLAND (NON-IRRIGATED, USD/HA) | 40.7723
2012 | 40135 | CROPLAND (NON-IRRIGATED, USD/HA) | 43.2434
2011 | 40135 | CROPLAND (NON-IRRIGATED, USD/HA) | 40.7723
2010 | 40135 | CROPLAND (NON-IRRIGATED, USD/HA) | 88.9578
2009 | 40135 | CROPLAND (NON-IRRIGATED, USD/HA) | 39.5368
2024 | 5133 | CROPLAND (NON-IRRIGATED, USD/HA) | 58.0697
2024 | 47155 | CROPLAND (NON-IRRIGATED, USD/HA) | 87.7223
2024 | 49041 | CROPLAND (NON-IRRIGATED, USD/HA) | 42.0078
2023 | 5133 | CROPLAND (NON-IRRIGATED, USD/HA) | 56.8342
2023 | 47155 | CROPLAND (NON-IRRIGATED, USD/HA) | 100.0775
2023 | 49041 | CROPLAND (NON-IRRIGATED, USD/HA) | 32.1236
2022 | 5133 | CROPLAND (NON-IRRIGATED, USD/HA) | 84.0157
2022 | 47155 | CROPLAND (NON-IRRIGATED, USD/HA) | 72.896
2021 | 5133 | CROPLAND (NON-IRRIGATED, USD/HA) | 63.0118
2021 | 47155 | CROPLAND (NON-IRRIGATED, USD/HA) | 71.6604
2020 | 5133 | CROPLAND (NON-IRRIGATED, USD/HA) | 49.421
2020 | 47155 | CROPLAND (NON-IRRIGATED, USD/HA) | 64.2473
2020 | 49041 | CROPLAND (NON-IRRIGATED, USD/HA) | 49.421
2019 | 5133 | CROPLAND (NON-IRRIGATED, USD/HA) | 84.0157
2019 | 47155 | CROPLAND (NON-IRRIGATED, USD/HA) | 70.4249
2019 | 49041 | CROPLAND (NON-IRRIGATED, USD/HA) | 46.95
2017 | 5133 | CROPLAND (NON-IRRIGATED, USD/HA) | 53.1276
2017 | 47155 | CROPLAND (NON-IRRIGATED, USD/HA) | 69.1894
2016 | 5133 | CROPLAND (NON-IRRIGATED, USD/HA) | 55.5986
2016 | 47155 | CROPLAND (NON-IRRIGATED, USD/HA) | 76.6025
2016 | 49041 | CROPLAND (NON-IRRIGATED, USD/HA) | 95.1354
2014 | 5133 | CROPLAND (NON-IRRIGATED, USD/HA) | 64.2473
2014 | 47155 | CROPLAND (NON-IRRIGATED, USD/HA) | 85.2512
2013 | 5133 | CROPLAND (NON-IRRIGATED, USD/HA) | 74.1315
2013 | 47155 | CROPLAND (NON-IRRIGATED, USD/HA) | 91.4288
2012 | 5133 | CROPLAND (NON-IRRIGATED, USD/HA) | 49.421
2012 | 47155 | CROPLAND (NON-IRRIGATED, USD/HA) | 103.7841
2011 | 5133 | CROPLAND (NON-IRRIGATED, USD/HA) | 63.0118
2011 | 47155 | CROPLAND (NON-IRRIGATED, USD/HA) | 84.0157
2010 | 47155 | CROPLAND (NON-IRRIGATED, USD/HA) | 88.9578
2010 | 49041 | CROPLAND (NON-IRRIGATED, USD/HA) | 66.7184
2009 | 5133 | CROPLAND (NON-IRRIGATED, USD/HA) | 46.95
2009 | 47155 | CROPLAND (NON-IRRIGATED, USD/HA) | 81.5447
2024 | 20175 | CROPLAND (NON-IRRIGATED, USD/HA) | 86.4868
2024 | 31159 | CROPLAND (NON-IRRIGATED, USD/HA) | 464.5574
2023 | 20175 | CROPLAND (NON-IRRIGATED, USD/HA) | 79.0736
2023 | 31159 | CROPLAND (NON-IRRIGATED, USD/HA) | 476.9126
2022 | 20175 | CROPLAND (NON-IRRIGATED, USD/HA) | 74.1315
2022 | 31159 | CROPLAND (NON-IRRIGATED, USD/HA) | 459.6153
2021 | 20175 | CROPLAND (NON-IRRIGATED, USD/HA) | 70.4249
2021 | 31159 | CROPLAND (NON-IRRIGATED, USD/HA) | 434.9048